## ccs
Level | Bill Page | Work breakdown structure MASTER FORMAT LEVEL 1 | Work breakdown structure MASTER FORMAT LEVEL 2 | Item | Bill description | Unit | Bill quantity | Gross Rate | Gross Amount | Pricing Trade | Pricing Code | Pricing Description | Remarks | 1
1 | B1/03/01 |  |  |  | Bill Nr 01 : Prelims |  |  |  | 86481900
2 | B1/03/01 |  |  |  | Prelims |  |  |  | 59403250
| B1/03/01 |  |  | A | Prelims | LS | 1 | 59403250 | 59403250 | A | A0200001 | Prelims
2 | B1/03/01 |  |  |  | Accomodation |  |  |  | 27078650
| B1/03/01 |  |  | B | Accomodatation | LS | 1 | 27078650 | 27078650 | A | A0200002 | Accomodation
1 | B1/03/01 |  |  |  | Laundry Interchange (LI) |  |  |  | 70028569.76
2 | B1/03/01 |  |  |  | 03 - CONCRETE |  |  |  | 3775737.32
3 | B1/03/01 |  |  |  | 033000 - CAST IN PLACE CONCRETE |  |  |  | 2267389.27
4 | B1/03/01 |  |  |  | Cast in place concrete with 14 mpa compressive strength(cylinder); ordinary portland cement; plain |  |  |  | 224304.85
| B1/03/01 |  | 033000 | A | Isolated foundations | m³ | 66 | 582.61 | 38452.26 | C | C0335410 | Blinding concrete C14MPa-50mm thick |  | B1/03/01-A
| B1/03/01 |  | 033000 | B | Strip foundations | m³ | 52 | 582.61 | 30295.72 | C | C0335410 | Blinding concrete C14MPa-50mm thick |  | B1/03/01-B
| B1/03/01 |  | 033000 | C | Raft foundations | m³ | 3 | 582.61 | 1747.83 | C | C0335410 | Blinding concrete C14MPa-50mm thick |  | B1/03/01-C
| B1/03/01 |  | 033000 | D | Ground beams | m³ | 11 | 582.61 | 6408.71 | C | C0335410 | Blinding concrete C14MPa-50mm thick |  | B1/03/01-D
| B1/03/01 |  | 033000 | E | Beds, Slab on grade | m³ | 253 | 582.61 | 147400.33 | C | C0335410 | Blinding concrete C14MPa-50mm thick |  | B1/03/01-E
4 | B1/03/01 |  |  |  | Cast in place concrete with 40 mpa compressive strength(cylinder); ordinary portland cement; reinforced |  |  |  | 1465961.64
| B1/03/01 |  | 033000 | F | Isolated foundations | m³ | 232 | 840.67 | 195035.44 | C | C0331001 | Cast in place concrete with 40 mpa fc- Footing - Triple Blend |  | B1/03/01-F
| B1/03/01 |  | 033000 | G | Strip foundations | m³ | 232 | 840.67 | 195035.44 | C | C0331001 | Cast in place concrete with 40 mpa fc- Footing - Triple Blend |  | B1/03/01-G
| B1/03/01 |  | 033000 | H | Raft foundations | m³ | 8 | 776.53 | 6212.24 | C | C0331002 | Cast in place concrete with 40 mpa fc- Raft foundations - Triple Blend |  | B1/03/01-H
| B1/03/01 |  | 033000 | J | Machine bases | m³ | 20 | 1080.94 | 21618.8 | C | C0331007 | Cast in place concrete with 40 mpa fc- Parapet/Upstands/Pedestals |  | B1/03/01-J
| B1/03/01 |  | 033000 | K | Ground beams | m³ | 68 | 1725.2 | 117313.6 | C | C0331003 | Cast in place concrete with 40 mpafc- Ground beams - Triple Blend |  | B1/03/01-K
| B1/03/01 |  | 033000 | L | Beds, Slab on grade | m³ | 772 | 920.81 | 710865.32 | C | C0331004 | Cast in place concrete with 40 mpa fc- Beds, Slab on grade - Triple Blend |  | B1/03/01-L
| B1/03/01 |  | 033000 | M | Slabs | m³ | 147 | 1221.56 | 179569.32 | C | C0331005 | Cast in place concrete with 40 mpa fc- Slabs/Beams |  | B1/03/01-M
| B1/03/01 |  | 033000 | N | Attached drop beams (drop part below slab only) | m³ | 33 | 1221.56 | 40311.48 | C | C0331005 | Cast in place concrete with 40 mpa fc- Slabs/Beams |  | B1/03/01-N
4 | B1/03/02 |  |  |  | Cast in place concrete with 40 mpa compressive strength(cylinder); ordinary portland cement; reinforced |  |  |  | 577122.78
| B1/03/02 |  | 033000 | B | Columns | m³ | 71 | 1587.82 | 112735.22 | C | C0331006 | Cast in place concrete with 40 mpa fc- Columns/Wall |  | B1/03/02-B
| B1/03/02 |  | 033000 | C | Pedestals | m³ | 98 | 1080.94 | 105932.12 | C | C0331007 | Cast in place concrete with 40 mpa fc- Parapet/Upstands/Pedestals |  | B1/03/02-C
| B1/03/02 |  | 033000 | D | Walls | m³ | 116 | 1587.82 | 184187.12 | C | C0331006 | Cast in place concrete with 40 mpa fc- Columns/Wall |  | B1/03/02-D
| B1/03/02 |  | 033000 | E | Upstands | m³ | 20 | 1080.94 | 21618.8 | C | C0331007 | Cast in place concrete with 40 mpa fc- Parapet/Upstands/Pedestals |  | B1/03/02-E
| B1/03/02 |  | 033000 | F | Trenches and pits (including walls and base slab) | m³ | 60 | 2120.74 | 127244.4 | C | C0331008 | Cast in place concrete with 40 mpa fc- Trenches |  | B1/03/02-F
| B1/03/02 |  | 033000 | G | Basement Walls | m³ | 16 | 1587.82 | 25405.12 | C | C0331006 | Cast in place concrete with 40 mpa fc- Columns/Wall |  | B1/03/02-G
3 | B1/03/02 |  |  |  | Steel reinforcement |  |  |  | 1081103.32
| B1/03/02 |  | 032000 | H | High yield steel; 500 mpa specified yield strength | T | 199 | 5432.68 | 1081103.32 | C | C0320010 | High yield steel; 500 mpa specified yield strength |  | B1/03/02-H
3 | B1/03/03 |  |  |  | 035440 - CEMENT-BASED SCREED |  |  |  | 427244.73
4 | B1/03/03 |  |  |  | Cement-sand screed; laid to falls, finished to receive sheet membrane; to |  |  |  | 18846.23
| B1/03/03 |  | 035400 | A | Roofs; 50 min. thick | m² | 263 | 66.31 | 17439.53 | C | C0335431 | Cement-sand screed 50mm thick |  | B1/03/03-A
| B1/03/03 |  | 035400 | B | Triangular fillet; 50 x 50 | m | 135 | 10.42 | 1406.7 | C | C0335433 | Triangular fillet; 50 x 50 |  | B1/03/03-B
4 | B1/03/03 |  |  |  | Cement-sand screed; trowelled smooth, finished to receive flexible finish; to |  |  |  | 408398.5
| B1/03/03 |  | 035400 | C | Floors; 100 thick | m² | 3650 | 111.89 | 408398.5 | C | C0335432 | Cement-sand screed 100mm thick |  | B1/03/03-C
c | B1/03/03 |  |  |  | 03 - CONCRETE
c | B1/03/03 |  |  |  | To Summary
2 | B1/04/01 |  |  |  | 04 - MASONRY |  |  |  | 358524.52
3 | B1/04/01 |  |  |  | 042000 - UNIT MASONRY |  |  |  | 358524.52
4 | B1/04/01 |  |  |  | Concrete hollow blocks; ordinary Portland cement; including fire rating treatment where required; bedding mortar; reinforcement; cast in situ reinforced concrete horizontal and lateral support; fixing; jointing; pointing; lintels; sills; acoustical performance; all accessories and fittings; complete; as specified and as shown on drawings; to |  |  |  | 358524.52
| B1/04/01 |  | 042200 | A | Walls; 100 thick | m² | 19 | 170.8 | 3245.2 | D | D0422010 | S & I of 100mm Hollow BW - Internal |  | B1/04/01-A
| B1/04/01 |  | 042200 | B | Walls; 150 thick | m² | 31 | 193.45 | 5996.95 | D | D0422011 | S & I of 150mm Hollow BW - Internal |  | B1/04/01-B
| B1/04/01 |  | 042200 | C | Walls; 200 thick | m² | 1633 | 213.89 | 349282.37 | D | D0422012 | S & I of 200mm Hollow BW - Internal |  | B1/04/01-C
c | B1/04/01 |  |  |  | 04 - MASONRY
c | B1/04/01 |  |  |  | To Summary
2 | B1/05/01 |  |  |  | 05 - METALS |  |  |  | 10245489.5
3 | B1/05/01 |  |  |  | 051200 - STRUCTURAL STEEL FRAMING |  |  |  | 9938400
4 | B1/05/01 |  |  |  | All works shall be completed in all respect as per specifications, method of measurement, drawings or as directed by the Contractor Engineer. |  |  |  | 9938400
| B1/05/01 |  | 051000 | A | High Strength Steel | Ton | 480 | 20705 | 9938400 | E | E0510001 | High Strength Steel |  | B1/05/01-A
c | B1/05/01 |  |  |  | Fabricate, Supply, Transport and Erect in position structural steel work and framing including steel columns, steel beams, truss, purlins, girts including connections design, shop drawings, all bolts, nuts, washers, plates, base plates, stiffening plates, gusset plates, holding down of anchor bolts, shear connectors, angle sections, cleats, bracing, etc. including grouting, cutting, welding, threading, fixing and corrosion protection paint system, fire protection applied to steel works to ensure fire rating endurance as specificed in FLS report and structural steel general notes and ensure specified life to first major maintenance. Allowance for steel-to-steel connections, caps, plates,embeded plates and bases, fittings, weight of welds, bolts, nuts, washers, shear studs, rivets and weight of protective coatings, etc. are considered as a percentage of total steel tonnage (max of 20 % is envisaged). This shall include the analysis, design and detailing of all steelwork joints and connections and the design of all cold-formed sections (purlins and girts) during the development of Contractor's (and sub-contractors') steelwork shop drawings.
3 | B1/05/02 |  |  |  | 053100 – STEEL DECKING |  |  |  | 135338.5
4 | B1/05/02 |  |  |  | All works shall be completed in all respect as per specifications, method of measurement, drawings or as directed by the Contractor Engineer. |  |  |  | 135338.5
| B1/05/02 |  | 053000 | A | Reinforced concrete slab on top of corrugated sheet with accessories (minimum concrete compressive strength is 30 Mpa) | m2 | 550 | 246.07 | 135338.5 | E | E0531001 | Reinforced concrete slab on top of corrugated sheet with accessories (minimum concrete compressive strength is 30 Mpa) |  | B1/05/02-A
3 | B1/05/02 |  |  |  | 055000 - METAL FABRICATIONS |  |  |  | 44766
4 | B1/05/02 |  |  |  | Ladders; galvanized steel; including brackets; all accessories and paint, fittings and fixing; complete; as specified and as shown on drawings; to |  |  |  | 7125
| B1/05/02 |  | 055133 | B | Ladders | Item | 1 | 7125 | 7125 | E | E0551331 | GI Ladders LI Building | we assumed provisional quantities 5LM | B1/05/02-B
4 | B1/05/02 |  |  |  | Trench cover; galvanized steel; including continuous angle frame set in concrete, continuous edge strip welded to steel angle, neoprene strips, paint, fittings and fixings; complete; as specified and shown on Drawings. |  |  |  | 3066
| B1/05/02 |  | 055300 | C | Channel cover | Item | 1 | 3066 | 3066 | E | E0553001 | Trench cover; galvanized steel; LI | we assumed provisional quantities 2.55m2 | B1/05/02-C
4 | B1/05/02 |  |  |  | Safety barriers; fabricated from impact core pipe, galvanized steel base plate; including finishing, fittings and fixings; complete; as specified and shown on Drawings |  |  |  | 13500
| B1/05/02 |  | 055900 | D | Safety barriers | Item | 1 | 13500 | 13500 | E | E0559001 | Safety barriers-LI | We assumed Provisional quantity 10nos | B1/05/02-D
4 | B1/05/03 |  |  |  | Pipe bollards; fabricated from steel pipe, stainless steel plate cap and base plate; including expansion anchors, fittings and fixings; complete; as specified and shown on Drawings |  |  |  | 15000
| B1/05/03 |  | 055900 | A | Pipe bollards | Item | 1 | 15000 | 15000 | E | E0559005 | Pipe bollards - LI | We assumed Provisional quantity 10nos | B1/05/03-A
4 | B1/05/03 |  |  |  | Roof access hatch covers; comprising steel angle frame, cover; including pull handles, paint, fittings and fixings; complete; as specified and shown on Drawings |  |  |  | 6075
| B1/05/03 |  | 083100 | B | Hatch covers | Item | 1 | 6075 | 6075 | H | H0831001 | Hatch covers-LI | we assumed provisional quantities 2.43m2 | B1/05/03-B
3 | B1/05/03 |  |  |  | 055300 - METAL GRATINGS |  |  |  | 9600
4 | B1/05/03 |  |  |  | Galvanized steel gratings; comprising bearing steel bars, cross bars; including steel angle frame set in concrete, neoprene strip, fittings and fixings; complete; as specified and shown on Drawings |  |  |  | 9600
| B1/05/03 |  | 055300 | C | Channel grating | Item | 1 | 9600 | 9600 | E | E0553005 | Channel grating - LI | we assumed provisional quantities 8m2 | B1/05/03-C
3 | B1/05/03 |  |  |  | 055213 - PIPE AND TUBE RAILINGS |  |  |  | 117385
4 | B1/05/03 |  |  |  | Balustrades and handrails; constructed from tubular galvanized steel, finished to receive paint; comprising top rail, intermediate rails and posts; including paint, bolts, cover plate, fittings and fixings; complete; as specified and shown on Drawings |  |  |  | 117385
| B1/05/03 |  | 055200 | D | Floor mounted | Item | 1 | 117385 | 117385 | E | E0552001 | Floor mounted - LI Building | we assumed provisional quantities 85LM | B1/05/03-D
4 | B1/05/04 |  |  |  | Handrail; constructed from stainless steel tubular section handrail, brackets; including cover plate, fittings and fixings; complete; as specified and shown on Drawings |  |  |  | 0
| B1/05/04 |  | 055200 | A | Wall mounted | Item | 1 |  | NA | E | E0552005 | Wall mounted- LI Building | we assumed provisional quantities 56LM | B1/05/04-A
c | B1/05/04 |  |  |  | 05 - METALS
c | B1/05/04 |  |  |  | To Summary
2 | B1/06/01 |  |  |  | 06 - WOOD AND PLASTICS |  |  |  | 175022.8
3 | B1/06/01 |  |  |  | 064116 - PLASTIC-LAMINATE-FACED ARCHITECTURAL CABINETS |  |  |  | 17131.5
4 | B1/06/01 |  |  |  | Shoe rack cabinet;; MDF construction faced on all exposed surfaces with plastic laminate carcass, shelves, dividers; including softwood blocking, fittings and fixings; complete; as specified and shown on Drawings |  |  |  | 17131.5
| B1/06/01 |  | 064100 | A | Shoe rack cabinet | Item | 1 | 17131.5 | 17131.5 | F | F0641010 | Shoe rack, size 2 NOS, 3000mm x 300mm x 1350mm (Assume) | we assumed provisional quantities 6LM | B1/06/01-A
3 | B1/06/01 |  |  |  | 064219 - PLASTIC-LAMINATED-FACED WOOD PANELING |  |  |  | 133836.3
4 | B1/06/01 |  |  |  | Wood panelling; comprising 19 thick plywood, A/C grade with two coats of fire-retardant paint; including anchorage to walls; countersunk screw heads; fittings and fixings; complete; as specified and shown on Drawings |  |  |  | 133836.3
| B1/06/01 |  | 064200 | B | Lining to walls | m² | 117 | 1143.9 | 133836.3 | F | F0642010 | Wood panelling; comprising 19 thick plywood, A/C grade with two coats of fire-retardant paint |  | B1/06/01-B
3 | B1/06/01 |  |  |  | 064400 - ORNAMENTAL WOODWORK |  |  |  | 17805
4 | B1/06/01 |  |  |  | Decorative wood mihrab; comprising MFD construction finished to receive paint; including paint, frame, softwood blocking, fittings and fixings; complete; as specified and shown on Drawings |  |  |  | 17805
| B1/06/01 |  | 064400 | C | Mihrab | Nr | 2 | 8902.5 | 17805 | F | F0644010 | Decorative wood mihrab |  | B1/06/01-C
3 | B1/06/02 |  |  |  | 066200 - CAST PLASTIC (GRP) FABRICATIONS |  |  |  | 6250
4 | B1/06/02 |  |  |  | GRP access ladder; Fiberglass-composite ladder; made of pultured tubing comprising flat strings and bar rungs coated with abrasive materials for slip resistance; including softwood stiffener, stainless steel expansion bolts, fittings and fixings; complete; as specified and as shown on Drawings |  |  |  | 6250
| B1/06/02 |  | 068200 | A | GRP access ladder | Item | 1 | 6250 | 6250 | F | F0682010 | GRP access ladder- LI | we assumed provisional quantities 5LM | B1/06/02-A
c | B1/06/02 |  |  |  | 06- WOOD AND PLASTICS
c | B1/06/02 |  |  |  | To Summary
2 | B1/07/01 |  |  |  | 07 - THERMAL AND MOISTURE PROTECTION |  |  |  | 5857191.95
3 | B1/07/01 |  |  |  | 071113 - BITUMINOUS DAMP-PROOFING |  |  |  | 27804
4 | B1/07/01 |  |  |  | Bituminous damp-proofing coating, applied to reinforced 'concrete surfaces in direct contact with soil not receiving water proofing membrane ,including appropriate protection system, for the following: |  |  |  | 27804
| B1/07/01 |  | 071100 | A | Ground beams, | m² | 536 | 28 | 15008 | G | G0711001 | Rubberized bituminous 2 coat single comp |  | B1/07/01-A
| B1/07/01 |  | 071100 | B | Edges of beds | m² | 307 | 28 | 8596 | G | G0711001 | Rubberized bituminous 2 coat single comp |  | B1/07/01-B
| B1/07/01 |  | 071100 | C | Thickenings of beds | m² | 150 | 28 | 4200 | G | G0711001 | Rubberized bituminous 2 coat single comp |  | B1/07/01-C
3 | B1/07/01 |  |  |  | 071326 - SELF-ADHERING SHEET WATERPROOFING |  |  |  | 301265.13
4 | B1/07/01 |  |  |  | Waterproofing sheet, applied to reinforced concrete surfaces in direct contact with soil including appropriate protection system, for the following: |  |  |  | 301265.13
| B1/07/01 |  | 071300 | D | Foundations ( bottom, sides & top) | m² | 1346 | 99.78 | 134303.88 | G | G0713001 | 2 layer 4mm SBS membrane incl. protection screed |  | B1/07/01-D
| B1/07/01 |  | 071300 | E | Columns necks, Pedestals | m² | 678 | 101.25 | 68647.5 | G | G0713002 | 2 layer 4mm SBS membrane incl. protection board |  | B1/07/01-E
| B1/07/01 |  | 071300 | F | Walls necks, | m² | 971 | 101.25 | 98313.75 | G | G0713002 | 2 layer 4mm SBS membrane incl. protection board |  | B1/07/01-F
3 | B1/07/02 |  |  |  | 071416 - COLD FLUID-APPLIED WATERPROOFING |  |  |  | 4825.08
4 | B1/07/02 |  |  |  | Cold fluid applied waterproofing membrane; single component modified polyurethane, seamless, joint- free, water and weather tight elastomeric membrane; complete; as specified and shown on drawings; to and shown on drawings; to |  |  |  | 4825.08
| B1/07/02 |  | 071400 | A | Floors and upstands in wet areas | m² | 78 | 61.86 | 4825.08 | G | G0714010 | Fluid waterproofing coating |  | B1/07/02-A
3 | B1/07/02 |  |  |  | 071616 - CRYSTALLINE WATER PROOFING |  |  |  | 6080.93
4 | B1/07/02 |  |  |  | Chemical waterproof coating applied to internal surfaces of water retaining structures such as; |  |  |  | 6080.93
| B1/07/02 |  | 071616 | B | Internal surface of slabs and walls of underground water tanks | m² | 97 | 62.69 | 6080.93 | G | G0716161 | CRYSTALLINE WATER PROOFING |  | B1/07/02-B
3 | B1/07/02 |  |  |  | 072100 - THERMAL INSULATION |  |  |  | 54793.42
4 | B1/07/02 |  |  |  | Rigid extruded polystyrene insulation boards; loose laid; including fittings and fixings; complete; as specified and shown on Drawings; to |  |  |  | 54793.42
| B1/07/02 |  | 072100 | C | Roofs; 150 thick | m² | 263 | 208.34 | 54793.42 | G | G0721001 | Roofs; 150 thick |  | B1/07/02-C
3 | B1/07/03 |  |  |  | 074113.16 - STANDING-SEAM METAL ROOF PANELS |  |  |  | 4315524
4 | B1/07/03 |  |  |  | Standing seam aluminium roof system, factory formed and field assembled, high performance coating finish; including rockwool thermal insulation, structural deck, vapour barrier, secondary steel structure, purlins, halter clip, gutter, fittings and fixings; complete; as specified and shown on Drawings. |  |  |  | 4315524
| B1/07/03 |  | 074100 | A | Roofing system | m² | 4306 | 840.25 | 3618116.5 | G | G0741001 | STANDING-SEAM METAL ROOF PANELS |  | B1/07/03-A
| B1/07/03 |  | 074100 | B | Vertical standing seam to walls | m² | 830 | 840.25 | 697407.5 | G | G0741002 | STANDING-SEAM METAL ROOF PANELS Vertical standing seam to walls |  | B1/07/03-B
3 | B1/07/03 |  |  |  | 074213.19 - INSULATED METAL WALL PANELS |  |  |  | 1055926.5
4 | B1/07/03 |  |  |  | Insulated metal panel cladding system; factory formed, high performance coating finish; including secondary steel supports, aluminium mullion, flashings, trims, brackets, rockwool thermal insulation and gypsum board panels where required; all accessories; fixing and finishing; complete; as specified and as shown on Drawings. |  |  |  | 1055926.5
| B1/07/03 |  | 074213 | C | Walls | m² | 1842 | 573.25 | 1055926.5 | G | G0742131 | INSULATED METAL WALL PANELS |  | B1/07/03-C
3 | B1/07/03 |  |  |  | 075323 - ETHYLENE-PROPYLENE-DIENE-MONOMER (EPDM) ROOFING |  |  |  | 87260.39
4 | B1/07/03 |  |  |  | EPDM waterproofing membrane; flexible sheet; fully adhered on trowelled smooth surfaces; including fixing; as specified and as shown on drawings; to |  |  |  | 46636.56
| B1/07/03 |  | 075300 | D | Roofs | m² | 263 | 143.94 | 37856.22 | G | G0753001 | ETHYLENE-PROPYLENE-DIENE-MONOMER (EPDM) ROOFING |  | B1/07/03-D
| B1/07/03 |  | 075300 | E | Upstands | m² | 61 | 143.94 | 8780.34 | G | G0753001 | ETHYLENE-PROPYLENE-DIENE-MONOMER (EPDM) ROOFING |  | B1/07/03-E
4 | B1/07/04 |  |  |  | Geotextile sheet; as specified and as shown on drawings; to |  |  |  | 4428.92
| B1/07/04 |  | 072600 | A | Roofs | m² | 263 | 16.84 | 4428.92 | G | G0726010 | Geotextile sheet |  | B1/07/04-A
4 | B1/07/04 |  |  |  | Concrete roof tiles and fittings; precast, hydraulically pressed concrete tiles, loose laid on paving support; complete; as specified and shown on drawings; to |  |  |  | 35654.91
| B1/07/04 |  | 077600 | B | Roofs; 500 x 500 x 50 thick | m² | 263 | 135.57 | 35654.91 | G | G0776010 | Roofs; 500 x 500 x 50 thick |  | B1/07/04-B
4 | B1/07/04 |  |  |  | Elastomeric coating; U.V. protection to waterproof membrane; to |  |  |  | 540
| B1/07/04 |  | 075500 | C | Roofs | m² | 10 | 54 | 540 | G | G0755001 | Elastomeric coating; U.V. protection |  | B1/07/04-C
3 | B1/07/04 |  |  |  | 076200 - SHEET METAL FLASHING AND TRIM |  |  |  | 3712.5
4 | B1/07/04 |  |  |  | Accessories; aluminium alloy; complete; as specified and shown on Drawings |  |  |  | 3712.5
| B1/07/04 |  | 076200 | D | Aluminium pressure plate 30 x 4 thick; including sealant, backing cord and fixings | m | 135 | 27.5 | 3712.5 | G | G0762001 | Aluminium pressure plate 30 x 4 thick; including sealant, backing cord and fixings |  | B1/07/04-D
c | B1/07/04 |  |  |  | 07 THERMAL AND MOISTURE PROTECTION
c | B1/07/04 |  |  |  | To Summary
2 | B1/08/01 |  |  |  | 08 - OPENINGS |  |  |  | 1073019.35
3 | B1/08/01 |  |  |  | 081113 - HOLLOW METAL DOORS AND FRAMES |  |  |  | 266160.4
4 | B1/08/01 |  |  |  | Flush steel doors; constructed from steel section frame, infill with non combustible thermal and acoustic insulating material where required, galvanized steel sheet both skins, factory primed for painting; including frames, architraves, paint, hardware set, fittings and fixings; complete; as specified and as per door schedule |  |  |  | 266160.4
| B1/08/01 |  | 081100 | A | Size 700 x 2100 high | Nr | 3 | 3689.7 | 11069.1 | H | H0811001 | Size 700 x 2100 high |  | B1/08/01-A
| B1/08/01 |  | 081100 | B | Size 900 x 1800 high | Nr | 1 | 4066.2 | 4066.2 | H | H0811002 | Size 900 x 1800 high |  | B1/08/01-B
| B1/08/01 |  | 081100 | C | Size 900 x 2150 high | Nr | 2 | 4856.85 | 9713.7 | H | H0811003 | Size 900 x 2150 high |  | B1/08/01-C
| B1/08/01 |  | 081100 | D | Size 900 x 2200 high | Nr | 1 | 4969.8 | 4969.8 | H | H0811004 | Size 900 x 2200 high |  | B1/08/01-D
| B1/08/01 |  | 081100 | E | Size 900 x 2400 high | Nr | 3 | 5421.6 | 16264.8 | H | H0811005 | Size 900 x 2400 high |  | B1/08/01-E
| B1/08/01 |  | 081100 | F | Size 1000 x 2200 high | Nr | 2 | 5522 | 11044 | H | H0811006 | Size 1000 x 2200 high |  | B1/08/01-F
| B1/08/01 |  | 081100 | G | Size 1100 x 2400 high | Nr | 4 | 6626.4 | 26505.6 | H | H0811007 | Size 1100 x 2400 high |  | B1/08/01-G
| B1/08/01 |  | 081100 | H | Size 1200 x 2200 high | Nr | 1 | 6626.4 | 6626.4 | H | H0811008 | Size 1200 x 2200 high |  | B1/08/01-H
| B1/08/01 |  | 081100 | J | Size 1200 x 2400 high | Nr | 2 | 7228.8 | 14457.6 | H | H0811009 | Size 1200 x 2400 high |  | B1/08/01-J
| B1/08/01 |  | 081100 | K | Size 1400 x 2400 high | Nr | 1 | 8433.6 | 8433.6 | H | H0811010 | Size 1400 x 2400 high |  | B1/08/01-K
| B1/08/01 |  | 081100 | L | Size 1800 x 2400 high | Nr | 3 | 10843.2 | 32529.6 | H | H0811011 | Size 1800 x 2400 high |  | B1/08/01-L
| B1/08/01 |  | 081100 | M | Size 2000 x 3000 high | Nr | 2 | 15060 | 30120 | H | H0811012 | Size 2000 x 3000 high |  | B1/08/01-M
| B1/08/01 |  | 081100 | N | Size 2400 x 3000 high | Nr | 5 | 18072 | 90360 | H | H0811013 | Size 2400 x 3000 high |  | B1/08/01-N
3 | B1/08/02 |  |  |  | Electrical closets; galvanized steel; steel sheets faced on both sides, polyurethane foam filling core where required, with associated frames and hardware, factory primed for painting; including paint, ironmongery, all necessary fittings and fixings; complete; as specified and shown on Drawings |  |  |  | 10000
| B1/08/02 |  | 083600 | A | Electrical closets | Item | 1 | 10000 | 10000 | H | H0836001 | Electrical closets -LI | we assumed provisional quantities 10nos | B1/08/02-A
3 | B1/08/02 |  |  |  | Water tank access panel; galvanized steel sheet on both sides; hollow core; including steel angle frame, bracing, ironmongery, paint fittings and fixings; complete; as specified and shown on Drawings |  |  |  | 0
| B1/08/02 |  | 083100 | B | Water tank access panel | Item | 1 |  | Included | H | H0831010 | Water tank access panel -LI |  | B1/08/02-B
3 | B1/08/02 |  |  |  | 081416 - FLUSH WOOD DOORS |  |  |  | 98026.95
4 | B1/08/02 |  |  |  | Flush wood doors; semi-solid core; comprising preservative treated softwood framing and noggings faced both sides with 6 mm plywood glued and pressed to framing and lipped on all edges with hardwood, infill with non combustible thermal and acoustic insulating material where required, finished to receive paint; including frames, architraves, hardware set, paint, fittings and fixings; complete; as specified and as per door schedule |  |  |  | 98026.95
| B1/08/02 |  | 081400 | C | Size 800 x 2200 high | Nr | 1 | 4312 | 4312 | H | H0814001 | Size 800 x 2200 high |  | B1/08/02-C
| B1/08/02 |  | 081400 | D | Size 900 x 2200 high | Nr | 9 | 4851 | 43659 | H | H0814002 | Size 900 x 2200 high |  | B1/08/02-D
| B1/08/02 |  | 081400 | E | Size 1105 x 2200 high | Nr | 1 | 5955.95 | 5955.95 | H | H0814003 | Size 1105 x 2200 high |  | B1/08/02-E
| B1/08/02 |  | 081400 | F | Size 1400 x 2700 high | Nr | 3 | 9450 | 28350 | H | H0814020 | Size 1400 x 2700 high |  | B1/08/02-F
| B1/08/02 |  | 081400 | G | Size 1500 x 2100 high | Nr | 2 | 7875 | 15750 | H | H0814021 | Size 1500 x 2100 high |  | B1/08/02-G
3 | B1/08/03 |  |  |  | 083323 - OVERHEAD COILING DOORS |  |  |  | 535032
4 | B1/08/03 |  |  |  | Rolling shutters; aluminium with powder coated finish; comprising interlocking slats curtain, guide rails, hood, bottom bar; including ironmongery, weather strips, steel angles, fittings and fixings; complete; as specified and as shown on drawings |  |  |  | 535032
| B1/08/03 |  | 083300 | A | To suit opening; size 3200 x 3100 high | Nr | 8 | 26784 | 214272 | H | H0833001 | To suit opening; size 3200 x 3100 high |  | B1/08/03-A
| B1/08/03 |  | 083300 | B | To suit opening; size 3000 x 4200 high | Nr | 8 | 34020 | 272160 | H | H0833002 | To suit opening; size 3000 x 4200 high |  | B1/08/03-B
| B1/08/03 |  | 083300 | C | To suit opening; size 4000 x 4500 high | Nr | 1 | 48600 | 48600 | H | H0833003 | To suit opening; size 4000 x 4500 high |  | B1/08/03-C
3 | B1/08/03 |  |  |  | 089119 - FIXED LOUVERS |  |  |  | 163800
4 | B1/08/03 |  |  |  | Aluminium alloy fixed louvers; powder coated finish; comprising blades, frame; including steel structure, supports, fittings and fixings; complete; as specified and as shown on Drawings; to |  |  |  | 163800
| B1/08/03 |  | 089100 | D | Louvers | m² | 60 | 1400 | 84000 | H | H0891001 | Louvers |  | B1/08/03-D
| B1/08/03 |  | 089100 | E | Penthouse | m² | 57 | 1400 | 79800 | H | H0891001 | Louvers |  | B1/08/03-E
c | B1/08/03 |  |  |  | 08 - OPENINGS
c | B1/08/03 |  |  |  | To Summary
2 | B1/09/01 |  |  |  | 09 - FINISHES |  |  |  | 1505507.84
3 | B1/09/01 |  |  |  | 092400 - PORTLAND CEMENT PLASTERING |  |  |  | 416009.94
4 | B1/09/01 |  |  |  | Cement-sand plaster; plain finish; to |  |  |  | 416009.94
| B1/09/01 |  | 092400 | A | Walls; 15 thick; internal | m² | 3506 | 89.49 | 313751.94 | I | I0924101 | Walls; 15 thick; internal |  | B1/09/01-A
| B1/09/01 |  | 092400 | B | Walls; 20 thick; external | m² | 975 | 104.88 | 102258 | I | I0924102 | Walls; 20 thick; external |  | B1/09/01-B
3 | B1/09/01 |  |  |  | 092900 - GYPSUM BOARD |  |  |  | 21243.54
4 | B1/09/01 |  |  |  | Gypsum boards suspended ceilings; finished to receive paint; including acoustical sealants, upstands, suspension system, edge trims, hangers, fittings and fixings; complete; as specified and shown on drawings; to |  |  |  | 21243.54
| B1/09/01 |  | 092116 | C | Ceilings; type IGYP-01 | m² | 82 | 135.06 | 11074.92 | I | I0921501 | Ceilings; type IGYP-01 |  | B1/09/01-C
| B1/09/01 |  | 092116 | D | Ceilings; type IGYP-02; moisture resistant | m² | 12 | 143.22 | 1718.64 | I | I0921502 | Ceilings; type IGYP-02; moisture resistant |  | B1/09/01-D
| B1/09/01 |  | 092116 | E | Ceilings; type IGYP-03; moisture resistant | m² | 59 | 143.22 | 8449.98 | I | I0921503 | Ceilings; type IGYP-03; moisture resistant |  | B1/09/01-E
3 | B1/09/01 |  |  |  | 093000 - TILING |  |  |  | 60452.65
4 | B1/09/01 |  |  |  | Porcelain tiles and fittings; vitrified, with non-slip finish; including cement-sand screed; to |  |  |  | 60452.65
| B1/09/01 |  | 093010 | F | Floors; 900 x 900; type IPT-01 | m² | 44 | 352.34 | 15502.96 | I | I0930500 | Floors; 900 x 900; type IPT-01 |  | B1/09/01-F
| B1/09/01 |  | 093010 | G | Floors; 600 x 600; type IPT-02 | m² | 81 | 283.59 | 22970.79 | I | I0930501 | Floors; 600 x 600; type IPT-02 |  | B1/09/01-G
| B1/09/01 |  | 093010 | H | Floors; terrazzo imitation; 600 x 600; type IPT-03 | m² | 35 | 352.34 | 12331.9 | I | I0930502 | Floors; terrazzo imitation; 600 x 600; type IPT-03 |  | B1/09/01-H
| B1/09/01 |  | 093010 | J | Skirtings; type IPTB-02 | m | 110 | 87.7 | 9647 | I | I0930601 | Skirtings; type IPTB-02 |  | B1/09/01-J
3 | B1/09/02 |  |  |  | 095133 - ACOUSTICAL METAL PAN CEILINGS |  |  |  | 10140
4 | B1/09/02 |  |  |  | Metal panel suspended ceilings; comprising clip-in- micro perforated powder coated aluminium ceiling tiles with fiberglass infill, square edges, flat surface; including concealed suspension system, hangers, angles and edge trims; complete; as specified; to |  |  |  | 6825
| B1/09/02 |  | 095100 | A | Ceilings; 600 x 600 mm; type IACT-01 | m² | 35 | 195 | 6825 | I | I0951500 | Acoustic Ceilings; 600 x 600 mm; type IACT-01 |  | B1/09/02-A
4 | B1/09/02 |  |  |  | Combination gypsum board and metal panel suspended ceilings; including paint on gypsum, suspension system, hangers, angles and edge trims; complete; as specified and shown on drawings; to |  |  |  | 3315
| B1/09/02 |  | 095100 | B | Ceilings; combination of types IGYP-01 and IACT-01 | m² | 17 | 195 | 3315 | I | I0951500 | Acoustic Ceilings; 600 x 600 mm; type IACT-01 |  | B1/09/02-B
3 | B1/09/02 |  |  |  | 096816 - SHEET CARPETING |  |  |  | 38069.47
4 | B1/09/02 |  |  |  | Heavy duty best quality carpet wall to wall; including trowelled smooth cement-sand screed; to |  |  |  | 38069.47
| B1/09/02 |  | 096800 | C | Floors; type ICPR-01 | m² | 28 | 583.64 | 16341.92 | I | I0968500 | Broadloom carpet -Beige with pattern-ICPR-01 |  | B1/09/02-C
| B1/09/02 |  | 096800 | D | Floors; type ICPR-02 | m² | 17 | 427.39 | 7265.63 | I | I0968501 | Broadloom carpet -Grey ICPR-02 |  | B1/09/02-D
| B1/09/02 |  | 096400 | E | Skirtings; 100 high wood; type IWDB-01 | m | 144 | 100.43 | 14461.92 | I | I0964001 | 70mm high; skirting; ref WD-06 |  | B1/09/02-E
3 | B1/09/03 |  |  |  | 096900 - ACCESS FLOORING |  |  |  | 14326.24
4 | B1/09/03 |  |  |  | Raised access floors; comprising stainless steel modular panels; including adjustable metal pedestals, accessories fittings and fixings; complete; as specified and shown on drawings |  |  |  | 14326.24
| B1/09/03 |  | 096900 | A | Floors; finished with carpet; type ICPR-03 | m² | 16 | 895.39 | 14326.24 | I | I096901 | Raised access flooring system with Cement-screed and epoxy flooring |  | B1/09/03-A
3 | B1/09/03 |  |  |  | 099113 - EXTERIOR PAINTING |  |  |  | 71175
4 | B1/09/03 |  |  |  | External acrylic emulsion paint, resin based, water-resistant suitable for repeated washing and scrubbing; to concrete, masonry, render and plaster; to |  |  |  | 71175
| B1/09/03 |  | 099100 | B | Walls | m² | 975 | 73 | 71175 | I | I0993103 | Acrylic based texture paint external |  | B1/09/03-B
3 | B1/09/03 |  |  |  | 099123 - INTERIOR PAINTING |  |  |  | 511151
4 | B1/09/03 |  |  |  | Interior acrylic emulsion paint; resin based, water-resistant suitable for repeated washing and scrubbing, to concrete, masonry, render and plaster; to |  |  |  | 511151
| B1/09/03 |  | 099100 | C | Walls; type IPNT-01 | m² | 495 | 49 | 24255 | I | I0993101 | Interior acrylic emulsion paint; type IPNT-01/IPNT-02/IPNT-03/IPNT-100 |  | B1/09/03-C
| B1/09/03 |  | 099100 | D | Walls; type IPNT-02 | m² | 105 | 49 | 5145 | I | I0993101 | Interior acrylic emulsion paint; type IPNT-01/IPNT-02/IPNT-03/IPNT-100 |  | B1/09/03-D
| B1/09/03 |  | 099100 | E | Walls; type IPNT-04 | m² | 369 | 250 | 92250 | I | I0993102 | Special Paint; type IPNT-04 |  | B1/09/03-E
| B1/09/03 |  | 099100 | F | Walls | m² | 4131 | 49 | 202419 | I | I0993101 | Interior acrylic emulsion paint; type IPNT-01/IPNT-02/IPNT-03/IPNT-100 |  | B1/09/03-F
| B1/09/03 |  | 099100 | G | Ceilings | m² | 3818 | 49 | 187082 | I | I0993101 | Interior acrylic emulsion paint; type IPNT-01/IPNT-02/IPNT-03/IPNT-100 |  | B1/09/03-G
3 | B1/09/04 |  |  |  | 099600 - HIGH-PERFORMANCE COATINGS |  |  |  | 362940
4 | B1/09/04 |  |  |  | Heavy duty epoxy concrete floor sealer; water dispersed, slip resistant, coloured, sealer and dust proofer to trowelled smooth surfaces; to |  |  |  | 335800
| B1/09/04 |  | 096716 | A | Floors; type IEP-100 | m² | 3650 | 92 | 335800 | I | I0967160 | Floors; type IEP-100 |  | B1/09/04-A
4 | B1/09/04 |  |  |  | Polyurethane coating; two component; to trowelled concrete surfaces; to |  |  |  | 27140
| B1/09/04 |  | 096700 | B | Floors; walkways and stairs | m² | 295 | 92 | 27140 | I | I0967161 | Floors; walkways and stairs |  | B1/09/04-B
c | B1/09/04 |  |  |  | 09- FINISHES
c | B1/09/04 |  |  |  | To Summary
2 | B1/10/01 |  |  |  | 10 - SPECIALTIES |  |  |  | 73625
3 | B1/10/01 |  |  |  | 101423 - PANEL SIGNAGE |  |  |  | 15000
4 | B1/10/01 |  |  |  | Supply and install internal and external signs; comprising identification, directional, label, information signs, logos; including pre-drilled aluminium shim-plates, base plates, suspension system, fittings and fixings; complete; as specified and shown on drawings |  |  |  | 15000
| B1/10/01 |  | 101400 | A | Type DR102 | Nr | 1 | 7500 | 7500 | J | J1014001 | Type DR102 | Signage Quantity is not appropriate | B1/10/01-A
| B1/10/01 |  | 101400 | B | Type ID103 | Nr | 1 | 2500 | 2500 | J | J1014002 | Type ID103 | Signage Quantity is not appropriate | B1/10/01-B
| B1/10/01 |  | 101400 | C | Type ID201 | Nr | 1 | 2500 | 2500 | J | J1014005 | Type ID201 | Signage Quantity is not appropriate | B1/10/01-C
| B1/10/01 |  | 101400 | D | Type ID203 | Nr | 1 | 2500 | 2500 | J | J1014006 | Type ID203 | Signage Quantity is not appropriate | B1/10/01-D
3 | B1/10/01 |  |  |  | 102800 - TOILET, BATH, AND LAUNDRY ACCESSORIES |  |  |  | 49000
4 | B1/10/01 |  |  |  | Toilet accessories; including fixing; as specified and as sanitary accessories schedule. |  |  |  | 49000
| B1/10/01 |  | 102800 | E | Toilet accessories (Number of toilets=4) | item | 1 | 20000 | 20000 | J | J1028001 | Toilet accessories (Number of toilets=4) | We consider Provisional rate | B1/10/01-E
| B1/10/01 |  | 102800 | F | Toilet accessories (ADA toilets=1) | item | 1 | 5000 | 5000 | J | J1028005 | Toilet accessories (ADA toilets=1) | We consider Provisional rate | B1/10/01-F
| B1/10/01 |  | 102800 | G | Shower accessories (Number of showers=12) | item | 1 | 24000 | 24000 | J | J1028008 | Shower accessories (Number of showers=12) | We consider Provisional rate | B1/10/01-G
3 | B1/10/02 |  |  |  | 10440 - FIRE EXTINGUISHER |  |  |  | 9625
4 | B1/10/02 |  |  |  | Portable Fire Extinguishers including fixing brackets to concrete, block work or metalwork |  |  |  | 9625
| B1/10/02 |  | 104400 | A | Type FE-1 | Nr | 7 | 750 | 5250 | J | J1044001 | Type FE-1 ABC |  | B1/10/02-A
| B1/10/02 |  | 104400 | B | Type FE-2 | Nr | 5 | 875 | 4375 | J | J1044002 | Type FE-2 CO2 |  | B1/10/02-B
c | B1/10/02 |  |  |  | 10 - SPECIALTIES
c | B1/10/02 |  |  |  | To Summary
2 | B1/11/01 |  |  |  | 11 - EQUIPMENT |  |  |  | 6541000
3 | B1/11/01 |  |  |  | 111200 - PARKING CONTROL EQUIPMENT |  |  |  | 250000
4 | B1/11/01 |  |  |  | Parking Access Control ; |  |  |  | 250000
| B1/11/01 |  | 111200 | A | Automatic barrier gates; | Nr | 4 | 62500 | 250000 | K | K1112001 | Automatic barrier gates; | We consider Provisional rate | B1/11/01-A
| B1/11/01 |  | 111200 | B | Vehicle detector: Loop Detector and Infra Red sensors; | Nr | 4 |  | Included | K | K1112002 | Parking barrier accessories |  | B1/11/01-B
| B1/11/01 |  | 111200 | C | Controller; | Nr | 4 |  | Included | K | K1112002 | Parking barrier accessories |  | B1/11/01-C
| B1/11/01 |  | 111200 | D | Remote RFID reader; | Nr | 4 |  | Included | K | K1112002 | Parking barrier accessories |  | B1/11/01-D
4 | B1/11/01 |  |  |  | Spare Parts, Tools and Instruments; |  |  |  | 0
| B1/11/01 |  | 111200 | E | Set of spare parts; | Item | 1 |  | Included | K | K1112002 | Parking barrier accessories |  | B1/11/01-E
| B1/11/01 |  | 111200 | F | Set of tools and instruments; | Item | 1 |  | Included | K | K1112002 | Parking barrier accessories |  | B1/11/01-F
3 | B1/11/01 |  |  |  | 112600 - UNIT KITCHENS |  |  |  | 6291000
4 | B1/11/01 |  |  |  | Supply and install the following kitchen appliances; complete; as specified, schedule, and as shown on Drawings. |  |  |  | 31625
| B1/11/01 |  | 113000 | G | Kitchen appliances | Item | 1 | 31625 | 31625 | K | K1130001 | Kitchen appliance - LI | We consider provisional sum | B1/11/01-G
4 | B1/11/01 |  |  |  | 118230 - WASTE HANDLING EQUIPMENT |  |  |  | 9375
| B1/11/01 |  | 118200 | H | Allowance for installation of 240 Liter HDPE wheelie waste bins as specified. | Nr | 5 | 1875 | 9375 | K | K1182001 | Allowance for installation of 240 Liter HDPE wheelie waste bins as specified. |  | B1/11/01-H
4 | B1/11/02 |  |  |  | 114000 - KITCHEN EQUIPMENT |  |  |  | 6250000
| B1/11/02 |  | 114000 | A | Provide Equipment for regeneration kitchen that includes the following equipment and not limited to: upright fridge, Microwave, hot water dispenser, hot beverage dispenser, sink | Item | 1 | 6250000 | 6250000 | K | K1140001 | Provide Equipment for regeneration kitchen that includes the following equipment and not limited to: upright fridge, Microwave, hot water dispenser, hot beverage dispenser, sink (Provisional sum) | No details available so We consider provisional sum | B1/11/02-A
c | B1/11/02 |  |  |  | 11 - EQUIPMENT
c | B1/11/02 |  |  |  | To Summary
2 | B1/12/01 |  |  |  | 12 - FURNISHINGS |  |  |  | 205107.06
3 | B1/12/01 |  |  |  | 120000 - FURNITURE |  |  |  | 100000
4 | B1/12/01 |  |  |  | Supply and install furniture at location; including all accessories, assembling and fixings; complete; as specified and as per furniture layout, FF&E schedule, and specification |  |  |  | 100000
| B1/12/01 |  | 125000 | A | Furniture | Item | 1 | 100000 | 100000 | L | L1250001 | Furniture -LI Provisional sum | Consider Provisional sum due to non availabilty of details | B1/12/01-A
3 | B1/12/01 |  |  |  | 123661 - SIMULATED STONE COUNTERTOPS |  |  |  | 82155.06
4 | B1/12/01 |  |  |  | Pantry cabinet; comprising solid surface countertop, backsplash, plastic laminate finish to all exposed surface carcass; including drawers, doors, shelves, dividers, skirting, timber support framing and blocking, filler piece, ironmongery, accessories, fittings and fixings; complete; as specified and as shown on Drawings. |  |  |  | 70393.86
| B1/12/01 |  | 123200 | B | Pantry floor and wall mounted cabinets | Nr | 1 | 70393.86 | 70393.86 | L | L1232001 | Pantry floor and wall mounted cabinets-LI | We assumed Provisonal rate | B1/12/01-B
4 | B1/12/01 |  |  |  | Vanity counter; comprising solid surface counter top and fascia; including steel supports, fittings and fixings; complete; as specified and as shown on Drawings. |  |  |  | 11761.2
| B1/12/01 |  | 123600 | C | Vanity counter | Item | 1 | 11761.2 | 11761.2 | L | L1236001 | Vanity counter - LI | We assumed Provisonal rate | B1/12/01-C
3 | B1/12/01 |  |  |  | Ablution seats; comprising solid surface material; including fixings; complete; as specified and shown on Drawings |  |  |  | 22952
| B1/12/01 |  | 125200 | D | Size 400 x 400 x 400 high | Nr | 4 | 5738 | 22952 | L | L1252001 | Ablution seat Size 400 x 400 x 400 high |  | B1/12/01-D
2 | B1/21/01 |  |  |  | 21 - FIRE SUPPRESSION |  |  |  | 779412.9
3 | B1/21/01 |  |  |  | Sprinklers |  |  |  | 23230.75
| B1/21/01 | 200000 | 210000 | A | Type SP-1 (UPRIGHT) | Nr | 45 | 47.75 | 2148.75 | U | U2100001 | Type SP-1 (UPRIGHT) |  | B1/21/01-A
| B1/21/01 | 200000 | 210000 | B | Type SP-2 (PENDENT) | Nr | 27 | 63.5 | 1714.5 | U | U2100002 | Type SP-2 (PENDENT) |  | B1/21/01-B
| B1/21/01 | 200000 | 210000 | C | Type SP-4 (CMDA) | Nr | 305 | 63.5 | 19367.5 | U | U2100003 | Type SP-4 (CMDA) |  | B1/21/01-C
3 | B1/21/01 |  |  |  | Zone Valve assembly |  |  |  | 4574.13
| B1/21/01 | 200000 | 210000 | D | 150 dia | Nr | 1 | 4574.13 | 4574.13 | U | U2100004 | 150 dia |  | B1/21/01-D
3 | B1/21/01 |  |  |  | Automatic air valves |  |  |  | 686
| B1/21/01 | 200000 | 210000 | E | 20 dia | Nr | 1 | 686 | 686 | U | U2100005 | 20 dia |  | B1/21/01-E
3 | B1/21/01 |  |  |  | Alarm Check Valve assembly |  |  |  | 12896.25
| B1/21/01 | 200000 | 210000 | F | 150 dia | Nr | 1 | 12896.25 | 12896.25 | U | U2100006 | 150 dia |  | B1/21/01-F
3 | B1/21/01 |  |  |  | Check Valve |  |  |  | 834.63
| B1/21/01 | 200000 | 210000 | G | 150 dia | Nr | 1 | 834.63 | 834.63 | U | U2100007 | 150 dia |  | B1/21/01-G
3 | B1/21/01 |  |  |  | OS&Y Valve |  |  |  | 1508.38
| B1/21/01 | 200000 | 210000 | H | 150 dia | Nr | 1 | 1508.38 | 1508.38 | U | U2100008 | 150 dia |  | B1/21/01-H
3 | B1/21/01 |  |  |  | Fire Department Connection (Siamese Connection) |  |  |  | 1818.75
| B1/21/01 | 200000 | 210000 | J | Type SC-1 | Nr | 1 | 1818.75 | 1818.75 | U | U2100009 | Type SC-1 |  | B1/21/01-J
3 | B1/21/01 |  |  |  | Test and Drain Valves |  |  |  | 793.63
| B1/21/01 | 200000 | 210000 | K | 25 dia | Nr | 1 | 793.63 | 793.63 | U | U2100010 | 25 dia |  | B1/21/01-K
3 | B1/21/01 |  |  |  | Flushing Connections |  |  |  | 671.13
| B1/21/01 | 200000 | 210000 | L | 40 dia | Nr | 1 | 671.13 | 671.13 | U | U2100011 | 40 dia |  | B1/21/01-L
3 | B1/21/02 |  |  |  | Inspector Test Connections |  |  |  | 53.5
| B1/21/02 | 200000 | 210000 | A | 25 dia | Nr | 1 | 53.5 | 53.5 | U | U2100012 | 25 dia |  | B1/21/02-A
3 | B1/21/02 |  |  |  | Spare parts as specified |  |  |  | 0
3 | B1/21/02 |  |  |  | Galvanized Steel drain pipes |  |  |  | 1831.5
| B1/21/02 | 200000 | 210000 | B | 32 dia | m | 33 | 55.5 | 1831.5 | U | U2100013 | 32 dia |  | B1/21/02-B
3 | B1/21/02 |  |  |  | Galvanized steel pipes to ASTM A135, with rolled groove couplings, hangers and supports, accessories and installation |  |  |  | 169889.25
| B1/21/02 | 200000 | 210000 | C | 25 dia | m | 180 | 46.25 | 8325 | U | U2100014 | 25 dia |  | B1/21/02-C
| B1/21/02 | 200000 | 210000 | D | 32 dia | m | 150 | 55.5 | 8325 | U | U2100015 | 32 dia |  | B1/21/02-D
| B1/21/02 | 200000 | 210000 | E | 40 dia | m | 125 | 82.13 | 10266.25 | U | U2100016 | 40 dia |  | B1/21/02-E
| B1/21/02 | 200000 | 210000 | F | 50 dia | m | 100 | 96.5 | 9650 | U | U2100017 | 50 dia |  | B1/21/02-F
| B1/21/02 | 200000 | 210000 | G | 65 dia | m | 75 | 128.88 | 9666 | U | U2100018 | 65 dia |  | B1/21/02-G
| B1/21/02 | 200000 | 210000 | H | 80 dia | m | 62 | 176.25 | 10927.5 | U | U2100019 | 80 dia |  | B1/21/02-H
| B1/21/02 | 200000 | 210000 | J | 100 dia | m | 210 | 244.75 | 51397.5 | U | U2100020 | 100 dia |  | B1/21/02-J
| B1/21/02 | 200000 | 210000 | K | 150 dia | m | 150 | 408.88 | 61332 | U | U2100021 | 150 dia |  | B1/21/02-K
3 | B1/21/02 |  |  |  | CLEAN AGENT SYSTEM PROTECTION |  |  |  | 560625
| B1/21/02 | 200000 | 210000 | L | Complete Novec 1230 system serving Electrical Room in Ground Floor as specified and shown on design drawings including acting and standby cylinders, valves, Instrumentation, controls and control panel, and all necessary accessories | Item | 1 | 112500 | 112500 | U | U2100022 | Complete Novec 1230 system serving Electrical Room in Ground Floor as specified and shown on design drawings including acting and standby cylinders, valves, Instrumentation, controls and control panel, and all necessary accessories |  | B1/21/02-L
| B1/21/03 | 200000 | 210000 | A | Complete Novec 1230 system serving Incoming Service in Ground Floor as specified and shown on design drawings including acting and standby cylinders, valves, Instrumentation, controls and control panel, and all necessary accessories | Item | 1 | 108750 | 108750 | U | U2100023 | Complete Novec 1230 system serving Incoming Service in Ground Floor as specified and shown on design drawings including acting and standby cylinders, valves, Instrumentation, controls and control panel, and all necessary accessories |  | B1/21/03-A
| B1/21/03 | 200000 | 210000 | B | Complete Novec 1230 system serving Communication Room in Ground Floor as specified and shown on design drawings including acting and standby cylinders, valves, Instrumentation, controls and control panel, and all necessary accessories | Item | 1 | 93750 | 93750 | U | U2100024 | Complete Novec 1230 system serving Communication Room in Ground Floor as specified and shown on design drawings including acting and standby cylinders, valves, Instrumentation, controls and control panel, and all necessary accessories |  | B1/21/03-B
| B1/21/03 | 200000 | 210000 | C | Complete Novec 1230 system serving Electrical Room in Ground Floor as specified and shown on design drawings including acting and standby cylinders, valves, Instrumentation, controls and control panel, and all necessary accessories | Item | 1 | 136875 | 136875 | U | U2100025 | Complete Novec 1230 system serving Electrical Room in Ground Floor as specified and shown on design drawings including acting and standby cylinders, valves, Instrumentation, controls and control panel, and all necessary accessories |  | B1/21/03-C
| B1/21/03 | 200000 | 210000 | D | Complete Novec 1230 system serving Incoming Service in Ground Floor as specified and shown on design drawings including acting and standby cylinders, valves, Instrumentation, controls and control panel, and all necessary accessories | Item | 1 | 108750 | 108750 | U | U2100026 | Complete Novec 1230 system serving Incoming Service in Ground Floor as specified and shown on design drawings including acting and standby cylinders, valves, Instrumentation, controls and control panel, and all necessary accessories |  | B1/21/03-D
c | B1/21/03 |  |  |  | 21 - FIRE SUPPRESSION
c | B1/21/03 |  |  |  | To Summary
2 | B1/22/01 |  |  |  | 22 - PLUMBING |  |  |  | 927668.19
3 | B1/22/01 |  |  |  | 220523 - GENERAL-DUTY VALVES FOR PLUMBING PIPING |  |  |  | 34641.19
4 | B1/22/01 |  |  |  | METERS AND GAGES FOR PIPING |  |  |  | 32525
| B1/22/01 | 200000 | 220500 | A | Allow for pressure gauges, etc. as per specifications and drawings. | Item | 1 | 32525 | 32525 | V | V2205001 | Allow for pressure gauges, etc. as per specifications and drawings. |  | B1/22/01-A
4 | B1/22/01 |  |  |  | Gate valves |  |  |  | 558.75
| B1/22/01 | 200000 | 220500 | B | 65mm dia | Nr | 3 | 186.25 | 558.75 | V | V2205002 | 65mm dia |  | B1/22/01-B
4 | B1/22/01 |  |  |  | Ball valves |  |  |  | 1557.44
| B1/22/01 | 200000 | 220500 | C | 32mm dia | Nr | 13 | 98.38 | 1278.94 | V | V2205003 | 32mm dia |  | B1/22/01-C
| B1/22/01 | 200000 | 220500 | D | 40mm dia | Nr | 2 | 139.25 | 278.5 | V | V2205004 | 40mm dia |  | B1/22/01-D
3 | B1/22/01 |  |  |  | 220719 - PLUMBING PIPING INSULATION |  |  |  | 55984.6
4 | B1/22/01 |  |  |  | Interior insulation application, domestic hot and recirculated hot water within building running horizontally or in wet areas |  |  |  | 1993.8
5 | B1/22/01 |  |  |  | Pipe, 50mm dia and smaller: 15 mm thick flexible elastomeric |  |  |  | 1993.8
| B1/22/01 | 200000 | 220700 | E | 32mm dia | m | 20 | 32 | 640 | V | V2207001 | 32mm dia |  | B1/22/01-E
| B1/22/01 | 200000 | 220700 | F | 40mm dia | m | 15 | 53 | 795 | V | V2207002 | 40mm dia |  | B1/22/01-F
| B1/22/01 | 200000 | 220700 | G | 50mm dia | m | 10 | 55.88 | 558.8 | V | V2207003 | 50mm dia |  | B1/22/01-G
4 | B1/22/02 |  |  |  | Interior insulation application, domestic hot and recirculated hot water within toilets and wet areas |  |  |  | 887.5
5 | B1/22/02 |  |  |  | Pipe, 50mm dia and smaller: 15 mm thick flexible elastomeric |  |  |  | 887.5
| B1/22/02 | 200000 | 220700 | A | 16mm dia | m | 50 | 17.75 | 887.5 | V | V2207004 | 16mm dia |  | B1/22/02-A
4 | B1/22/02 |  |  |  | Interior insulation application, domestic cold water |  |  |  | 16809.55
5 | B1/22/02 |  |  |  | Pipe, 50mm dia and smaller: 15 mm thick flexible elastomeric |  |  |  | 2552.65
| B1/22/02 | 200000 | 220700 | B | 20mm dia | m | 15 | 25.63 | 384.45 | V | V2207005 | 20mm dia |  | B1/22/02-B
| B1/22/02 | 200000 | 220700 | C | 32mm dia | m | 25 | 32 | 800 | V | V2207006 | 32mm dia |  | B1/22/02-C
| B1/22/02 | 200000 | 220700 | D | 40mm dia | m | 10 | 53 | 530 | V | V2207007 | 40mm dia |  | B1/22/02-D
| B1/22/02 | 200000 | 220700 | E | 50mm dia | m | 15 | 55.88 | 838.2 | V | V2207086 | 50mm dia |  | B1/22/02-E
5 | B1/22/02 |  |  |  | Pipe, larger than 50mm dia: 25 mm thick flexible elastomeric |  |  |  | 14256.9
| B1/22/02 | 200000 | 220700 | F | 63mm dia | m | 120 | 94.13 | 11295.6 | V | V2207008 | 63mm dia |  | B1/22/02-F
| B1/22/02 | 200000 | 220700 | G | 75mm dia | m | 20 | 90 | 1800 | V | V2207009 | 75mm dia |  | B1/22/02-G
| B1/22/02 | 200000 | 220700 | H | 110mm dia | m | 10 | 116.13 | 1161.3 | V | V2207010 | 110mm dia |  | B1/22/02-H
4 | B1/22/02 |  |  |  | Interior insulation application, domestic cold water within toilets and wet areas |  |  |  | 1882.5
5 | B1/22/02 |  |  |  | Pipe, 50mm dia and smaller: 15 mm thick flexible elastomeric |  |  |  | 1882.5
| B1/22/02 | 200000 | 220700 | J | 16mm dia | m | 70 | 17.75 | 1242.5 | V | V2207011 | 16mm dia |  | B1/22/02-J
| B1/22/02 | 200000 | 220700 | K | 32mm dia | m | 20 | 32 | 640 | V | V2207012 | 32mm dia |  | B1/22/02-K
4 | B1/22/03 |  |  |  | Exterior insulation application, domestic water |  |  |  | 34411.25
5 | B1/22/03 |  |  |  | Pipes 25mm dia and smaller, 32 mm thick fiberglass with density of 65 kg/m3 |  |  |  | 34411.25
| B1/22/03 | 200000 | 220700 | A | 25mm dia | m | 15 | 40.75 | 611.25 | V | V2207013 | 25mm dia |  | B1/22/03-A
| B1/22/03 | 200000 | 220700 | B | Insulation with jacketing for exposed pipes | Item | 1 | 33800 | 33800 | V | V2207014 | Insulation with jacketing for exposed pipes |  | B1/22/03-B
3 | B1/22/03 |  |  |  | 221116 - DOMESTIC WATER PIPING |  |  |  | 26280.25
4 | B1/22/03 |  |  |  | Underground, water distribution piping, HDPE |  |  |  | 1265.1
| B1/22/03 | 200000 | 221000 | C | 40 mm dia | m | 10 | 46.38 | 463.8 | V | V2210001 | 40 mm dia |  | B1/22/03-C
| B1/22/03 | 200000 | 221000 | D | 75 mm dia | m | 10 | 80.13 | 801.3 | V | V2210002 | 75 mm dia |  | B1/22/03-D
4 | B1/22/03 |  |  |  | Aboveground, Cold water distribution piping, PPR PN-16 |  |  |  | 19607.6
| B1/22/03 | 200000 | 221000 | E | 20 mm dia | m | 15 | 21.25 | 318.75 | V | V2210003 | 20 mm dia |  | B1/22/03-E
| B1/22/03 | 200000 | 221000 | F | 32 mm dia | m | 25 | 32.5 | 812.5 | V | V2210004 | 32 mm dia |  | B1/22/03-F
| B1/22/03 | 200000 | 221000 | G | 40 mm dia | m | 10 | 41.75 | 417.5 | V | V2210005 | 40 mm dia |  | B1/22/03-G
| B1/22/03 | 200000 | 221000 | H | 50 mm dia | m | 15 | 77.13 | 1156.95 | V | V2210006 | 50 mm dia |  | B1/22/03-H
| B1/22/03 | 200000 | 221000 | J | 63 mm dia | m | 120 | 94.13 | 11295.6 | V | V2210007 | 63 mm dia |  | B1/22/03-J
| B1/22/03 | 200000 | 221000 | K | 75 mm dia | m | 20 | 124.5 | 2490 | V | V2210008 | 75 mm dia |  | B1/22/03-K
| B1/22/03 | 200000 | 221000 | L | 110 mm dia | m | 10 | 311.63 | 3116.3 | V | V2210009 | 110 mm dia |  | B1/22/03-L
4 | B1/22/03 |  |  |  | Aboveground within toilets/wet areas, Cold water distribution piping, PEX pipe in pipe PN-10 |  |  |  | 2297.5
| B1/22/03 | 200000 | 221000 | M | 16 mm dia | m | 70 | 21.25 | 1487.5 | V | V2210010 | 16 mm dia |  | B1/22/03-M
| B1/22/04 | 200000 | 221000 | A | 32 mm dia | m | 20 | 40.5 | 810 | V | V2210011 | 32 mm dia |  | B1/22/04-A
4 | B1/22/04 |  |  |  | Aboveground, Hot water distribution piping, PPR pipe PN-20 |  |  |  | 2047.55
| B1/22/04 | 200000 | 221000 | B | 32 mm dia | m | 20 | 32.5 | 650 | V | V2210012 | 32 mm dia |  | B1/22/04-B
| B1/22/04 | 200000 | 221000 | C | 40 mm dia | m | 15 | 41.75 | 626.25 | V | V2210013 | 40 mm dia |  | B1/22/04-C
| B1/22/04 | 200000 | 221000 | D | 50 mm dia | m | 10 | 77.13 | 771.3 | V | V2210014 | 50 mm dia |  | B1/22/04-D
4 | B1/22/04 |  |  |  | Aboveground within toilets/wet areas, Hot water distribution piping, PEX pipe in pipe PN-10 |  |  |  | 1062.5
| B1/22/04 | 200000 | 221000 | E | 16 mm dia | m | 50 | 21.25 | 1062.5 | V | V2210015 | 16 mm dia |  | B1/22/04-E
3 | B1/22/04 |  |  |  | 221119 - DOMESTIC WATER PIPING SPECIALTIES |  |  |  | 23896.91
4 | B1/22/04 |  |  |  | Hose bibs |  |  |  | 132
| B1/22/04 | 200000 | 221000 | F | HB-1 | Nr | 3 | 44 | 132 | V | V2210016 | HB-1 |  | B1/22/04-F
4 | B1/22/04 |  |  |  | Water meter |  |  |  | 23609.15
| B1/22/04 | 200000 | 221000 | G | 40 mm dia | Nr | 1 | 3340.5 | 3340.5 | V | V2210017 | 40 mm dia |  | B1/22/04-G
| B1/22/04 | 200000 | 221000 | H | 75 mm dia | Nr | 1 | 10600 | 10600 | V | V2210018 | 75 mm dia |  | B1/22/04-H
| B1/22/04 | 200000 | 221000 | J | Water hammer arrestors | Nr | 8 | 1192.25 | 9538 | V | V2210019 | Water hammer arrestors |  | B1/22/04-J
| B1/22/04 | 200000 | 221000 | K | Automatic air vents | Nr | 5 | 26.13 | 130.65 | V | V2210020 | Automatic air vents |  | B1/22/04-K
4 | B1/22/04 |  |  |  | Reduced-Pressure-Principle Backflow Preventers (RPZ) |  |  |  | 155.76
| B1/22/04 | 200000 | 221000 | L | 32 mm dia | Nr | 2 | 77.88 | 155.76 | V | V2210021 | 32 mm dia |  | B1/22/04-L
3 | B1/22/05 |  |  |  | 221123.13 - DOMESTIC-WATER PACKAGED BOOSTER PUMPS |  |  |  | 65615
4 | B1/22/05 |  |  |  | Variable-speed-drive, packaged booster pumps factory-assembled and -tested, packaged booster pump unit, with motor, piping, valves, sensors and control panel and adjustable-speed-drive units, and all other necessary accessories, connections and fittings as specified |  |  |  | 65615
| B1/22/05 | 200000 | 221000 | A | BP-LANS-B1-01 | Set | 1 | 65615 | 65615 | V | V2210022 | BP-LANS-B1-01 |  | B1/22/05-A
3 | B1/22/05 |  |  |  | 221316 - SANITARY WASTE AND VENT PIPING |  |  |  | 298547.65
4 | B1/22/05 |  |  |  | Aboveground soil, waste and vent piping, Upvc plastic pipe including piping, fittings, connections, joints, encasement and valves |  |  |  | 19845
| B1/22/05 | 200000 | 221300 | B | 50 mm dia | m | 270 | 73.5 | 19845 | V | V2213001 | 50 mm dia |  | B1/22/05-B
4 | B1/22/05 |  |  |  | Kitchen and underground soil, waste and piping HDPE pipe, including piping, fittings, connections, joints, encasement |  |  |  | 38713.8
| B1/22/05 | 200000 | 221300 | C | 50 mm dia | m | 10 | 52.13 | 521.3 | V | V2213002 | 50 mm dia |  | B1/22/05-C
| B1/22/05 | 200000 | 221300 | D | 75 mm dia | m | 115 | 87 | 10005 | V | V2213003 | 75 mm dia |  | B1/22/05-D
| B1/22/05 | 200000 | 221300 | E | 110 mm dia | m | 205 | 137.5 | 28187.5 | V | V2213004 | 110 mm dia |  | B1/22/05-E
4 | B1/22/05 |  |  |  | Storm drainage, inside the building, HDPE pipe, including piping, fittings, connections, joints, encasement |  |  |  | 212141.7
| B1/22/05 | 200000 | 221300 | F | 200 mm dia | m | 160 | 778.5 | 124560 | V | V2213005 | 200 mm dia |  | B1/22/05-F
| B1/22/05 | 200000 | 221300 | G | 250 mm dia | m | 90 | 973.13 | 87581.7 | V | V2213006 | 250 mm dia |  | B1/22/05-G
4 | B1/22/06 |  |  |  | Storm drainage, cast iron pipe, including piping, fittings, connections, joints, encasement where exposed to outdoor conditions |  |  |  | 27065.2
| B1/22/06 | 200000 | 221300 | A | 150 mm dia | m | 40 | 676.63 | 27065.2 | V | V2213007 | 150 mm dia |  | B1/22/06-A
4 | B1/22/06 |  |  |  | Aboveground, sewage force mains, HDPE pipe including piping, fittings, connections, joints, encasement |  |  |  | 781.95
| B1/22/06 | 200000 | 221300 | B | 50 mm dia | m | 15 | 52.13 | 781.95 | V | V2213008 | 50 mm dia |  | B1/22/06-B
3 | B1/22/06 |  |  |  | 221319 - SANITARY WASTE PIPING SPECIALTIES |  |  |  | 132949.45
4 | B1/22/06 |  |  |  | Cleanouts |  |  |  | 11423.2
| B1/22/06 | 200000 | 221300 | C | Type FCO 110 mm | Nr | 15 | 471.88 | 7078.2 | V | V2213009 | Type FCO 110 mm |  | B1/22/06-C
| B1/22/06 | 200000 | 221300 | D | Type CO 110 mm | Nr | 10 | 217.25 | 2172.5 | V | V2213010 | Type CO 110 mm |  | B1/22/06-D
| B1/22/06 | 200000 | 221300 | E | Type WCO 50 mm | Nr | 10 | 217.25 | 2172.5 | V | V2213011 | Type WCO 50 mm |  | B1/22/06-E
4 | B1/22/06 |  |  |  | Floor drains |  |  |  | 10962.5
| B1/22/06 | 200000 | 221300 | F | Type FD-1 | Nr | 10 | 756.25 | 7562.5 | V | V2213012 | Type FD-1 |  | B1/22/06-F
| B1/22/06 | 200000 | 221300 | G | Type FD-2 with funnel | Nr | 3 | 881.25 | 2643.75 | V | V2213013 | Type FD-2 with funnel |  | B1/22/06-G
| B1/22/06 | 200000 | 221300 | H | Type FD-3 | Nr | 1 | 756.25 | 756.25 | V | V2213014 | Type FD-3 |  | B1/22/06-H
4 | B1/22/06 |  |  |  | Trench drains |  |  |  | 5006.25
| B1/22/06 | 200000 | 221300 | J | 300x300x3000 | Nr | 1 | 5006.25 | 5006.25 | V | V2213015 | 300x300x3000 |  | B1/22/06-J
4 | B1/22/06 |  |  |  | Oil interceptors |  |  |  | 105557.5
| B1/22/06 | 200000 | 221300 | K | OI-LANS-GF-01 | Nr | 1 | 11262.5 | 11262.5 | V | V2213016 | OI-LANS-GF-01 |  | B1/22/06-K
| B1/22/06 | 200000 | 221300 | L | Gully trap | Nr | 4 | 1381.25 | 5525 | V | V2213017 | Gully trap |  | B1/22/06-L
| B1/22/07 | 200000 | 221300 | A | Sewage inspection chamber | Nr | 6 | 14795 | 88770 | V | V2213018 | Sewage inspection chamber |  | B1/22/07-A
3 | B1/22/07 |  |  |  | 221423 - STORM DRAINAGE PIPING SPECIALTIES |  |  |  | 96200
4 | B1/22/07 |  |  |  | Roof drains |  |  |  | 96200
5 | B1/22/07 |  |  |  | Parapet roof drain (scupper drain) |  |  |  | 5656.25
| B1/22/07 | 200000 | 221400 | B | Type SCD-1 150 mm dia | Nr | 5 | 1131.25 | 5656.25 | V | V2214001 | Type SCD-1 150 mm dia |  | B1/22/07-B
5 | B1/22/07 |  |  |  | Gutter roof drain |  |  |  | 16568.75
| B1/22/07 | 200000 | 221400 | C | Type GD-1 200 mm dia | Nr | 11 | 1506.25 | 16568.75 | V | V2214002 | Type GD-1 200 mm dia |  | B1/22/07-C
5 | B1/22/07 |  |  |  | Rain water inspection chamber |  |  |  | 73975
| B1/22/07 | 200000 | 221400 | D | Type SDIC-1 | Nr | 5 | 14795 | 73975 | V | V2214003 | Type SDIC-1 |  | B1/22/07-D
3 | B1/22/07 |  |  |  | 221329 - SANITARY SEWERAGE PUMPS |  |  |  | 12537.5
4 | B1/22/07 |  |  |  | Submersible sump pumps, factory-assembled and -tested, single-stage, centrifugal, end-suction sump pump units complying with ul 778. include motor, operating controls, and construction for permanent installation with pits and basins |  |  |  | 12537.5
| B1/22/07 | 200000 | 221300 | E | SP-LANS-B1-01 | Set | 1 | 12537.5 | 12537.5 | V | V2213019 | SP-LANS-B1-01 |  | B1/22/07-E
3 | B1/22/07 |  |  |  | 223100 - DOMESTIC WATER SOFTENERS |  |  |  | 132484.39
4 | B1/22/07 |  |  |  | Water softener including the following factory-installed piping, valves, drains, and pressure gages, sampling cocks, main-operating-valve position indicatorsm, water meters, brine and softener tanks, chemicals and water testing sets |  |  |  | 46300
| B1/22/07 | 200000 | 223000 | F | WS-ETS1-GR-01 | Nr | 1 | 46300 | 46300 | V | V2230001 | WS-ETS1-GR-01 |  | B1/22/07-F
4 | B1/22/08 |  |  |  | Soft Tank |  |  |  | 32525
| B1/22/08 | 200000 | 223000 | A | SWT-ETS1-GR-01 | Nr | 1 | 32525 | 32525 | V | V2230002 | SWT-ETS1-GR-01 |  | B1/22/08-A
4 | B1/22/08 |  |  |  | 223200 - DOMESTIC WATER TREATMENT EQUIPMENT |  |  |  | 49425
| B1/22/08 | 200000 | 223000 | B | Cartridge filters | Nr | 1 | 16900 | 16900 | V | V2230003 | Cartridge filters |  | B1/22/08-B
| B1/22/08 | 200000 | 223000 | C | UV sterilizing unit | Nr | 1 | 32525 | 32525 | V | V2230004 | UV sterilizing unit |  | B1/22/08-C
4 | B1/22/08 |  |  |  | 223300 - ELECTRIC, DOMESTIC-WATER HEATERS |  |  |  | 4234.39
| B1/22/08 | 200000 | 223000 | D | EWH-LAN-GF-01 | Nr | 2 | 846.88 | 1693.76 | V | V2230005 | EWH-LAN-GF-01 |  | B1/22/08-D
| B1/22/08 | 200000 | 223000 | E | EWH-LAN-GF-02 | Nr | 1 | 721.88 | 721.88 | V | V2230006 | EWH-LAN-GF-02 |  | B1/22/08-E
| B1/22/08 | 200000 | 223000 | F | EWH-LAN-GF-03 | Nr | 1 | 1818.75 | 1818.75 | V | V2230007 | EWH-LAN-GF-03 |  | B1/22/08-F
3 | B1/22/08 |  |  |  | 224100 - RESIDENTIAL PLUMBING FIXTURES |  |  |  | 48531.25
| B1/22/08 | 200000 | 224000 | G | Lavatories fixtures as per interior architecture layouts and sanitary manual including supply and waste fittings | Nr | 2 | 4712.5 | 9425 | V | V2240001 | Lavatories fixtures as per interior architecture layouts and sanitary manual including supply and waste fittings |  | B1/22/08-G
| B1/22/08 | 200000 | 224000 | H | ADA Lavatories fixtures as per interior architecture layouts and sanitary manual including supply and waste fittings | Nr | 1 | 6087.5 | 6087.5 | V | V2240002 | ADA Lavatories fixtures as per interior architecture layouts and sanitary manual including supply and waste fittings |  | B1/22/08-H
| B1/22/08 | 200000 | 224000 | J | Water closets fixtures as per interior architecture layouts and sanitary manual including supply and waste fittings | Nr | 2 | 3750 | 7500 | V | V2240003 | Water closets fixtures as per interior architecture layouts and sanitary manual including supply and waste fittings |  | B1/22/08-J
| B1/22/08 | 200000 | 224000 | K | ADA Water closets fixtures as per interior architecture layouts and sanitary manual including supply and waste fittings | Nr | 1 | 4712.5 | 4712.5 | V | V2240004 | ADA Water closets fixtures as per interior architecture layouts and sanitary manual including supply and waste fittings |  | B1/22/08-K
| B1/22/09 | 200000 | 224000 | A | Flush valve (for WC) as per interior architecture layouts and sanitary manual including supply and waste fittings | Nr | 3 | 1531.25 | 4593.75 | V | V2240005 | Flush valve (for WC) as per interior architecture layouts and sanitary manual including supply and waste fittings |  | B1/22/09-A
| B1/22/09 | 200000 | 224000 | B | Shattaf Trigger spray fixtures as per interior architecture layouts and sanitary manual including supply and waste fittings and built-in check valve | Nr | 3 | 937.5 | 2812.5 | V | V2240006 | Shattaf Trigger spray fixtures as per interior architecture layouts and sanitary manual including supply and waste fittings and built-in check valve |  | B1/22/09-B
| B1/22/09 | 200000 | 224000 | C | Service sinks as per interior architecture layouts including supply and waste fittings | Nr | 2 | 2287.5 | 4575 | V | V2240007 | Service sinks as per interior architecture layouts including supply and waste fittings |  | B1/22/09-C
| B1/22/09 | 200000 | 224000 | D | Corner sinks as per interior architecture layouts including supply and waste fittings | Nr | 1 | 2700 | 2700 | V | V2240008 | Corner sinks as per interior architecture layouts including supply and waste fittings |  | B1/22/09-D
| B1/22/09 | 200000 | 224000 | E | Ablution fixtures as per interior architecture layouts including supply and waste fittings | Nr | 4 | 1531.25 | 6125 | V | V2240009 | Ablution fixtures as per interior architecture layouts including supply and waste fittings |  | B1/22/09-E
c | B1/22/09 |  |  |  | 22 - PLUMBING
c | B1/22/09 |  |  |  | To Summary
2 | B1/23/01 |  |  |  | 23 - HEATING, VENTILATING AND AIR CONDITIONING |  |  |  | 6860465.48
3 | B1/23/01 |  |  |  | 230519 - METERS AND GAGES FOR HVAC PIPING |  |  |  | 32525
4 | B1/23/01 |  |  |  | Meters and gages |  |  |  | 32525
| B1/23/01 | 200000 | 230500 | A | Allow for thermometers, pressure gauges, etc. as per specifications and drawings. | Item | 1 | 32525 | 32525 | W | W2305001 | Allow for thermometers, pressure gauges, etc. as per specifications and drawings. |  | B1/23/01-A
3 | B1/23/01 |  |  |  | 230523 - GENERAL-DUTY VALVES FOR HVAC PIPING |  |  |  | 162625
| B1/23/01 | 200000 | 230500 | B | Gate valves | Item | 1 | 32525 | 32525 | W | W2305002 | Gate valves |  | B1/23/01-B
| B1/23/01 | 200000 | 230500 | C | Ball valves | Item | 1 | 32525 | 32525 | W | W2305003 | Ball valves |  | B1/23/01-C
| B1/23/01 | 200000 | 230500 | D | Drain valves | Item | 1 | 32525 | 32525 | W | W2305004 | Drain valves |  | B1/23/01-D
| B1/23/01 | 200000 | 230500 | E | Balancing valves | Item | 1 | 32525 | 32525 | W | W2305005 | Balancing valves |  | B1/23/01-E
| B1/23/01 | 200000 | 230500 | F | Thermal-energy flowmeter | Item | 1 | 32525 | 32525 | W | W2305006 | Thermal-energy flowmeter |  | B1/23/01-F
3 | B1/23/01 |  |  |  | 230713 - DUCT INSULATION |  |  |  | 107695
4 | B1/23/01 |  |  |  | Duct insulation |  |  |  | 27695
| B1/23/01 | 200000 | 230700 | G | Mineral-fiber blanket thermal insulation 50mm thick | m2 | 955 | 29 | 27695 | W | W2307001 | Mineral-fiber blanket thermal insulation 50mm thick |  | B1/23/01-G
4 | B1/23/01 |  |  |  | Field-applied jackets |  |  |  | 80000
| B1/23/01 | 200000 | 230700 | H | Aluminum jacketing 0.6mm thick for ducts in mechancial rooms or exposed to view | m2 | 1125 | 60 | 67500 | W | W2307002 | Aluminum jacketing 0.6mm thick for ducts in mechancial rooms or exposed to view |  | B1/23/01-H
| B1/23/01 | 200000 | 230700 | J | FSK jacketing for concealed ducts | Item | 1 | 12500 | 12500 | W | W2307003 | FSK jacketing for concealed ducts |  | B1/23/01-J
3 | B1/23/02 |  |  |  | 230719 - HVAC PIPING INSULATION |  |  |  | 98527.1
4 | B1/23/02 |  |  |  | Interior insulation application. for condensate drain piping. pipes, all sizes: 19 mm thick flexible elastomeric |  |  |  | 6755
| B1/23/02 | 200000 | 230700 | A | 20 mm dia | m | 260 | 21.25 | 5525 | W | W2307004 | 20 mm dia |  | B1/23/02-A
| B1/23/02 | 200000 | 230700 | B | 50 mm dia | m | 30 | 41 | 1230 | W | W2307005 | 50 mm dia |  | B1/23/02-B
4 | B1/23/02 |  |  |  | Interior insulation application. for chilled-water supply and return. pipe, all sizes: 50 mm thick mineral fiber with FSK jacketing for concealed pipes |  |  |  | 15135.6
| B1/23/02 | 200000 | 230700 | C | 20 mm dia | m | 75 | 40.63 | 3047.25 | W | W2307006 | 20 mm dia |  | B1/23/02-C
| B1/23/02 | 200000 | 230700 | D | 25 mm dia | m | 25 | 48.88 | 1222 | W | W2307007 | 25 mm dia |  | B1/23/02-D
| B1/23/02 | 200000 | 230700 | E | 32 mm dia | m | 25 | 57.5 | 1437.5 | W | W2307008 | 32 mm dia |  | B1/23/02-E
| B1/23/02 | 200000 | 230700 | F | 40 mm dia | m | 10 | 67.63 | 676.3 | W | W2307009 | 40 mm dia |  | B1/23/02-F
| B1/23/02 | 200000 | 230700 | G | 80 mm dia | m | 10 | 123.38 | 1233.8 | W | W2307010 | 80 mm dia |  | B1/23/02-G
| B1/23/02 | 200000 | 230700 | H | 100 mm dia | m | 10 | 168.75 | 1687.5 | W | W2307011 | 100 mm dia |  | B1/23/02-H
| B1/23/02 | 200000 | 230700 | J | 150 mm dia | m | 25 | 233.25 | 5831.25 | W | W2307012 | 150 mm dia |  | B1/23/02-J
4 | B1/23/02 |  |  |  | Interior insulation application. for chilled-water supply and return. pipe, all sizes: 50 mm thick mineral fiber with aluminum jacketing for pipes in mechanical rooms or exposed to view |  |  |  | 76636.5
| B1/23/02 | 200000 | 230700 | K | 20 mm dia | m | 50 | 38.75 | 1937.5 | W | W2307013 | 20 mm dia |  | B1/23/02-K
| B1/23/02 | 200000 | 230700 | L | 25 mm dia | m | 10 | 46.63 | 466.3 | W | W2307014 | 25 mm dia |  | B1/23/02-L
| B1/23/02 | 200000 | 230700 | M | 40 mm dia | m | 10 | 92.88 | 928.8 | W | W2307015 | 40 mm dia |  | B1/23/02-M
| B1/23/03 | 200000 | 230700 | A | 80 mm dia | m | 10 | 117.5 | 1175 | W | W2307016 | 80 mm dia |  | B1/23/03-A
| B1/23/03 | 200000 | 230700 | B | 100 mm dia | m | 10 | 161.38 | 1613.8 | W | W2307017 | 100 mm dia |  | B1/23/03-B
| B1/23/03 | 200000 | 230700 | C | 150 mm dia | m | 290 | 222.25 | 64452.5 | W | W2307018 | 150 mm dia |  | B1/23/03-C
| B1/23/03 | 200000 | 230700 | D | 200 mm dia | m | 20 | 303.13 | 6062.6 | W | W2307019 | 200 mm dia |  | B1/23/03-D
3 | B1/23/03 |  |  |  | 230900 - BUILDING MANAGEMENT SYSTEM (BMS) |  |  |  | 1100125
4 | B1/23/03 |  |  |  | Bms system |  |  |  | 1100125
| B1/23/03 | 200000 | 230900 | E | Supply, installation, testing and commissioning of the building management system to deliver a complete and integrated system in accordance with the specifications and design drawings | Item | 1 | 1100125 | 1100125 | W | W2309001 | Supply, installation, testing and commissioning of the building management system to deliver a complete and integrated system in accordance with the specifications and design drawings |  | B1/23/03-E
3 | B1/23/03 |  |  |  | 231113 - FACILITY FUEL OIL PIPING |  |  |  | 447774.76
4 | B1/23/03 |  |  |  | steel pipe : astm a 53/a 53m black steel, schedule 40 type e . including flexible hose dielectric unions, welding filler metal, strainers, gaskets, bolting, sleeves and plates |  |  |  | 18635.63
| B1/23/03 | 200000 | 231000 | F | 50 mm dia | m | 50 | 126.63 | 6331.5 | W | W2310001 | 50 mm dia |  | B1/23/03-F
| B1/23/03 | 200000 | 231000 | G | steel pipe for vent | Item | 1 | 12304.13 | 12304.13 | W | W2310002 | steel pipe for vent |  | B1/23/03-G
4 | B1/23/03 |  |  |  | Manual fuel-oil shutoff valves |  |  |  | 119968.75
5 | B1/23/03 |  |  |  | Specialty valves |  |  |  | 119968.75
| B1/23/03 | 200000 | 231000 | H | Pressure-relief valves | Item | 1 | 10968.75 | 10968.75 | W | W2310003 | Pressure-relief valves |  | B1/23/03-H
| B1/23/03 | 200000 | 231000 | J | Oil safety valves | Item | 1 | 9718.75 | 9718.75 | W | W2310004 | Oil safety valves |  | B1/23/03-J
| B1/23/03 | 200000 | 231000 | K | Drain valves | Item | 1 | 5968.75 | 5968.75 | W | W2310005 | Drain valves |  | B1/23/03-K
| B1/23/04 | 200000 | 231000 | A | Float valves | Item | 1 | 9718.75 | 9718.75 | W | W2310006 | Float valves |  | B1/23/04-A
| B1/23/04 | 200000 | 231000 | B | Emergency shut-off valves | Item | 1 | 17218.75 | 17218.75 | W | W2310007 | Emergency shut-off valves |  | B1/23/04-B
| B1/23/04 | 200000 | 231000 | C | Mechaical leak detector | Item | 1 | 46937.5 | 46937.5 | W | W2310008 | Mechaical leak detector |  | B1/23/04-C
| B1/23/04 | 200000 | 231000 | D | Check valves | Item | 1 | 9718.75 | 9718.75 | W | W2310009 | Check valves |  | B1/23/04-D
| B1/23/04 | 200000 | 231000 | E | Solenoid valve | Item | 1 | 9718.75 | 9718.75 | W | W2310010 | Solenoid valve |  | B1/23/04-E
4 | B1/23/04 |  |  |  | Tanks : underground steel fuel-oil storage tank, horizontal, supports and fittings complete with necessary accessories; as per specified |  |  |  | 261350
| B1/23/04 | 200000 | 231000 | F | FT-LD-01 | Nr | 1 | 261350 | 261350 | W | W2310011 | FT-LD-01 |  | B1/23/04-F
4 | B1/23/04 |  |  |  | Fuel filling point cabinet including civil works and all accessories; as specified. |  |  |  | 24645.38
| B1/23/04 | 200000 | 231000 | G | 50 mm dia | Nr | 1 | 24645.38 | 24645.38 | W | W2310012 | 50 mm dia |  | B1/23/04-G
4 | B1/23/04 |  |  |  | Submersible fuel oil pump |  |  |  | 23175
| B1/23/04 | 200000 | 231000 | H | FOP-LD-01 | Nr | 2 | 11587.5 | 23175 | W | W2310013 | FOP-LD-01 |  | B1/23/04-H
3 | B1/23/04 |  |  |  | 232113 - HYDRONIC PIPING |  |  |  | 742677.94
4 | B1/23/04 |  |  |  | Black steel pipe for chilled water, complete with fitting, joints, flexible connectors, unions, flanges, couplings |  |  |  | 200999.7
| B1/23/04 | 200000 | 232000 | J | 20 mm dia | m | 125 | 82.5 | 10312.5 | W | W2320001 | 20 mm dia |  | B1/23/04-J
| B1/23/04 | 200000 | 232000 | K | 25 mm dia | m | 35 | 98 | 3430 | W | W2320002 | 25 mm dia |  | B1/23/04-K
| B1/23/04 | 200000 | 232000 | L | 32 mm dia | m | 25 | 119.88 | 2997 | W | W2320003 | 32 mm dia |  | B1/23/04-L
| B1/23/04 | 200000 | 232000 | M | 40 mm dia | m | 20 | 145 | 2900 | W | W2320004 | 40 mm dia |  | B1/23/04-M
| B1/23/04 | 200000 | 232000 | N | 80 mm dia | m | 20 | 246.63 | 4932.6 | W | W2320005 | 80 mm dia |  | B1/23/04-N
| B1/23/05 | 200000 | 232000 | A | 100 mm dia | m | 20 | 329.88 | 6597.6 | W | W2320006 | 100 mm dia |  | B1/23/05-A
| B1/23/05 | 200000 | 232000 | B | 150 mm dia | m | 315 | 493 | 155295 | W | W2320007 | 150 mm dia |  | B1/23/05-B
| B1/23/05 | 200000 | 232000 | C | 200 mm dia | m | 20 | 726.75 | 14535 | W | W2320008 | 200 mm dia |  | B1/23/05-C
4 | B1/23/05 |  |  |  | Preinsulated Black steel pipe for chilled water, complete with fitting, joints, flexible connectors, unions, flanges, couplings |  |  |  | 453492
| B1/23/05 | 200000 | 232000 | D | 200 mm dia | m | 624 | 726.75 | 453492 | W | W2320009 | 200 mm dia |  | B1/23/05-D
4 | B1/23/05 |  |  |  | Upvc plastic pipe for condensate water, complete with fitting, joints, flexible connectors, unions, flanges, couplings |  |  |  | 58418.36
| B1/23/05 | 200000 | 232000 | E | 20 mm dia | m | 260 | 37.63 | 9783.8 | W | W2320010 | 20 mm dia |  | B1/23/05-E
| B1/23/05 | 200000 | 232000 | F | 50 mm dia | m | 30 | 70.63 | 2118.9 | W | W2320011 | 50 mm dia |  | B1/23/05-F
| B1/23/05 | 200000 | 232000 | G | Valves & hydronic valves : ball valves | Item | 1 | 5171.88 | 5171.88 | W | W2320012 | Valves & hydronic valves : ball valves |  | B1/23/05-G
| B1/23/05 | 200000 | 232000 | H | Valves & hydronic valves : gate valves | Item | 1 | 5171.88 | 5171.88 | W | W2320013 | Valves & hydronic valves : gate valves |  | B1/23/05-H
| B1/23/05 | 200000 | 232000 | J | Valves & hydronic valves : globe valves | Item | 1 | 5171.88 | 5171.88 | W | W2320014 | Valves & hydronic valves : globe valves |  | B1/23/05-J
| B1/23/05 | 200000 | 232000 | K | Valves & hydronic valves : balancing valves | Item | 1 | 8921.88 | 8921.88 | W | W2320015 | Valves & hydronic valves : balancing valves |  | B1/23/05-K
| B1/23/05 | 200000 | 232000 | L | Valves & hydronic valves : flow control valve | Item | 1 | 11421.88 | 11421.88 | W | W2320016 | Valves & hydronic valves : flow control valve |  | B1/23/05-L
| B1/23/05 | 200000 | 232000 | M | Valves & hydronic valves : drain valves | Item | 1 | 5171.88 | 5171.88 | W | W2320017 | Valves & hydronic valves : drain valves |  | B1/23/05-M
| B1/23/05 | 200000 | 232000 | N | Valves & hydronic valves : automatic air vent | Item | 1 | 5484.38 | 5484.38 | W | W2320018 | Valves & hydronic valves : automatic air vent |  | B1/23/05-N
4 | B1/23/05 |  |  |  | Expansion tanks |  |  |  | 11537.5
| B1/23/05 | 200000 | 232000 | P | ET-ETS1-GR-01&02 | Nr | 2 | 5768.75 | 11537.5 | W | W2320019 | ET-ETS1-GR-01&02 |  | B1/23/05-P
4 | B1/23/05 |  |  |  | Air separator |  |  |  | 18230.38
| B1/23/05 | 200000 | 232000 | Q | AS-ETS1-GR-01 | Nr | 1 | 18230.38 | 18230.38 | W | W2320020 | AS-ETS1-GR-01 |  | B1/23/05-Q
3 | B1/23/06 |  |  |  | 232123 - HYDRONIC PUMPS |  |  |  | 158112.5
4 | B1/23/06 |  |  |  | Chilled water pumps including casing, impeller, motor, shaft and sleeve, seals, pump and motor bearings, rings and couplings, mounting frames and all necessary accessories listed in the specification and drawings |  |  |  | 158112.5
| B1/23/06 | 200000 | 232000 | A | CWP-ETS1-GR-01 TO 04 | Nr | 4 | 36287.5 | 145150 | W | W2320021 | CWP-ETS1-GR-01 TO 04 |  | B1/23/06-A
| B1/23/06 | 200000 | 232000 | B | MUP-ETS1-GR-01 | Set | 1 | 12962.5 | 12962.5 | W | W2320022 | MUP-ETS1-GR-01 |  | B1/23/06-B
3 | B1/23/06 |  |  |  | 232500 - HVAC WATER TREATMENT |  |  |  | 21900
4 | B1/23/06 |  |  |  | Chemical treatment as specified |  |  |  | 21900
| B1/23/06 | 200000 | 232500 | C | CTU-ETS1-GR-01 | Nr | 1 | 21900 | 21900 | W | W2325001 | CTU-ETS1-GR-01 |  | B1/23/06-C
3 | B1/23/06 |  |  |  | 233113 - METAL DUCTS |  |  |  | 1417648.04
4 | B1/23/06 |  |  |  | Metal ducts, including plates, sealant, hangers, supports, casings, tie-rods and all the necessary accessories as per specifications |  |  |  | 964451.28
| B1/23/06 | 200000 | 233100 | D | Galvanized, sheet steel | kg | 19731 | 48.88 | 964451.28 | W | W2331014 | Galvanized, sheet steel |  | B1/23/06-D
4 | B1/23/06 |  |  |  | Duct liner |  |  |  | 177270.88
| B1/23/06 | 200000 | 233100 | E | Duct liner | Item | 1 | 177270.88 | 177270.88 | W | W2331015 | Duct liner |  | B1/23/06-E
4 | B1/23/06 |  |  |  | Fire stopping |  |  |  | 275925.88
| B1/23/06 | 200000 | 233100 | F | Fire resistant sealant | Item | 1 | 275925.88 | 275925.88 | W | W2331016 | Fire resistant sealant |  | B1/23/06-F
3 | B1/23/06 |  |  |  | 233300 - AIR DUCT ACCESSORIES |  |  |  | 502960.89
4 | B1/23/06 |  |  |  | Dampers |  |  |  | 154765.13
| B1/23/06 | 200000 | 233000 | G | Manual-volume dampers | Item | 1 | 154765.13 | 154765.13 | W | W2330004 | Manual-volume dampers |  | B1/23/06-G
4 | B1/23/07 |  |  |  | Backdraft and pressure relief dampers |  |  |  | 348195.76
| B1/23/07 | 200000 | 233000 | A | BDD | Item | 1 | 103176.75 | 103176.75 | W | W2330005 | BDD |  | B1/23/07-A
| B1/23/07 | 200000 | 233000 | B | Fire dampers | Item | 1 | 204092.63 | 204092.63 | W | W2330006 | Fire dampers |  | B1/23/07-B
| B1/23/07 | 200000 | 233000 | C | Flexible ducts | Item | 1 | 40926.38 | 40926.38 | W | W2330007 | Flexible ducts |  | B1/23/07-C
3 | B1/23/07 |  |  |  | 233423 - HVAC POWER VENTILATORS |  |  |  | 155966.03
4 | B1/23/07 |  |  |  | 233416 - CENTRIFUGAL HVAC FANS |  |  |  | 155966.03
5 | B1/23/07 |  |  |  | Fan unit, inline centrifugal, belt-driven centrifugal fans consisting of housing, wheel, fan shaft, bearings, motor and disconnect switch, drive assembly, support structure and all necessary accessories as specified |  |  |  | 155966.03
| B1/23/07 | 200000 | 233400 | D | EF-LAN-GF-O1 | Nr | 1 | 1271.25 | 1271.25 | W | W2334001 | EF-LAN-GF-O1 |  | B1/23/07-D
| B1/23/07 | 200000 | 233400 | E | EF-LAN-GF-O2 | Nr | 2 | 75103.13 | 150206.26 | W | W2334002 | EF-LAN-GF-O2 |  | B1/23/07-E
| B1/23/07 | 200000 | 233400 | F | EF-LAN-GF-O3 | Nr | 1 | 1537.5 | 1537.5 | W | W2334003 | EF-LAN-GF-O3 |  | B1/23/07-F
| B1/23/07 | 200000 | 233400 | G | EF-LAN-GF-O4 | Nr | 1 | 946.88 | 946.88 | W | W2334004 | EF-LAN-GF-O4 |  | B1/23/07-G
| B1/23/07 | 200000 | 233400 | H | EF-LAN-GF-O5 | Nr | 1 | 651.63 | 651.63 | W | W2334005 | EF-LAN-GF-O5 |  | B1/23/07-H
| B1/23/07 | 200000 | 233400 | J | EF-LAN-GF-O7 | Nr | 1 | 651.63 | 651.63 | W | W2334006 | EF-LAN-GF-O7 |  | B1/23/07-J
| B1/23/07 | 200000 | 233400 | K | EF-LAN-GF-O8 | Nr | 1 | 700.88 | 700.88 | W | W2334007 | EF-LAN-GF-O8 |  | B1/23/07-K
3 | B1/23/07 |  |  |  | 233713 - DIFFUSERS, REGISTERS, AND GRILLES |  |  |  | 143192.68
| B1/23/07 | 200000 | 233700 | L | Supply square ceiling diffusers 600 x 600 | Nr | 12 | 539.13 | 6469.56 | W | W2337001 | Supply square ceiling diffusers 600 x 600 |  | B1/23/07-L
| B1/23/07 | 200000 | 233700 | M | Return square ceiling diffusers 600 x 600 | Nr | 12 | 470.25 | 5643 | W | W2337002 | Return square ceiling diffusers 600 x 600 |  | B1/23/07-M
| B1/23/08 | 200000 | 233700 | A | Supply registers 900 X 350 | Nr | 31 | 539.13 | 16713.03 | W | W2337003 | Supply registers 900 X 350 |  | B1/23/08-A
| B1/23/08 | 200000 | 233700 | B | Supply registers 450 X 300 | Nr | 7 | 407.88 | 2855.16 | W | W2337004 | Supply registers 450 X 300 |  | B1/23/08-B
| B1/23/08 | 200000 | 233700 | C | Return/Exhaust registers 900 X 350 | Nr | 31 | 470.25 | 14577.75 | W | W2337005 | Return/Exhaust registers 900 X 350 |  | B1/23/08-C
| B1/23/08 | 200000 | 233700 | D | Return/Exhaust registers 450 X 300 | Nr | 7 | 358.63 | 2510.41 | W | W2337006 | Return/Exhaust registers 450 X 300 |  | B1/23/08-D
| B1/23/08 | 200000 | 233700 | E | Exhaust registers 150 X 150 | Nr | 4 | 276.63 | 1106.52 | W | W2337007 | Exhaust registers 150 X 150 |  | B1/23/08-E
| B1/23/08 | 200000 | 233700 | F | Grilles: door grilles | Item | 1 | 26992.25 | 26992.25 | W | W2337008 | Grilles: door grilles |  | B1/23/08-F
| B1/23/08 | 200000 | 233700 | G | Sound attenuator | Item | 1 | 66325 | 66325 | W | W2337009 | Sound attenuator |  | B1/23/08-G
3 | B1/23/08 |  |  |  | 237313 - MODULAR INDOOR CENTRAL-STATION AIR-HANDLING UNITS |  |  |  | 581947.5
4 | B1/23/08 |  |  |  | Factory assembled, consisting of fans, motor and drive assembly, coils, damper, plenums, filters, drip pans, mixing dampers,humidifiers and discharge collars with flexible duct connectors |  |  |  | 581947.5
| B1/23/08 | 200000 | 237300 | H | FAHU-LAN-GF-01 | Nr | 2 | 187946.25 | 375892.5 | W | W2373001 | FAHU-LAN-GF-01 |  | B1/23/08-H
| B1/23/08 | 200000 | 237300 | J | FAHU-LAN-GF-02 | Nr | 1 | 206055 | 206055 | W | W2373002 | FAHU-LAN-GF-02 |  | B1/23/08-J
3 | B1/23/08 |  |  |  | 238219 - FAN-COIL UNITS |  |  |  | 136012.5
4 | B1/23/08 |  |  |  | Concealed units: an enclosed including cabinet, chassis, coil, drain pans, fan and motor with cooling coil as specified, filters, dampers, control, outlet duct colar and all other necessary accessories listed in the specifications |  |  |  | 136012.5
| B1/23/08 | 200000 | 238219 | K | FCU | Nr | 26 | 5231.25 | 136012.5 | W | W2382191 | FCU |  | B1/23/08-K
3 | B1/23/09 |  |  |  | 237413 - SPLIT-SYSTEM AIR-CONDITIONERS |  |  |  | 1050775.54
4 | B1/23/09 |  |  |  | Split unit without heat pump. Concealed evaporator fan, including evaporator with refrigerant coil, fan, fan motor, filters, cabling/wiring, casing, compressor, mounting base, controld and other necessary accessories listed in the specifications |  |  |  | 45151.9
| B1/23/09 | 200000 | 237400 | A | SRAC-01/SRCU-01 | Nr | 2 | 9030.38 | 18060.76 | W | W2374001 | SRAC-01/SRCU-01 |  | B1/23/09-A
| B1/23/09 | 200000 | 237400 | B | SRAC-02/SRCU-02 | Nr | 2 | 9030.38 | 18060.76 | W | W2374002 | SRAC-02/SRCU-02 |  | B1/23/09-B
| B1/23/09 | 200000 | 237400 | C | SRAC-03/SRCU-03 | Nr | 1 | 9030.38 | 9030.38 | W | W2374003 | SRAC-03/SRCU-03 |  | B1/23/09-C
4 | B1/23/09 |  |  |  | Plate heat exchangers, including piping connections, gaskets and all other accessories listed in the specification |  |  |  | 996773.64
| B1/23/09 | 200000 | 237400 | D | HEX-ETS1-GR-01 TO 03 | Nr | 3 | 332257.88 | 996773.64 | W | W2374004 | HEX-ETS1-GR-01 TO 03 |  | B1/23/09-D
4 | B1/23/09 |  |  |  | SIDE STREAM FILTRATION UNIT |  |  |  | 8850
| B1/23/09 | 200000 | 237400 | E | SSF-ETS1-GR-01 | Nr | 1 | 8850 | 8850 | W | W2374005 | SSF-ETS1-GR-01 |  | B1/23/09-E
c | B1/23/09 |  |  |  | 23 - HEATING, VENTILATING AND AIR CONDITIONING
c | B1/23/09 |  |  |  | To Summary
2 | B1/26/01 |  |  |  | 26 - ELECTRICAL |  |  |  | 9893738.89
3 | B1/26/01 |  |  |  | 260513 - MEDIUM-VOLTAGE CABLES |  |  |  | 94427.8
4 | B1/26/01 |  |  |  | Supply and installation of Multi-core aluminium conductors, xlpe insulated, LLDPE outer sheath, unarmoured mv cables, rated 36kv; |  |  |  | 76380.8
| B1/26/01 | 200000 | 260500 | A | 3 x 400 mm2 | m | 160 | 477.38 | 76380.8 | Z | Z2605001 | 3 x 400 mm2 |  | B1/26/01-A
4 | B1/26/01 |  |  |  | Multi-core copper conductors, xlpe insulated, extruded pvc outer sheath, unarmoured mv cables, rated 18/30 (36)kv; |  |  |  | 18047
| B1/26/01 | 200000 | 260500 | B | 3 x 185 mm2 | m | 25 | 721.88 | 18047 | Z | Z2605002 | 3 x 185 mm2 |  | B1/26/01-B
3 | B1/26/01 |  |  |  | 260519 - LOW-VOLTAGE ELECTRICAL POWER CONDUCTORS AND CABLES |  |  |  | 1164912.7
4 | B1/26/01 |  |  |  | Supply and installation of Multi-core, copper conductor, xlpe insulated, pvc sheathed feeder cables; steel wire armoured (swa); 0.6/1 kv; |  |  |  | 656025.1
| B1/26/01 | 200000 | 260500 | C | 4 x 185 mm2 | m | 510 | 793.75 | 404812.5 | Z | Z2605003 | 4 x 185 mm2 |  | B1/26/01-C
| B1/26/01 | 200000 | 260500 | D | 4 x 150 mm2 | m | 120 | 657.25 | 78870 | Z | Z2605004 | 4 x 150 mm2 |  | B1/26/01-D
| B1/26/01 | 200000 | 260500 | E | 4 x 120 mm2 | m | 250 | 547.75 | 136937.5 | Z | Z2605005 | 4 x 120 mm2 |  | B1/26/01-E
| B1/26/01 | 200000 | 260500 | F | 4 x 25 mm2 | m | 270 | 131.13 | 35405.1 | Z | Z2605006 | 4 x 25 mm2 |  | B1/26/01-F
4 | B1/26/02 |  |  |  | Supply and installation of Multi-core, copper conductor, xlpe insulated, pvc sheathed feeder cables; unarmoured; 0.6/1 kv; |  |  |  | 241139.3
| B1/26/02 | 200000 | 260500 | A | 4 x 300 mm2 | m | 150 | 1182.25 | 177337.5 | Z | Z2605007 | 4 x 300 mm2 |  | B1/26/02-A
| B1/26/02 | 200000 | 260500 | B | 4 x 150 mm2 | m | 10 | 615.25 | 6152.5 | Z | Z2605008 | 4 x 150 mm2 |  | B1/26/02-B
| B1/26/02 | 200000 | 260500 | C | 4 x 120 mm2 | m | 70 | 511.75 | 35822.5 | Z | Z2605009 | 4 x 120 mm2 |  | B1/26/02-C
| B1/26/02 | 200000 | 260500 | D | 4 x 10 mm2 | m | 360 | 60.63 | 21826.8 | Z | Z2605010 | 4 x 10 mm2 |  | B1/26/02-D
4 | B1/26/02 |  |  |  | Supply and installation of VFD cables; as specified |  |  |  | 80278.8
| B1/26/02 | 200000 | 260500 | E | (3C,25 mm2 + 3C,4 mm2 (E)) | m | 760 | 105.63 | 80278.8 | Z | Z2605011 | (3C,25 mm2 + 3C,4 mm2 (E)) |  | B1/26/02-E
4 | B1/26/02 |  |  |  | Supply and installation of Single core, copper conductor, pvc sheathed earthing cables; 450/750 v; |  |  |  | 187469.5
| B1/26/02 | 200000 | 260500 | F | 150 mm2 | m | 210 | 210.25 | 44152.5 | Z | Z2605012 | 150 mm2 |  | B1/26/02-F
| B1/26/02 | 200000 | 260500 | G | 120 mm2 | m | 200 | 184.75 | 36950 | Z | Z2605013 | 120 mm2 |  | B1/26/02-G
| B1/26/02 | 200000 | 260500 | H | 95 mm2 | m | 510 | 123.88 | 63178.8 | Z | Z2605014 | 95 mm2 |  | B1/26/02-H
| B1/26/02 | 200000 | 260500 | J | 70 mm2 | m | 80 | 101.38 | 8110.4 | Z | Z2605015 | 70 mm2 |  | B1/26/02-J
| B1/26/02 | 200000 | 260500 | K | 16 mm2 | m | 700 | 35.13 | 24591 | Z | Z2605016 | 16 mm2 |  | B1/26/02-K
| B1/26/02 | 200000 | 260500 | L | 10 mm2 | m | 360 | 29.13 | 10486.8 | Z | Z2605017 | 10 mm2 |  | B1/26/02-L
3 | B1/26/03 |  |  |  | 260526 - GROUNDING AND BONDING FOR ELECTRICAL SYSTEMS |  |  |  | 128825
5 | B1/26/03 |  |  |  | Supply and installation of Complete earthing system as specified and as shown on the drawings, including earthing conductors, earth pits, and all necessary accessories and connections |  |  |  | 128825
| B1/26/03 | 200000 | 260500 | A | Complete Grounding Protection System of buildings | Item | 1 | 128825 | 128825 | Z | Z2605018 | Complete Grounding Protection System of buildings |  | B1/26/03-A
3 | B1/26/03 |  |  |  | 260533 - RACEWAYS AND BOXES FOR ELECTRICAL SYSTEMS |  |  |  | 12661.95
4 | B1/26/03 |  |  |  | Rigid heavy gauge steel conduits |  |  |  | 12661.95
| B1/26/03 | 200000 | 260500 | B | Ø 150 mm | m | 15 | 844.13 | 12661.95 | Z | Z2605019 | Ø 150 mm |  | B1/26/03-B
3 | B1/26/03 |  |  |  | 260536 - CABLE TRAYS FOR ELECTRICAL SYSTEMS |  |  |  | 66604.4
4 | B1/26/03 |  |  |  | Supply and installation of Cable ladders; as specified; |  |  |  | 19725
| B1/26/03 | 200000 | 260500 | C | 600 mm wide | m | 75 | 263 | 19725 | Z | Z2605020 | 600 mm wide |  | B1/26/03-C
4 | B1/26/03 |  |  |  | Supply and installation of perforated cable trays; as specified; |  |  |  | 46879.4
| B1/26/03 | 200000 | 260500 | D | 300 mm wide; | m | 15 | 210 | 3150 | Z | Z2605021 | 300 mm wide; |  | B1/26/03-D
| B1/26/03 | 200000 | 260500 | E | 600 mm wide; | m | 130 | 336.38 | 43729.4 | Z | Z2605022 | 600 mm wide; |  | B1/26/03-E
3 | B1/26/04 |  |  |  | 260543 - UNDERGROUND DUCTS AND RACEWAYS FOR ELECTRICAL SYSTEMS |  |  |  | 4981024.15
4 | B1/26/04 |  |  |  | Supply and lay trenches including excavation, backfilling, disposal of surplus excavated material, earthwork support, sand bedding, cable markers, protective tiles and warning tapes - for MV network: |  |  |  | 415468.75
| B1/26/04 | 200000 | 260500 | A | (500x800) (width x depth) mm; | m | 125 | 3323.75 | 415468.75 | Z | Z2605023 | (500x800) (width x depth) mm; |  | B1/26/04-A
4 | B1/26/04 |  |  |  | Supply and lay trenches including excavation, backfilling, disposal of surplus excavated material, earthwork support, sand bedding, cable markers, protective tiles and warning tapes - for street lighting network: |  |  |  | 1434050
| B1/26/04 | 200000 | 260500 | B | (500x650) (width x depth) mm; | m | 460 | 3117.5 | 1434050 | Z | Z2605024 | (500x650) (width x depth) mm; |  | B1/26/04-B
4 | B1/26/04 |  |  |  | Supply and lay trenches including excavation, backfilling, disposal of surplus excavated material, earthwork support, sand bedding, cable markers, protective tiles and warning tapes - for LV network: |  |  |  | 1776975
| B1/26/04 | 200000 | 260500 | C | (500x650) (width x depth) mm; | m | 570 | 3117.5 | 1776975 | Z | Z2605025 | (500x650) (width x depth) mm; |  | B1/26/04-C
4 | B1/26/04 |  |  |  | Supply and lay Underground cable duct assemblies; encased in concrete; including excavating trenches, concrete encasement, and refilling - for lv feeders; |  |  |  | 14398.8
| B1/26/04 | 200000 | 260500 | D | 4 x 150 mm | m | 10 | 1439.88 | 14398.8 | Z | Z2605026 | 4 x 150 mm |  | B1/26/04-D
4 | B1/26/05 |  |  |  | Supply and installation of duct-banks, manholes, trenches complete with all excavation and refill works along with all necessary fittings, accessories and warning tapes; as specified and shown on the drawings. |  |  |  | 1302631.6
| B1/26/05 | 200000 | 260500 | A | 6x110 HDPE ducts with 5x32mm preinstalled sub ducts onshore encased in sand , including duct installation, sand bedding, cable markers, protective tiles and warning tape | m | 615 | 1161.5 | 714322.5 | Z | Z2605027 | 6x110 HDPE ducts with 5x32mm preinstalled sub ducts onshore encased in sand , including duct installation, sand bedding, cable markers, protective tiles and warning tape |  | B1/26/05-A
| B1/26/05 | 200000 | 260500 | B | 6x110 HDPE ducts with 5x32mm preinstalled sub ducts onshore encased in concrete , including duct installation, sand bedding, cable markers, protective tiles and warning tape | m | 125 | 1838.38 | 229797.5 | Z | Z2605028 | 6x110 HDPE ducts with 5x32mm preinstalled sub ducts onshore encased in concrete , including duct installation, sand bedding, cable markers, protective tiles and warning tape |  | B1/26/05-B
| B1/26/05 | 200000 | 260500 | C | 2x50 HDPE ducts encased in sand , including duct installation, sand bedding, cable markers, protective tiles and warning tape | m | 200 | 797.75 | 159550 | Z | Z2605029 | 2x50 HDPE ducts encased in sand , including duct installation, sand bedding, cable markers, protective tiles and warning tape |  | B1/26/05-C
| B1/26/05 | 200000 | 260500 | D | 2x50 HDPE ducts encased in concrete , including duct installation, sand bedding, cable markers, protective tiles and warning tape | m | 70 | 964.63 | 67524.1 | Z | Z2605030 | 2x50 HDPE ducts encased in concrete , including duct installation, sand bedding, cable markers, protective tiles and warning tape |  | B1/26/05-D
| B1/26/05 | 200000 | 260500 | E | Telecom Manhole, JRC14; | Nr | 10 | 8762.5 | 87625 | Z | Z2605031 | Telecom Manhole, JRC14; |  | B1/26/05-E
| B1/26/05 | 200000 | 260500 | F | Telecom Handhole, 600 x 600 x 600 mm; | Nr | 5 | 8762.5 | 43812.5 | Z | Z2605032 | Telecom Handhole, 600 x 600 x 600 mm; |  | B1/26/05-F
4 | B1/26/05 |  |  |  | Spare parts, tools and instruments; |  |  |  | 37500
| B1/26/05 | 200000 | 260500 | G | Set of spare parts; | Item | 1 | 18750 | 18750 | Z | Z2605033 | Set of spare parts; |  | B1/26/05-G
| B1/26/05 | 200000 | 260500 | H | Set of tools and instruments; | Item | 1 | 18750 | 18750 | Z | Z2605034 | Set of tools and instruments; |  | B1/26/05-H
3 | B1/26/06 |  |  |  | 260923 - LIGHTING CONTROL DEVICES |  |  |  | 7559.4
4 | B1/26/06 |  |  |  | Occupancy sensors |  |  |  | 7559.4
| B1/26/06 | 200000 | 260900 | A | Ultrasonic type; ceiling mounted; | Nr | 12 | 295.25 | 3543 | Z | Z2609001 | Ultrasonic type; ceiling mounted; |  | B1/26/06-A
| B1/26/06 | 200000 | 260900 | B | Ultrasonic; hallway type; | Nr | 5 | 471.38 | 2356.9 | Z | Z2609002 | Ultrasonic; hallway type; |  | B1/26/06-B
| B1/26/06 | 200000 | 260900 | C | Dual type | Nr | 2 | 829.75 | 1659.5 | Z | Z2609003 | Dual type |  | B1/26/06-C
3 | B1/26/06 |  |  |  | 261200 - MEDIUM VOLTAGE TRANSFORMERS |  |  |  | 576050
4 | B1/26/06 |  |  |  | Supply and installation of Dry type cast resin distribution transformer, indoor type, step-down, mv and lv copper windings, |  |  |  | 576050
| B1/26/06 | 200000 | 261200 | D | TR-D2-01; 1500 kva | Nr | 1 | 288025 | 288025 | Z | Z2612001 | TR-D2-01; 1500 kva |  | B1/26/06-D
| B1/26/06 | 200000 | 261200 | E | TR-D2-02; 1500 kva | Nr | 1 | 288025 | 288025 | Z | Z2612002 | TR-D2-02; 1500 kva |  | B1/26/06-E
3 | B1/26/06 |  |  |  | 261300 - MEDIUM-VOLTAGE SWITCHGEAR |  |  |  | 457125
4 | B1/26/06 |  |  |  | Supply and installation of Indoor ring main unit type switchgear; |  |  |  | 457125
| B1/26/06 | 200000 | 261300 | F | RMU-D2-01; 36kv; 3-phase, 60hz, lsc2b-pm; comprising two (2) ring main switch disconnectors (400a), two (2) outgoing feeder circuit breakers (200a), all auxiliaries, surge arrestors, dc power supply system, interface with scada system, trench steel coverplates and rubber mats; | Nr | 1 | 180775 | 180775 | Z | Z2613001 | RMU-D2-01; 36kv; 3-phase, 60hz, lsc2b-pm; comprising two (2) ring main switch disconnectors (400a), two (2) outgoing feeder circuit breakers (200a), all auxiliaries, surge arrestors, dc power supply system, interface with scada system, trench steel coverplates and rubber mats; |  | B1/26/06-F
| B1/26/07 | 200000 | 261300 | A | MRMU-D2-01; 36kv; 3-phase, 60hz, lsc2b-pm; comprising two (2) ring main switch disconnectors (400a), two (1) outgoing feeder circuit breakers (200a), all auxiliaries, surge arrestors, dc power supply system, interface with scada system, trench steel coverplates and rubber mats; | Nr | 1 | 276350 | 276350 | Z | Z2613002 | MRMU-D2-01; 36kv; 3-phase, 60hz, lsc2b-pm; comprising two (2) ring main switch disconnectors (400a), two (1) outgoing feeder circuit breakers (200a), all auxiliaries, surge arrestors, dc power supply system, interface with scada system, trench steel coverplates and rubber mats; |  | B1/26/07-A
3 | B1/26/07 |  |  |  | 262413 - SWITCHBOARDS |  |  |  | 204675
4 | B1/26/07 |  |  |  | Supply and installation of Lv distribution boards, including incoming tariff metering; as specified; |  |  |  | 204675
| B1/26/07 | 200000 | 262400 | B | MDB-D2-01 (2500A); | Nr | 1 | 204675 | 204675 | Z | Z2624001 | MDB-D2-01 (2500A); |  | B1/26/07-B
3 | B1/26/07 |  |  |  | 262416 - PANELBOARDS |  |  |  | 150475
4 | B1/26/07 |  |  |  | Supply and installation of Distribution panelboards, including energy metering; |  |  |  | 108175
| B1/26/07 | 200000 | 262400 | C | SMDB-D2-GF-01 (800A); | Nr | 1 | 90312.5 | 90312.5 | Z | Z2624002 | SMDB-D2-GF-01 (800A); |  | B1/26/07-C
| B1/26/07 | 200000 | 262400 | D | EDB-D2-GF-01 (250A); | Nr | 1 | 17862.5 | 17862.5 | Z | Z2624003 | EDB-D2-GF-01 (250A); |  | B1/26/07-D
4 | B1/26/07 |  |  |  | Supply and installation of Final branch circuit panelboards |  |  |  | 42300
| B1/26/07 | 200000 | 262400 | E | PP-D2-GF-01 | Nr | 1 | 4700 | 4700 | Z | Z2624004 | PP-D2-GF-01 |  | B1/26/07-E
| B1/26/07 | 200000 | 262400 | F | LP-D2-GF-01 | Nr | 1 | 4700 | 4700 | Z | Z2624005 | LP-D2-GF-01 |  | B1/26/07-F
| B1/26/07 | 200000 | 262400 | G | PP-D2-SG-01 | Nr | 1 | 4700 | 4700 | Z | Z2624006 | PP-D2-SG-01 |  | B1/26/07-G
| B1/26/07 | 200000 | 262400 | H | PP-D1-PR-01 | Nr | 1 | 4700 | 4700 | Z | Z2624007 | PP-D1-PR-01 |  | B1/26/07-H
| B1/26/07 | 200000 | 262400 | J | EPP-D2-GF-01 | Nr | 1 | 4700 | 4700 | Z | Z2624008 | EPP-D2-GF-01 |  | B1/26/07-J
| B1/26/07 | 200000 | 262400 | K | EPP-D2-GF-02 | Nr | 1 | 4700 | 4700 | Z | Z2624009 | EPP-D2-GF-02 |  | B1/26/07-K
| B1/26/07 | 200000 | 262400 | L | EPP-D2-GF-03 | Nr | 1 | 4700 | 4700 | Z | Z2624010 | EPP-D2-GF-03 |  | B1/26/07-L
| B1/26/07 | 200000 | 262400 | M | EPP-D2-GF-05 | Nr | 1 | 4700 | 4700 | Z | Z2624011 | EPP-D2-GF-05 |  | B1/26/07-M
| B1/26/07 | 200000 | 262400 | N | EPP-D2-GF-06 | Nr | 1 | 4700 | 4700 | Z | Z2624012 | EPP-D2-GF-06 |  | B1/26/07-N
3 | B1/26/08 |  |  |  | 262419 - MOTOR-CONTROL CENTERS |  |  |  | 186798.52
4 | B1/26/08 |  |  |  | Supply and installation of Motor control panels |  |  |  | 12325
| B1/26/08 | 200000 | 262400 | A | MCP-D2-ETS-01; | Nr | 1 | 6162.5 | 6162.5 | Z | Z2624013 | MCP-D2-ETS-01; |  | B1/26/08-A
| B1/26/08 | 200000 | 262400 | B | MCP-D2-GF-02; | Nr | 1 | 6162.5 | 6162.5 | Z | Z2624014 | MCP-D2-GF-02; |  | B1/26/08-B
4 | B1/26/08 |  |  |  | Variable frequency drives; as specified; |  |  |  | 174473.52
| B1/26/08 | 200000 | 262400 | C | VFD, 37 kW, 3 phase | Nr | 4 | 43618.38 | 174473.52 | Z | Z2624015 | VFD, 37 kW, 3 phase |  | B1/26/08-C
3 | B1/26/08 |  |  |  | 262726 - WIRING DEVICES |  |  |  | 152898.45
4 | B1/26/08 |  |  |  | Supply and installation of Electric outlets |  |  |  | 31122.09
| B1/26/08 | 200000 | 262700 | D | 2x20a electric outlet; weatherproof | Nr | 17 | 640.63 | 10890.71 | Z | Z2627001 | 2x20a electric outlet; weatherproof |  | B1/26/08-D
| B1/26/08 | 200000 | 262700 | E | 2x20a electric outlet; weatherproof, switched | Nr | 26 | 778.13 | 20231.38 | Z | Z2627002 | 2x20a electric outlet; weatherproof, switched |  | B1/26/08-E
4 | B1/26/08 |  |  |  | Supply and installation of Socket outlets |  |  |  | 107613.6
| B1/26/08 | 200000 | 262700 | F | Type r01; simplex | Nr | 26 | 423.5 | 11011 | Z | Z2627003 | Type r01; simplex |  | B1/26/08-F
| B1/26/08 | 200000 | 262700 | G | Type r02; simplex | Nr | 32 | 532.13 | 17028.16 | Z | Z2627004 | Type r02; simplex |  | B1/26/08-G
| B1/26/08 | 200000 | 262700 | H | Type r04; simplex | Nr | 13 | 600.88 | 7811.44 | Z | Z2627005 | Type r04; simplex |  | B1/26/08-H
| B1/26/08 | 200000 | 262700 | J | Type r04; duplex | Nr | 6 | 1201.63 | 7209.78 | Z | Z2627006 | Type r04; duplex |  | B1/26/08-J
| B1/26/08 | 200000 | 262700 | K | Type r05; simplex | Nr | 19 | 709.38 | 13478.22 | Z | Z2627007 | Type r05; simplex |  | B1/26/08-K
| B1/26/08 | 200000 | 262700 | L | Type r05; duplex | Nr | 2 | 1418.75 | 2837.5 | Z | Z2627008 | Type r05; duplex |  | B1/26/08-L
| B1/26/08 | 200000 | 262700 | M | Type r45 | Nr | 2 | 1418.75 | 2837.5 | Z | Z2627009 | Type r45 |  | B1/26/08-M
| B1/26/08 | 200000 | 262700 | N | Type r41 | Nr | 32 | 1418.75 | 45400 | Z | Z2627010 | Type r41 |  | B1/26/08-N
4 | B1/26/09 |  |  |  | Supply and installation of Switches |  |  |  | 14162.76
| B1/26/09 | 200000 | 262700 | A | General lighting switch (s1); one way; | Nr | 2 | 276.63 | 553.26 | Z | Z2627011 | General lighting switch (s1); one way; |  | B1/26/09-A
| B1/26/09 | 200000 | 262700 | B | General lighting switch - Metal Clad (s2); one way; | Nr | 12 | 407.88 | 4894.56 | Z | Z2627012 | General lighting switch - Metal Clad (s2); one way; |  | B1/26/09-B
| B1/26/09 | 200000 | 262700 | C | General lighting switch - Decorative plate (s4); one way | Nr | 1 | 670.38 | 670.38 | Z | Z2627013 | General lighting switch - Decorative plate (s4); one way |  | B1/26/09-C
| B1/26/09 | 200000 | 262700 | D | Weatherproof switch (s5); | Nr | 12 | 670.38 | 8044.56 | Z | Z2627014 | Weatherproof switch (s5); |  | B1/26/09-D
3 | B1/26/09 |  |  |  | 262816 - ENCLOSED SWITCHES AND CIRCUIT BREAKERS |  |  |  | 10246.06
4 | B1/26/09 |  |  |  | Supply and installation of Switch disconnectors (disconnecting switches), double-pole; |  |  |  | 1910.01
| B1/26/09 | 200000 | 262800 | E | 20 amp; 2p; weatherproof | Nr | 6 | 187.75 | 1126.5 | Z | Z2628001 | 20 amp; 2p; weatherproof |  | B1/26/09-E
| B1/26/09 | 200000 | 262800 | F | 32 amp; 2p; weatherproof | Nr | 2 | 218.63 | 437.26 | Z | Z2628002 | 32 amp; 2p; weatherproof |  | B1/26/09-F
| B1/26/09 | 200000 | 262800 | G | 40 amp; 2p; weatherproof | Nr | 1 | 346.25 | 346.25 | Z | Z2628003 | 40 amp; 2p; weatherproof |  | B1/26/09-G
4 | B1/26/09 |  |  |  | Supply and installation of Switch disconnectors (disconnecting switches), three-pole |  |  |  | 8336.05
| B1/26/09 | 200000 | 262800 | H | 20 amp; 3p; weatherproof | Nr | 8 | 218.63 | 1749.04 | Z | Z2628004 | 20 amp; 3p; weatherproof |  | B1/26/09-H
| B1/26/09 | 200000 | 262800 | J | 32 amp; 3p; weatherproof | Nr | 1 | 225.38 | 225.38 | Z | Z2628005 | 32 amp; 3p; weatherproof |  | B1/26/09-J
| B1/26/09 | 200000 | 262800 | K | 40 amp; 3p; weatherproof | Nr | 2 | 327.5 | 655 | Z | Z2628006 | 40 amp; 3p; weatherproof |  | B1/26/09-K
| B1/26/09 | 200000 | 262800 | L | 63 amp; 3p; weatherproof | Nr | 1 | 515.63 | 515.63 | Z | Z2628007 | 63 amp; 3p; weatherproof |  | B1/26/09-L
| B1/26/09 | 200000 | 262800 | M | 80 amp; 3p; weatherproof | Nr | 1 | 765.5 | 765.5 | Z | Z2628008 | 80 amp; 3p; weatherproof |  | B1/26/09-M
| B1/26/09 | 200000 | 262800 | N | 160 amp; 3p; weatherproof | Nr | 2 | 2212.75 | 4425.5 | Z | Z2628009 | 160 amp; 3p; weatherproof |  | B1/26/09-N
3 | B1/26/10 |  |  |  | 263213 - PACKAGED ENGINE GENERATORS |  |  |  | 237797.5
4 | B1/26/10 |  |  |  | Supply and installation of Diesel generator sets |  |  |  | 237797.5
| B1/26/10 | 200000 | 263200 | A | Standby rated 125 kva; 1800 rpm; 400v; 60hz; 3-phase; 4-wire; with insulated solidly earthed neutral; including filters, fuel system, overhead hoists and all auxiliary accessories; | Nr | 1 | 237797.5 | 237797.5 | Z | Z2632001 | Standby rated 125 kva; 1800 rpm; 400v; 60hz; 3-phase; 4-wire; with insulated solidly earthed neutral; including filters, fuel system, overhead hoists and all auxiliary accessories; |  | B1/26/10-A
3 | B1/26/10 |  |  |  | 263533 - POWER FACTOR CORRECTION CAPACITORS |  |  |  | 42225
4 | B1/26/10 |  |  |  | Supply and installation of Automatic power factor correction capacitors; |  |  |  | 42225
| B1/26/10 | 200000 | 263500 | B | PFC-D1-01, 200 kvar; | Nr | 1 | 42225 | 42225 | Z | Z2635001 | PFC-D1-01, 200 kvar; |  | B1/26/10-B
3 | B1/26/10 |  |  |  | 263600 - TRANSFER SWITCHES |  |  |  | 79369.75
4 | B1/26/10 |  |  |  | Supply and installation of Automatic transfer switches; with manual double bypass |  |  |  | 79369.75
| B1/26/10 | 200000 | 263600 | C | ATS-D2-GF-01; 250 a; 4 pole; | Nr | 1 | 79369.75 | 79369.75 | Z | Z2636001 | ATS-D2-GF-01; 250 a; 4 pole; |  | B1/26/10-C
3 | B1/26/10 |  |  |  | 264113 - LIGHTNING PROTECTION FOR STRUCTURES |  |  |  | 497852.5
4 | B1/26/10 |  |  |  | Supply and installation of Complete system corresponding to a lightning protection level (lpl) [insert reference], as a minimum; as specified and as shown on drawings using structure; in accordance with bs en 62305 for the: |  |  |  | 497852.5
| B1/26/10 | 200000 | 264100 | D | Complete Lightning Protection System for buildings | Item | 1 | 497852.5 | 497852.5 | Z | Z2641001 | Complete Lightning Protection System for buildings |  | B1/26/10-D
3 | B1/26/11 |  |  |  | 265100 - INTERIOR LIGHTING |  |  |  | 645165.21
4 | B1/26/11 |  |  |  | Supply and installation of Led lighting fixtures |  |  |  | 469822.81
| B1/26/11 | 200000 | 265100 | A | F1; Ceiling Suspended Lighting | Nr | 26 | 752.5 | 19565 | Z | Z2651001 | F1; Ceiling Suspended Lighting |  | B1/26/11-A
| B1/26/11 | 200000 | 265100 | B | F2; Ceiling Suspended Lighting (Weatherproof) | Nr | 281 | 900.25 | 252970.25 | Z | Z2651002 | F2; Ceiling Suspended Lighting (Weatherproof) |  | B1/26/11-B
| B1/26/11 | 200000 | 265100 | C | F4; 60x60 Ceiling Recessed Lighting | Nr | 8 | 1144.38 | 9155.04 | Z | Z2651003 | F4; 60x60 Ceiling Recessed Lighting |  | B1/26/11-C
| B1/26/11 | 200000 | 265100 | D | F4C; 60x60 Ceiling Recessed Lighting | Nr | 4 | 1144.38 | 4577.52 | Z | Z2651004 | F4C; 60x60 Ceiling Recessed Lighting |  | B1/26/11-D
| B1/26/11 | 200000 | 265100 | E | D4; Spot Recessed | Nr | 71 | 2413.5 | 171358.5 | Z | Z2651005 | D4; Spot Recessed |  | B1/26/11-E
| B1/26/11 | 200000 | 265100 | F | D4A; Spot Recessed | Nr | 2 | 2484 | 4968 | Z | Z2651006 | D4A; Spot Recessed |  | B1/26/11-F
| B1/26/11 | 200000 | 265100 | G | O1; Bulkhead Lighting | Nr | 3 | 2409.5 | 7228.5 | Z | Z2651007 | O1; Bulkhead Lighting |  | B1/26/11-G
4 | B1/26/11 |  |  |  | Supply and installation of Led lighting fixtures; with battery Kit |  |  |  | 144092.4
| B1/26/11 | 200000 | 265100 | H | E1; Emergency with battery kit surface mounted Exit Light | Nr | 86 | 1614.75 | 138868.5 | Z | Z2651008 | E1; Emergency with battery kit surface mounted Exit Light |  | B1/26/11-H
| B1/26/11 | 200000 | 265100 | J | E2; Emergency with battery kit reccessed Exit Light | Nr | 30 | 174.13 | 5223.9 | Z | Z2651009 | E2; Emergency with battery kit reccessed Exit Light |  | B1/26/11-J
4 | B1/26/11 |  |  |  | Supply and installation of Exit Signs; |  |  |  | 31250
| B1/26/11 | 200000 | 265100 | K | Exit Signs | Item | 1 | 31250 | 31250 | Z | Z2651010 | Exit Signs |  | B1/26/11-K
3 | B1/26/12 |  |  |  | 265600 - EXTERIOR LIGHTING |  |  |  | 197045.5
4 | B1/26/12 |  |  |  | Supply and installation of Exterior lighting fixtures |  |  |  | 197045.5
| B1/26/12 | 200000 | 265600 | A | P1; Street lighting pole | Nr | 14 | 10398.5 | 145579 | Z | Z2656001 | P1; Street lighting pole |  | B1/26/12-A
| B1/26/12 | 200000 | 265600 | B | D10; Circular Ceiling Surface Mounted (for outdoor parkings) | Nr | 4 | 2109.75 | 8439 | Z | Z2656002 | D10; Circular Ceiling Surface Mounted (for outdoor parkings) |  | B1/26/12-B
| B1/26/12 | 200000 | 265600 | C | FL3; Flood Light | Nr | 10 | 4302.75 | 43027.5 | Z | Z2656003 | FL3; Flood Light |  | B1/26/12-C
c | B1/26/12 |  |  |  | 26 - ELECTRICAL
c | B1/26/12 |  |  |  | To Summary
2 | B1/27/01 |  |  |  | 27 - COMMUNICATIONS |  |  |  | 3094379.46
3 | B1/27/01 |  |  |  | 270501 - COMMON CLAUSES FOR IT & SECURITY SYSTEMS |  |  |  | 0
4 | B1/27/01 |  |  |  | Refer to the individual Sections listed below for applicable Bill of Quantities: |  |  |  | 0
4 | B1/27/01 |  |  |  | IT Systems |  |  |  | 0
5 | B1/27/01 |  |  |  | -Section 272109 - Data Communications for Campus Network. |  |  |  | 0
5 | B1/27/01 |  |  |  | -Section 272111 - Data Communications for Data Center. |  |  |  | 0
5 | B1/27/01 |  |  |  | -Section 272133 - Wireless Data Network. |  |  |  | 0
5 | B1/27/01 |  |  |  | -Section 272140 - Virtual Servers Environment (VSE). |  |  |  | 0
5 | B1/27/01 |  |  |  | -Section 272231 - Computers & Related Peripherals. |  |  |  | 0
5 | B1/27/01 |  |  |  | -Section 272541 - Cyber Security For Enterprise Network - System Design and Performance Requirements. |  |  |  | 0
5 | B1/27/01 |  |  |  | -Section 273123 - IP-Based Telephony Communications System. |  |  |  | 0
5 | B1/27/01 |  |  |  | Section 250555 - Data Center Infrastructure Management (DCIM) System |  |  |  | 0
4 | B1/27/01 |  |  |  | Security Systems |  |  |  | 0
5 | B1/27/01 |  |  |  | -Section 281300 - Access Control Software and Database Management. |  |  |  | 0
5 | B1/27/01 |  |  |  | -Section 281500 - Access Control Hardware Devices. |  |  |  | 0
5 | B1/27/01 |  |  |  | -Section 282000 - Video Surveillance System (VSS). |  |  |  | 0
5 | B1/27/01 |  |  |  | Section 255805 - Physical Security Information (DCIM) System |  |  |  | 0
5 | B1/27/01 |  |  |  | Section 281800- Security Screening Systems |  |  |  | 0
4 | B1/27/01 |  |  |  | Other Communications Systems |  |  |  | 0
5 | B1/27/01 |  |  |  | -Section 275117 - IP-Based Public Address System. |  |  |  | 0
5 | B1/27/01 |  |  |  | -Section 275313 - Master Clock System (MCS). |  |  |  | 0
3 | B1/27/01 |  |  |  | 270555 - IDENTIFICATION FOR COMMUNICATIONS SYSTEMS (TIA) |  |  |  | 12500
4 | B1/27/01 |  |  |  | Identification for Communications Systems: |  |  |  | 12500
| B1/27/01 | 200000 | 270500 | A | Identification for communications systems as per specified Administration Scheme; | Item | 1 | 12500 | 12500 | a | a2705001 | Identification for communications systems as per specified Administration Scheme; |  | B1/27/01-A
3 | B1/27/02 |  |  |  | 271005 - COMMON CLAUSES FOR STRUCTURED CABLING (TIA) |  |  |  | 0
4 | B1/27/02 |  |  |  | Refer to the individual Sections listed below for applicable Bill of Quantities: |  |  |  | 0
5 | B1/27/02 |  |  |  | -Section 270555 - Identification for Communications Systems (TIA). |  |  |  | 0
5 | B1/27/02 |  |  |  | -Section 271105- Communications Equipment Room Fittings (TIA). |  |  |  | 0
5 | B1/27/02 |  |  |  | -Section 271305 - Communications Backbone Cabling (TIA). |  |  |  | 0
5 | B1/27/02 |  |  |  | -Section 271505 - Communications Horizontal Cabling (TIA). |  |  |  | 0
3 | B1/27/02 |  |  |  | 271105 - COMMUNICATIONS EQUIPMENT ROOM FITTINGS (TIA) |  |  |  | 194396.88
4 | B1/27/02 |  |  |  | Telecommunications Equipment Cabinets; Freestanding; modular type; |  |  |  | 103700
| B1/27/02 | 200000 | 271000 | A | For Incoming service room: Network Cabinet, Steel; door & ventilation provisions as specified; (800 x 1000) (width x depth) mm; 42RU; | Nr | 4 | 12962.5 | 51850 | a | a2710001 | For Incoming service room: Network Cabinet, Steel; door & ventilation provisions as specified; (800 x 1000) (width x depth) mm; 42RU; |  | B1/27/02-A
| B1/27/02 | 200000 | 271000 | B | For communication room: Network Cabinet, Steel; door & ventilation provisions as specified; (800 x 800) (width x depth) mm; 42RU; | Nr | 4 | 12962.5 | 51850 | a | a2710002 | For communication room: Network Cabinet, Steel; door & ventilation provisions as specified; (800 x 800) (width x depth) mm; 42RU; |  | B1/27/02-B
4 | B1/27/02 |  |  |  | Telecommunications Equipment Cabinets; Wall mounted; modular type; |  |  |  | 19787.5
| B1/27/02 | 200000 | 271000 | C | For Telecom closet: Network Cabinet, Steel; door & ventilation provisions as specified; (600 x 600) (width x depth) mm; 21RU; | Nr | 2 | 9893.75 | 19787.5 | a | a2710003 | For Telecom closet: Network Cabinet, Steel; door & ventilation provisions as specified; (600 x 600) (width x depth) mm; 21RU; |  | B1/27/02-C
4 | B1/27/02 |  |  |  | Outdoor Telecommunications Equipment Cabinets; Freestanding; modular type; |  |  |  | 14893.75
| B1/27/02 | 200000 | 271000 | D | For Site: Network Cabinet, Steel; door & ventilation provisions as specified; (600 x 600) (width x depth) mm; 21RU; | Nr | 1 | 14893.75 | 14893.75 | a | a2710004 | For Site: Network Cabinet, Steel; door & ventilation provisions as specified; (600 x 600) (width x depth) mm; 21RU; |  | B1/27/02-D
4 | B1/27/03 |  |  |  | Spare Parts, Tools and Instruments; |  |  |  | 56015.63
| B1/27/03 | 200000 | 271000 | A | Set of spare parts; | Item | 1 | 50000 | 50000 | a | a2710005 | Set of spare parts; |  | B1/27/03-A
| B1/27/03 | 200000 | 271000 | B | Set of tools and instruments; | Item | 1 | 6015.63 | 6015.63 | a | a2710006 | Set of tools and instruments; |  | B1/27/03-B
3 | B1/27/03 |  |  |  | 271305 - COMMUNICATIONS BACKBONE CABLING (TIA) |  |  |  | 988714.4
4 | B1/27/03 |  |  |  | Backbone Cables: SMF Fiber Optic; Type OS2; Application: Indoor/Outdoor "Plenum rated (Fire Resistant)" (both Inside Plant (ISP) and Outside Plant (OSP)) as specified; |  |  |  | 312500
| B1/27/03 | 200000 | 271000 | C | 24-Core; tight-buffered using dry water blocking technology; non-conductive (non-metallic) (metal-free) (all-dielectric); reinforcement, with a central strength element of aramid / glass fiber yarn; PVC inner jacket (around the sub-units of fiber); Plenum rated PVDF outer jacket; Type OFNP; | Item | 1 | 312500 | 312500 | a | a2710007 | 24-Core; tight-buffered using dry water blocking technology; non-conductive (non-metallic) (metal-free) (all-dielectric); reinforcement, with a central strength element of aramid / glass fiber yarn; PVC inner jacket (around the sub-units of fiber); Plenum rated PVDF outer jacket; Type OFNP; |  | B1/27/03-C
4 | B1/27/03 |  |  |  | Main and Intermediate Cross-Connects, as specified: |  |  |  | 331250
| B1/27/03 | 200000 | 271000 | D | 24-core SMF Duplex LC UPC; fully equipped; Fiber Optic Patch Panels; intelligent type; | Item | 1 | 312500 | 312500 | a | a2710008 | 24-core SMF Duplex LC UPC; fully equipped; Fiber Optic Patch Panels; intelligent type; |  | B1/27/03-D
| B1/27/03 | 200000 | 271000 | E | Splice Enclosure; | Item | 1 | 18750 | 18750 | a | a2710009 | Splice Enclosure; |  | B1/27/03-E
4 | B1/27/03 |  |  |  | Spare Parts, Tools and Instruments; |  |  |  | 24375
| B1/27/03 | 200000 | 271000 | F | Set of spare parts; | Item | 1 | 20000 | 20000 | a | a2710010 | Set of spare parts; |  | B1/27/03-F
| B1/27/03 | 200000 | 271000 | G | Set of tools and instruments; | Item | 1 | 4375 | 4375 | a | a2710011 | Set of tools and instruments; |  | B1/27/03-G
4 | B1/27/03 |  |  |  | 271500 - Structured Cabling System |  |  |  | 306839.4
| B1/27/03 | 200000 | 271000 | H | 24 Port Cat6a Patch Panel; | Nr | 5 | 1937.5 | 9687.5 | a | a2710012 | 24 Port Cat6a Patch Panel; |  | B1/27/03-H
| B1/27/03 | 200000 | 271000 | J | 48 Port Cat6a Patch Panel; | Nr | 3 | 3125 | 9375 | a | a2710013 | 48 Port Cat6a Patch Panel; |  | B1/27/03-J
| B1/27/04 | 200000 | 271000 | A | Single port Data outlet RJ45, wall mounted | Nr | 20 | 1000 | 20000 | a | a2710014 | Single port Data outlet RJ45, wall mounted |  | B1/27/04-A
| B1/27/04 | 200000 | 271000 | B | Dual port Data outlet RJ45, ceiling mounted | Nr | 48 | 2000 | 96000 | a | a2710015 | Dual port Data outlet RJ45, ceiling mounted |  | B1/27/04-B
| B1/27/04 | 200000 | 271000 | C | Dual port Data outlet RJ45, wall mounted | Nr | 46 | 2000 | 92000 | a | a2710016 | Dual port Data outlet RJ45, wall mounted |  | B1/27/04-C
| B1/27/04 | 200000 | 271000 | D | Dual port Data outlet RJ45, floor mounted | Nr | 1 | 1800 | 1800 | a | a2710017 | Dual port Data outlet RJ45, floor mounted |  | B1/27/04-D
| B1/27/04 | 200000 | 271000 | E | Triple port Data outlet RJ45, floor mounted | Nr | 5 | 1195.38 | 5976.9 | a | a2710018 | Triple port Data outlet RJ45, floor mounted |  | B1/27/04-E
| B1/27/04 | 200000 | 271000 | F | Outdoor Dual port Data outlet RJ45, pole mounted | Nr | 36 | 1800 | 64800 | a | a2710019 | Outdoor Dual port Data outlet RJ45, pole mounted |  | B1/27/04-F
| B1/27/04 | 200000 | 271000 | G | Outdoor Dual port Data outlet RJ45, floor mounted | Nr | 4 | 1800 | 7200 | a | a2710020 | Outdoor Dual port Data outlet RJ45, floor mounted |  | B1/27/04-G
4 | B1/27/04 |  |  |  | Spare Parts, Tools and Instruments; |  |  |  | 13750
| B1/27/04 | 200000 | 271000 | H | Set of spare parts; | Item | 1 | 9375 | 9375 | a | a2710021 | Set of spare parts; |  | B1/27/04-H
| B1/27/04 | 200000 | 271000 | J | Set of tools and instruments; | Item | 1 | 4375 | 4375 | a | a2710022 | Set of tools and instruments; |  | B1/27/04-J
3 | B1/27/04 |  |  |  | 272109 - DATA COMMUNICATIONS FOR CAMPUS NETWORK |  |  |  | 350625
4 | B1/27/04 |  |  |  | Active Communications and Data Processing Equipment |  |  |  | 316250
| B1/27/04 | 200000 | 272000 | K | ICT Access Data Switches 48 ports; | Nr | 2 | 33750 | 67500 | a | a2720001 | ICT Access Data Switches 48 ports; |  | B1/27/04-K
| B1/27/04 | 200000 | 272000 | L | Security Access Data Switches 48 ports; | Nr | 1 | 33750 | 33750 | a | a2720002 | Security Access Data Switches 48 ports; |  | B1/27/04-L
| B1/27/04 | 200000 | 272000 | M | ICT Access Data Switches 24 ports; | Nr | 2 | 27500 | 55000 | a | a2720003 | ICT Access Data Switches 24 ports; |  | B1/27/04-M
| B1/27/04 | 200000 | 272000 | N | Security Access Data Switches 24 ports; | Nr | 2 | 27500 | 55000 | a | a2720004 | Security Access Data Switches 24 ports; |  | B1/27/04-N
| B1/27/04 | 200000 | 272000 | P | Security Industrial Switches; | Nr | 5 | 17500 | 87500 | a | a2720005 | Security Industrial Switches; |  | B1/27/04-P
| B1/27/04 | 200000 | 272000 | Q | ICT Industrial Switches; | Nr | 1 | 17500 | 17500 | a | a2720006 | ICT Industrial Switches; |  | B1/27/04-Q
4 | B1/27/05 |  |  |  | Spare Parts, Tools and Instruments |  |  |  | 34375
| B1/27/05 | 200000 | 272000 | A | Set of spare parts; | Item | 1 | 30000 | 30000 | a | a2720007 | Set of spare parts; |  | B1/27/05-A
| B1/27/05 | 200000 | 272000 | B | Set of tools and instruments; | Item | 1 | 4375 | 4375 | a | a2720008 | Set of tools and instruments; |  | B1/27/05-B
3 | B1/27/05 |  |  |  | 272133 - WIRELESS DATA NETWORK |  |  |  | 458456.35
4 | B1/27/05 |  |  |  | Wireless data network components |  |  |  | 444706.35
| B1/27/05 | 200000 | 272000 | C | Wireless radio access points; IEEE 802.11ax (WI-FI 6E); Indoor type; | Nr | 33 | 13475.95 | 444706.35 | a | a2720009 | Wireless radio access points; IEEE 802.11ax (WI-FI 6E); Indoor type; |  | B1/27/05-C
4 | B1/27/05 |  |  |  | Spare Part, Tools and Instruments; |  |  |  | 13750
| B1/27/05 | 200000 | 272000 | D | Set of spare parts; | Item | 1 | 9375 | 9375 | a | a2720010 | Set of spare parts; |  | B1/27/05-D
| B1/27/05 | 200000 | 272000 | E | Set of tools and instruments; | Item | 1 | 4375 | 4375 | a | a2720011 | Set of tools and instruments; |  | B1/27/05-E
3 | B1/27/05 |  |  |  | 272231 COMPUTERS & RELATED PERIPHERALS |  |  |  | 31250
| B1/27/05 | 200000 | 272000 | F | Workstation; At security Control Room; Equipped with two screens; | Nr | 1 | 17500 | 17500 | a | a2720012 | Workstation; At security Control Room; Equipped with two screens; |  | B1/27/05-F
| B1/27/05 | 200000 | 272000 | G | Set of spare parts; | Item | 1 | 9375 | 9375 | a | a2720013 | Set of spare parts; |  | B1/27/05-G
| B1/27/05 | 200000 | 272000 | H | Set of tools and instruments; | Item | 1 | 4375 | 4375 | a | a2720014 | Set of tools and instruments; |  | B1/27/05-H
3 | B1/27/05 |  |  |  | 273123 - IP-BASED TELEPHONY COMMUNICATIONS SYSTEM |  |  |  | 367009.96
4 | B1/27/05 |  |  |  | Call Processing Components |  |  |  | 353259.96
5 | B1/27/05 |  |  |  | Wall mounted IP Phone, as specified; |  |  |  | 353259.96
| B1/27/05 | 200000 | 273000 | J | Wall mounted IP Phone, as specified; | Nr | 16 | 6898.68 | 110378.88 | a | a2730001 | Wall mounted IP Phone, as specified; |  | B1/27/05-J
| B1/27/05 | 200000 | 273000 | K | Wireless IP Phone, as specified; | Nr | 20 | 9612.15 | 192243 | a | a2730002 | Wireless IP Phone, as specified; |  | B1/27/05-K
| B1/27/05 | 200000 | 273000 | L | Standard IP Phone, as specified; | Nr | 6 | 8439.68 | 50638.08 | a | a2730003 | Standard IP Phone, as specified; |  | B1/27/05-L
4 | B1/27/06 |  |  |  | Spare Part, Tools and Instruments; |  |  |  | 13750
| B1/27/06 | 200000 | 273000 | A | Set of spare parts; | Item | 1 | 9375 | 9375 | a | a2730004 | Set of spare parts; |  | B1/27/06-A
| B1/27/06 | 200000 | 273000 | B | Set of tools and instruments; | Item | 1 | 4375 | 4375 | a | a2730005 | Set of tools and instruments; |  | B1/27/06-B
3 | B1/27/06 |  |  |  | 274223 - DIGITAL MEDIA DISPLAYS |  |  |  | 372150
4 | B1/27/06 |  |  |  | Video Wall Displays; |  |  |  | 31250
| B1/27/06 | 200000 | 274000 | C | (1) 55" Video Wall LCD flat panel display (with LED backlight) ; | Nr | 1 | 31250 | 31250 | a | a2740001 | (1) 55" Video Wall LCD flat panel display (with LED backlight) ; |  | B1/27/06-C
4 | B1/27/06 |  |  |  | Video Wall Controllers; |  |  |  | 327150
| B1/27/06 | 200000 | 274000 | D | Video Wall Controller – Standalone unit, non-networked; | Item | 1 | 116700 | 116700 | a | a2740002 | Video Wall Controller – Standalone unit, non-networked; |  | B1/27/06-D
| B1/27/06 | 200000 | 274000 | E | Video Wall Controller – Network-Based Streaming System, Video Wall Processor Node; | Item | 1 | 210450 | 210450 | a | a2740003 | Video Wall Controller – Network-Based Streaming System, Video Wall Processor Node; |  | B1/27/06-E
4 | B1/27/06 |  |  |  | Spare Parts, Tools and Instruments; |  |  |  | 13750
| B1/27/06 | 200000 | 274000 | F | Set of spare parts; | Item | 1 | 9375 | 9375 | a | a2740004 | Set of spare parts; |  | B1/27/06-F
| B1/27/06 | 200000 | 274000 | G | Set of tools and instruments; | Item | 1 | 4375 | 4375 | a | a2740005 | Set of tools and instruments; |  | B1/27/06-G
3 | B1/27/06 |  |  |  | 275117 - IP-BASED PUBLIC ADDRESS SYSTEM |  |  |  | 167867.47
4 | B1/27/06 |  |  |  | System Peripheral Devices; |  |  |  | 154117.47
| B1/27/06 | 200000 | 275000 | H | Public Address Digital Communication Stations (microphone stations); | Nr | 1 | 5650 | 5650 | a | a2750001 | Public Address Digital Communication Stations (microphone stations); |  | B1/27/06-H
| B1/27/06 | 200000 | 275000 | J | Ceiling Loudspeaker; | Nr | 14 | 4239.6 | 59354.4 | a | a2750002 | Ceiling Loudspeaker; |  | B1/27/06-J
| B1/27/06 | 200000 | 275000 | K | Digital Signal Processing DSP; | Nr | 1 | 28897.14 | 28897.14 | a | a2750003 | Digital Signal Processing DSP; |  | B1/27/06-K
| B1/27/06 | 200000 | 275000 | L | Amplifier; | Item | 1 | 60215.93 | 60215.93 | a | a2750004 | Amplifier; |  | B1/27/06-L
4 | B1/27/07 |  |  |  | Spare parts, tools and instruments; |  |  |  | 13750
| B1/27/07 | 200000 | 275000 | A | Set of spare parts; | Item | 1 | 9375 | 9375 | a | a2750005 | Set of spare parts; |  | B1/27/07-A
| B1/27/07 | 200000 | 275000 | B | Set of tools and instruments; | Item | 1 | 4375 | 4375 | a | a2750006 | Set of tools and instruments; |  | B1/27/07-B
3 | B1/27/07 |  |  |  | 275129.17 - EMERGENCY ASSIST ALARM SYSTEM |  |  |  | 39968.76
4 | B1/27/07 |  |  |  | System Peripheral Devices; |  |  |  | 24337.51
| B1/27/07 | 200000 | 275000 | C | Ceiling Pull Cord Units | Nr | 1 | 1381.25 | 1381.25 | a | a2750007 | Ceiling Pull Cord Units |  | B1/27/07-C
| B1/27/07 | 200000 | 275000 | D | Call Points | Nr | 1 | 1540.63 | 1540.63 | a | a2750008 | Call Points |  | B1/27/07-D
| B1/27/07 | 200000 | 275000 | E | Reset Points / Cancel buttons | Nr | 1 | 1721.88 | 1721.88 | a | a2750009 | Reset Points / Cancel buttons |  | B1/27/07-E
| B1/27/07 | 200000 | 275000 | F | Overdoor Indicators | Nr | 1 | 2193.75 | 2193.75 | a | a2750010 | Overdoor Indicators |  | B1/27/07-F
| B1/27/07 | 200000 | 275000 | G | Controller | Nr | 1 | 17500 | 17500 | a | a2750011 | Controller |  | B1/27/07-G
4 | B1/27/07 |  |  |  | Panic Bars |  |  |  | 1881.25
| B1/27/07 | 200000 | 275000 | H | Panic Bars, as specified; | Nr | 1 | 1881.25 | 1881.25 | a | a2750012 | Panic Bars, as specified; |  | B1/27/07-H
4 | B1/27/07 |  |  |  | Spare parts, tools and instruments; |  |  |  | 13750
| B1/27/07 | 200000 | 275000 | J | Set of spare parts; | Item | 1 | 9375 | 9375 | a | a2750013 | Set of spare parts; |  | B1/27/07-J
| B1/27/07 | 200000 | 275000 | K | Set of tools and instruments; | Item | 1 | 4375 | 4375 | a | a2750014 | Set of tools and instruments; |  | B1/27/07-K
3 | B1/27/07 |  |  |  | 275123.15 - IP Based Video Intercom system |  |  |  | 111440.64
4 | B1/27/07 |  |  |  | System Peripheral Devices; |  |  |  | 97690.64
| B1/27/07 | 200000 | 275000 | L | Master Intercom Unit; | Nr | 1 | 51107.09 | 51107.09 | a | a2750015 | Master Intercom Unit; |  | B1/27/07-L
| B1/27/07 | 200000 | 275000 | M | Slave Intercom Unit; | Nr | 4 | 9316.71 | 37266.84 | a | a2750016 | Slave Intercom Unit; |  | B1/27/07-M
| B1/27/07 | 200000 | 275000 | N | Entrance/ Exits Push Buttons; | Nr | 1 | 9316.71 | 9316.71 | a | a2750017 | Entrance/ Exits Push Buttons; |  | B1/27/07-N
4 | B1/27/08 |  |  |  | Spare parts, tools and instruments; |  |  |  | 13750
| B1/27/08 | 200000 | 275000 | A | Set of spare parts; | Item | 1 | 9375 | 9375 | a | a2750018 | Set of spare parts; |  | B1/27/08-A
| B1/27/08 | 200000 | 275000 | B | Set of tools and instruments; | Item | 1 | 4375 | 4375 | a | a2750019 | Set of tools and instruments; |  | B1/27/08-B
c | B1/27/08 |  |  |  | 27 - COMMUNICATIONS
c | B1/27/08 |  |  |  | To Summary
2 | B1/28/01 |  |  |  | 28 - ELECTRONIC SAFETY AND SECURITY |  |  |  | 4472752.09
3 | B1/28/01 |  |  |  | 281500 - ACCESS CONTROL HARDWARE DEVICES |  |  |  | 549290.72
4 | B1/28/01 |  |  |  | card readers, credential cards, keypads & touch terminals; |  |  |  | 28518.75
| B1/28/01 | 200000 | 281500 | A | Touch-plate and proximity readers: active-detection type; | Nr | 6 | 2193.75 | 13162.5 | b | b2815001 | Touch-plate and proximity readers: active-detection type; |  | B1/28/01-A
| B1/28/01 | 200000 | 281500 | B | Touch-plate and proximity readers: active-detection type; weather proof; | Nr | 7 | 2193.75 | 15356.25 | b | b2815002 | Touch-plate and proximity readers: active-detection type; weather proof; |  | B1/28/01-B
4 | B1/28/01 |  |  |  | biometric identity verification equipment |  |  |  | 10912.5
| B1/28/01 | 200000 | 281500 | C | Fingerprint analysis scanner; | Nr | 6 | 1818.75 | 10912.5 | b | b2815003 | Fingerprint analysis scanner; |  | B1/28/01-C
4 | B1/28/01 |  |  |  | Miscellaneous Access Control Devices; |  |  |  | 496109.47
| B1/28/01 | 200000 | 281500 | D | Door contact, | Nr | 31 | 1131.25 | 35068.75 | b | b2815004 | Door contact, |  | B1/28/01-D
| B1/28/01 | 200000 | 281500 | E | Push-button switches (Request-To-Exit (REX)), | Nr | 19 | 1721.88 | 32715.72 | b | b2815005 | Push-button switches (Request-To-Exit (REX)), |  | B1/28/01-E
| B1/28/01 | 200000 | 281500 | F | Door and gate hardware interface; | Item | 1 | 118150 | 118150 | b | b2815006 | Door and gate hardware interface; |  | B1/28/01-F
| B1/28/01 | 200000 | 281500 | G | Access Control Panel; | Nr | 19 | 16325 | 310175 | b | b2815007 | Access Control Panel; |  | B1/28/01-G
4 | B1/28/01 |  |  |  | Spare Parts, Tools and Instruments; |  |  |  | 13750
| B1/28/01 | 200000 | 281500 | H | Set of spare parts; | Item | 1 | 9375 | 9375 | b | b2815008 | Set of spare parts; |  | B1/28/01-H
| B1/28/01 | 200000 | 281500 | J | Set of tools and instruments; | Item | 1 | 4375 | 4375 | b | b2815009 | Set of tools and instruments; |  | B1/28/01-J
3 | B1/28/02 |  |  |  | 282000 - VIDEO SURVEILLANCE SYSTEM (VSS) |  |  |  | 2627437.96
4 | B1/28/02 |  |  |  | CCTV cameras & accessories |  |  |  | 2602437.96
| B1/28/02 | 200000 | 282000 | A | Fixed dome camera, 5 Megapixel Resolution; ceiling mounted; | Nr | 18 | 19455.05 | 350190.9 | b | b2820001 | Fixed dome camera, 5 Megapixel Resolution; ceiling mounted; |  | B1/28/02-A
| B1/28/02 | 200000 | 282000 | B | Fixed dome camera, 5 Megapixel Resolution; wall mounted; | Nr | 18 | 19455.05 | 350190.9 | b | b2820002 | Fixed dome camera, 5 Megapixel Resolution; wall mounted; |  | B1/28/02-B
| B1/28/02 | 200000 | 282000 | C | Fixed dome camera, Megapixel Resolution; wall mounted; weatherproof; ANPR; | Nr | 4 | 53096.29 | 212385.16 | b | b2820003 | Fixed dome camera, Megapixel Resolution; wall mounted; weatherproof; ANPR; |  | B1/28/02-C
| B1/28/02 | 200000 | 282000 | D | PTZ camera, wall mounted; weatherproof; | Nr | 4 | 24934.89 | 99739.56 | b | b2820004 | PTZ camera, wall mounted; weatherproof; |  | B1/28/02-D
| B1/28/02 | 200000 | 282000 | E | Fixed Camera, pole mounted; weatherproof; | Nr | 28 | 35051.51 | 981442.28 | b | b2820005 | Fixed Camera, pole mounted; weatherproof; |  | B1/28/02-E
| B1/28/02 | 200000 | 282000 | F | PTZ Camera, pole mounted; weatherproof; | Nr | 4 | 24934.89 | 99739.56 | b | b2820006 | PTZ Camera, pole mounted; weatherproof; |  | B1/28/02-F
| B1/28/02 | 200000 | 282000 | G | Camera Pole | Nr | 15 | 33916.64 | 508749.6 | b | b2820007 | Camera Pole |  | B1/28/02-G
4 | B1/28/02 |  |  |  | Spare Part, Tools and Instruments; |  |  |  | 25000
| B1/28/02 | 200000 | 282000 | H | Set of spare parts; | Item | 1 | 12500 | 12500 | b | b2820008 | Set of spare parts; |  | B1/28/02-H
| B1/28/02 | 200000 | 282000 | J | Set of tools and instruments; | Item | 1 | 12500 | 12500 | b | b2820009 | Set of tools and instruments; |  | B1/28/02-J
3 | B1/28/02 |  |  |  | 284621.11 - ADDRESSABLE FIRE ALARM SYSTEMS |  |  |  | 1296023.41
4 | B1/28/02 |  |  |  | Control Panels; |  |  |  | 52663.76
| B1/28/02 | 200000 | 284600 | K | FACP; | Nr | 1 | 26331.88 | 26331.88 | b | b2846001 | FACP; |  | B1/28/02-K
| B1/28/02 | 200000 | 284600 | L | FARP; | Nr | 1 | 26331.88 | 26331.88 | b | b2846002 | FARP; |  | B1/28/02-L
4 | B1/28/03 |  |  |  | Fire alarm signal initiation devices and systems; |  |  |  | 545550.47
| B1/28/03 | 200000 | 284600 | A | Manual Pull Station; | Nr | 21 | 2556.38 | 53683.98 | b | b2846003 | Manual Pull Station; |  | B1/28/03-A
| B1/28/03 | 200000 | 284600 | B | Photoelectric smoke detectors; | Nr | 45 | 471.88 | 21234.6 | b | b2846004 | Photoelectric smoke detectors; |  | B1/28/03-B
| B1/28/03 | 200000 | 284600 | C | Multi-criteria detectors; as specified; | Nr | 6 | 392.25 | 2353.5 | b | b2846005 | Multi-criteria detectors; as specified; |  | B1/28/03-C
| B1/28/03 | 200000 | 284600 | D | Heat detectors; | Nr | 1 | 1881.25 | 1881.25 | b | b2846006 | Heat detectors; |  | B1/28/03-D
| B1/28/03 | 200000 | 284600 | E | Flame detectors; | Nr | 1 | 3443.75 | 3443.75 | b | b2846007 | Flame detectors; |  | B1/28/03-E
| B1/28/03 | 200000 | 284600 | F | Beam detector (Transmitter and receiver); | Nr | 3 | 7807.38 | 23422.14 | b | b2846008 | Beam detector (Transmitter and receiver); |  | B1/28/03-F
| B1/28/03 | 200000 | 284600 | G | Continuous Linear Heat-Detector System: digital type; | Item | 1 | 325312.5 | 325312.5 | b | b2846009 | Continuous Linear Heat-Detector System: digital type; |  | B1/28/03-G
| B1/28/03 | 200000 | 284600 | H | Duct smoke detectors; | Item | 1 | 114218.75 | 114218.75 | b | b2846010 | Duct smoke detectors; |  | B1/28/03-H
4 | B1/28/03 |  |  |  | Notification Appliances (audible/visible alarm devices); |  |  |  | 128963.8
| B1/28/03 | 200000 | 284600 | J | Combination device: Horn/Strobe unit; | Nr | 56 | 2100.63 | 117635.28 | b | b2846011 | Combination device: Horn/Strobe unit; |  | B1/28/03-J
| B1/28/03 | 200000 | 284600 | K | Combination device: Horn/Strobe unit; weather proof; | Nr | 4 | 2832.13 | 11328.52 | b | b2846012 | Combination device: Horn/Strobe unit; weather proof; |  | B1/28/03-K
4 | B1/28/03 |  |  |  | Peripherals and accessories; |  |  |  | 531345.38
| B1/28/03 | 200000 | 284600 | L | Monitor modules (input modules); | Item | 1 | 135867.25 | 135867.25 | b | b2846013 | Monitor modules (input modules); |  | B1/28/03-L
| B1/28/03 | 200000 | 284600 | M | Control modules; | Item | 1 | 90812.5 | 90812.5 | b | b2846014 | Control modules; |  | B1/28/03-M
| B1/28/03 | 200000 | 284600 | N | Relay modules; | Item | 1 | 302971.88 | 302971.88 | b | b2846015 | Relay modules; |  | B1/28/03-N
| B1/28/03 | 200000 | 284600 | P | Fault isolator modules (fault isolators); | Item | 1 | 1693.75 | 1693.75 | b | b2846016 | Fault isolator modules (fault isolators); |  | B1/28/03-P
4 | B1/28/04 |  |  |  | Spare Part, Tools and Instruments; |  |  |  | 37500
| B1/28/04 | 200000 | 284600 | A | Set of spare parts; | Item | 1 | 18750 | 18750 | b | b2846017 | Set of spare parts; |  | B1/28/04-A
| B1/28/04 | 200000 | 284600 | B | Set of tools and instruments; | Item | 1 | 18750 | 18750 | b | b2846018 | Set of tools and instruments; |  | B1/28/04-B
c | B1/28/04 |  |  |  | 28 - ELECTRONIC SAFETY AND SECURITY
c | B1/28/04 |  |  |  | To Summary
2 | B1/31/01 |  |  |  | 31 - EARTHWORK |  |  |  | 3165919.2
3 | B1/31/01 |  |  |  | 311000 - SITE CLEARING |  |  |  | 14557.43
4 | B1/31/01 |  |  |  | Site preparation |  |  |  | 14557.43
| B1/31/01 |  | 311000 | A | Clearing the site generally | item | 1 | 14557.43 | 14557.43 | e | e3110010 | Clearing the site generally-LI |  | B1/31/01-A
3 | B1/31/01 |  |  |  | 312000 - EARTHMOVING |  |  |  | 518405.73
4 | B1/31/01 |  |  |  | Excavating |  |  |  | 117891.77
| B1/31/01 |  | 312310 | B | Foundations, Basements and the like | m³ | 1921 | 61.37 | 117891.77 | e | e3123101 | Excavation to foundation, basement etc |  | B1/31/01-B
4 | B1/31/01 |  |  |  | Soil fill and engineered fill |  |  |  | 400513.96
| B1/31/01 |  | 312320 | C | Engineered fill, below slab on grade | m³ | 6656 | 47.96 | 319221.76 | e | e3123201 | Engineered fill |  | B1/31/01-C
| B1/31/01 |  | 312320 | D | Engineered Fill (Provisional), below foundations | m³ | 1695 | 47.96 | 81292.2 | e | e3123201 | Engineered fill |  | B1/31/01-D
3 | B1/31/01 |  |  |  | TRANSPORTATION WORKS |  |  |  | 0
4 | B1/31/01 |  |  |  | 311000 - SITE CLEARING |  |  |  | 0
5 | B1/31/01 |  |  |  | Clearing and grubbing for the entire site area including clearing vegetation, timber, trash and unsuitable material and removing top soil and disposal outside |  |  |  | 0
| B1/31/01 |  | 311000 | E | Site area | m2 | 0 |  | Included | e | e3110014 | Site area |  | B1/31/01-E
3 | B1/31/02 |  |  |  | 312000 - EARTHMOVING |  |  |  | 2632956.04
4 | B1/31/02 |  |  | A | Unclassified Excavation including all materials encountered of any nature, and disposal unsuitable material outside the project site |  |  |  | 0
| B1/31/02 |  | 312310 | B | Unclassified excavation | m3 | 0 | 61.37 | Rate only | e | e3123102 | Unclassified excavation |  | B1/31/02-B
4 | B1/31/02 |  |  |  | Backfill till the bottom level of sub-base layer (CBR not less than 15%), with layers 150mm thick for each layer |  |  |  | 2632956.04
| B1/31/02 |  | 312320 | C | Fill | m3 | 54899 | 47.96 | 2632956.04 | e | e3123202 | Backfilling |  | B1/31/02-C
| B1/31/02 |  | 312320 | D | 300mm Improved Subgrade Layer, Compacted to 100% M.D.D., CBR ? 25% (to be laid and compacted in 2 lifts 150mm each) | m2 | 0 | 14.39 | Rate only | e | e3123203 | 300mm Improved Subgrade Layer, Compacted to 100% M.D.D., CBR ? 25% (to be laid and compacted in 2 lifts 150mm each) |  | B1/31/02-D
| B1/31/02 |  | 312320 | E | Subgrade preparation/Subgrade Layer. | m2 | 0 | 4.86 | Rate only | e | e3123204 | Subgrade preparation/Subgrade Layer. |  | B1/31/02-E
c | B1/31/02 |  |  |  | 31 - EARTHWORK
c | B1/31/02 |  |  |  | To Summary
2 | B1/32/01 |  |  |  | 32 - EXTERIOR IMPROVEMENTS |  |  |  | 7635228.53
3 | B1/32/01 |  |  |  | PAVEMENT ASSESSMENT |  |  |  | 3786221.52
4 | B1/32/01 |  |  |  | Vehicular Roads |  |  |  | 1042888.88
5 | B1/32/01 |  |  |  | 321216.30 - ASPHALT PAVING |  |  |  | 732750
| B1/32/01 |  | 321216 | A | Tack Coat (Proviosional Quantity) | m2 | 3908 | 12.5 | 48850 | f | f3212160 | Tack Coat (Proviosional Quantity) | Quantity not available so assume provisional quantity same as Foot area | B1/32/01-A
| B1/32/01 |  | 321216 | B | Prime Coat (Proviosional Quantity) | m2 | 3908 | 12.5 | 48850 | f | f3212161 | Prime Coat (Proviosional Quantity) | Quantity not available so assume provisional quantity same as Foot area | B1/32/01-B
| B1/32/01 |  | 321216 | C | 50mm Polymer Modified Bituminous (PMB) Wearing (Surface) Course, (Bitumen Performance Graded PG76-10, Grade H) (Proviosional Quantity) | m2 | 3908 | 93.75 | 366375 | f | f3212162 | 50mm Polymer Modified Bituminous (PMB) Wearing (Surface) Course, (Bitumen Performance Graded PG76-10, Grade H) (Proviosional Quantity) | Quantity not available so assume provisional quantity same as Foot area | B1/32/01-C
| B1/32/01 |  | 321216 | D | 80mm Polymer Modified Bituminous (PMB) Base Course, (Bitumen Performance Graded PG76-10, Grade H) (Proviosional Quantity) | m2 | 3908 | 68.75 | 268675 | f | f3212163 | 80mm Polymer Modified Bituminous (PMB) Base Course, (Bitumen Performance Graded PG76-10, Grade H) (Proviosional Quantity) | Quantity not available so assume provisional quantity same as Foot area | B1/32/01-D
5 | B1/32/01 |  |  |  | 321123 - AGGREGATE BASE COURSE |  |  |  | 310138.88
| B1/32/01 |  | 321123 | E | 150 mm Crushed Aggregate Base Course, Compacted to 100% M.D.D., CBR ? 80% (Proviosional Quantity) | m2 | 3908 | 24.83 | 97035.64 | f | f3211230 | 150 mm Crushed Aggregate Base Course, Compacted to 100% M.D.D., CBR ? 80% (Proviosional Quantity) | Quantity not available so assume provisional quantity same as Footing area | B1/32/01-E
| B1/32/01 |  | 321123 | F | 300mm Improved Subgrade Layer, Compacted to 100% M.D.D., CBR ? 25% (to be laid and compacted in 2 lifts 150mm each) (Proviosional Quantity) | m2 | 3908 | 49.67 | 194110.36 | f | f3211231 | 300mm Improved Subgrade Layer, Compacted to 100% M.D.D., CBR ? 25% (to be laid and compacted in 2 lifts 150mm each) (Proviosional Quantity) | Quantity not available so assume provisional quantity same as Footing area | B1/32/01-F
| B1/32/01 |  | 321123 | G | Subgrade, prepared and compacted as specified (Proviosional Quantity) | m2 | 3908 | 4.86 | 18992.88 | f | f3211232 | Subgrade, prepared and compacted as specified (Proviosional Quantity) | Quantity not available so assume provisional quantity same as Footing area | B1/32/01-G
4 | B1/32/02 |  |  |  | 321313.26 - CONCRETE CURBS |  |  |  | 934485.92
5 | B1/32/02 |  |  |  | Provision and fixing pre-cast curbstone including excavation, concrete bedding and backing and mortar bed , laying and backfilling |  |  |  | 934485.92
| B1/32/02 |  | 321313 | A | Precast Upstand Curb | m | 4236 | 185.47 | 785650.92 | f | f3213130 | Precast Upstand Curb |  | B1/32/02-A
| B1/32/02 |  | 321313 | B | Wheel Stop | m | 412 | 361.25 | 148835 | f | f3213132 | Wheel Stop |  | B1/32/02-B
4 | B1/32/02 |  |  |  | 321400 - UNIT PAVING |  |  |  | 1569521.72
5 | B1/32/02 |  |  |  | Concrete Paving |  |  |  | 1478635.44
| B1/32/02 |  | 321413 | C | Light Grey Precast Concrete Pavers, Shot blasted finish, 200x600x60mm, 50mm sand bedding layer, 200mm aggregate base course, geotextile, 300mm capillary break layer. | m2 | 6843 | 216.08 | 1478635.44 | f | f3214131 | Light Grey Precast Concrete Pavers, Shot blasted finish, 200x600x60mm, 50mm sand bedding layer, 200mm aggregate base course, geotextile, 300mm capillary break layer. |  | B1/32/02-C
5 | B1/32/02 |  |  |  | Curbs and Edge Restraints |  |  |  | 90886.28
| B1/32/02 |  | 321313 | D | Concrete Flush Curb, 100x600x250mm, including all civil works and accessories. | L.m | 508 | 178.91 | 90886.28 | f | f3213131 | Concrete Flush Curb, 100x600x250mm, including all civil works and accessories |  | B1/32/02-D
4 | B1/32/02 |  |  |  | 321723 - ROADS PAVEMENT MARKING |  |  |  | 100200
| B1/32/02 |  | 321723 | E | Solid reflectorised white thermoplastic line, Stop line | m2 | 0 | 250 | Rate only | f | f3217231 | Solid reflectorised white thermoplastic line, Stop line | Quantity not available | B1/32/02-E
| B1/32/02 |  | 321723 | F | Reflectorised white thermoplastic line, yield line | m2 | 0 | 250 | Rate only | f | f3217232 | Reflectorised white thermoplastic line, yield line, divider line, yellow line, white line | Quantity not available | B1/32/02-F
| B1/32/02 |  | 321723 | G | Reflectorised white thermoplastic line, centerline divider | m2 | 78.16 | 250 | 19540 | f | f3217232 | Reflectorised white thermoplastic line, yield line, divider line, yellow line, white line | Quantity not available so we assume provisional quantity | B1/32/02-G
| B1/32/02 |  | 321723 | H | Solid reflectorised yellow, thermoplastic line | m2 | 156.32 | 250 | 39080 | f | f3217232 | Reflectorised white thermoplastic line, yield line, divider line, yellow line, white line | Quantity not available so we assume provisional quantity | B1/32/02-H
| B1/32/02 |  | 321723 | J | Solid reflectorised white, thermoplastic line | m2 | 156.32 | 250 | 39080 | f | f3217232 | Reflectorised white thermoplastic line, yield line, divider line, yellow line, white line | Quantity not available so we assume provisional quantity | B1/32/02-J
| B1/32/03 |  | 321723 | A | Reflectorised white thermoplastic line, crosswalk | m2 | 0 | 250 | Rate only | f | f3217233 | Reflectorised white thermoplastic line, crosswalk | Quantity not available | B1/32/03-A
| B1/32/03 |  | 321723 | B | Reflectorised yellow thermoplastic line, edge line marking | m2 | 0 | 250 | Rate only | f | f3217232 | Reflectorised white thermoplastic line, yield line, divider line, yellow line, white line | Quantity not available | B1/32/03-B
| B1/32/03 |  | 321723 | C | Arrow Marking | m2 | 10 | 250 | 2500 | f | f3217234 | Arrow Marking | Quantity not available so we assume provisional quantityQuantity not available | B1/32/03-C
| B1/32/03 |  | 321723 | D | Parking bay Marking (white) | m2 | 0 | 250 | Rate only | f | f3217235 | Parking bay Marking (white) | Quantity not available | B1/32/03-D
| B1/32/03 |  | 321723 | F | Parking for disabled Marking(white) | m2 | 0 | 250 | Rate only | f | f3217236 | Parking for disabled Marking(white) | Quantity not available | B1/32/03-F
4 | B1/32/03 |  |  |  | 321750 - ROAD TRAFFIC SIGNS |  |  |  | 112500
| B1/32/03 |  | 101453 | F.1 | Small signs (not exceeding 1 sq.m area) including Single post breakaway sign support and foundation | Nr | 30 | 3750 | 112500 | J | J1014530 | Small signs (not exceeding 1 sq.m area) including Single post breakaway sign support and foundation |  | B1/32/03-F.1
| B1/32/03 |  | 101453 | F.2 | Large ground mounted signs (exceeding 1 sq.m area) including Two post breakaway sign support assemblies and foundation | Nr | 0 | 12500 | Rate only | J | J1014531 | Large ground mounted signs (exceeding 1 sq.m area) including Two post breakaway sign support assemblies and foundation |  | B1/32/03-F.2
4 | B1/32/03 |  |  |  | 323113 - CHAIN LINK FENCES AND GATES |  |  |  | 26625
5 | B1/32/03 |  |  |  | Supply and install, including all related civil works and accessories. |  |  |  | 26625
| B1/32/03 |  | 323113 | G | Perimeter welded fence, 2m height | L.m | 28 | 750 | 21000 | f | f3231130 | Perimeter welded fence, 2m height |  | B1/32/03-G
| B1/32/03 |  | 323113 | H | Pedestrian swinging gate | Nr | 1 | 5625 | 5625 | f | f3231131 | Fence gate |  | B1/32/03-H
3 | B1/32/03 |  |  |  | 323300 - SITE FURNISHINGS |  |  |  | 398384.64
4 | B1/32/03 |  |  |  | Site Furniture |  |  |  | 398384.64
| B1/32/03 |  | 323300 | J | Litter Bin | Nr | 2 | 3193.37 | 6386.74 | f | f3233001 | Litter Bin |  | B1/32/03-J
| B1/32/03 |  | 323300 | K | Litter Bin with Ashtray | Nr | 0 | 4811.19 | Rate only | f | f3233002 | Litter Bin with Ashtray |  | B1/32/03-K
| B1/32/03 |  | 323300 | L | Bench 50x200x45cm | Nr | 4 | 3522.81 | 14091.24 | f | f3233003 | Bench 50x200x45cm |  | B1/32/03-L
| B1/32/04 |  | 323300 | A | Lighting Pole | Nr | 29 | 11238.79 | 325924.91 | f | f3233004 | Lighting Pole |  | B1/32/04-A
| B1/32/04 |  | 323300 | B | Lighting Bollard | Nr | 0 | 2592.87 | Rate only | f | f3233005 | Lighting Bollard |  | B1/32/04-B
| B1/32/04 |  | 323300 | C | Tree Uplight | Nr | 25 | 2079.27 | 51981.75 | f | f3233006 | Tree Uplight |  | B1/32/04-C
3 | B1/32/04 |  |  |  | 329113 - SOIL PREPARATION |  |  |  | 1519837.2
4 | B1/32/04 |  |  |  | To planting areas, sweet soil mixed with compost and fertilizers and all other necessary amendments, for all planting areas, as per the below calculations: 1.Trees pit (1.5x1.5x1.5) 2.Shrubs and (0.5m depth) 3.Ground cover (0.3m depth) |  |  |  | 1519837.2
| B1/32/04 |  | 329113 | D | Planting soil for trees | m3 | 250 | 514.85 | 128712.5 | f | f3291130 | Collection, transport - Planting medium |  | B1/32/04-D
| B1/32/04 |  | 329113 | E | Planting soil for shrubs | m3 | 2236 | 514.85 | 1151204.6 | f | f3291130 | Collection, transport - Planting medium |  | B1/32/04-E
| B1/32/04 |  | 329113 | F | Planting soil for groundcovers | m3 | 466 | 514.85 | 239920.1 | f | f3291130 | Collection, transport - Planting medium |  | B1/32/04-F
3 | B1/32/04 |  |  |  | 329300 - PLANTS |  |  |  | 1930785.17
4 | B1/32/04 |  |  |  | Planting of vegetation specified on drawings, including soil amendments, application of fertilizer, planting soil, mulch, weed barrier, pesticide, plant stabilizating system and all other miscellaneous material and accessories. |  |  |  | 1491737.78
5 | B1/32/04 |  |  |  | Trees |  |  |  | 674941.7
| B1/32/04 |  | 329300 | G | Albezia Lebbeck | Nr | 30 | 14828.31 | 444849.3 | f | f3293001 | Albezia Lebbeck |  | B1/32/04-G
| B1/32/04 |  | 329300 | H | Acacia Farnesiana | Nr | 19 | 2626.85 | 49910.15 | f | f3293002 | Acacia Farnesiana |  | B1/32/04-H
| B1/32/04 |  | 329300 | J | Acacia Sieberiana | Nr | 25 | 7207.29 | 180182.25 | f | f3293003 | Acacia Sieberiana |  | B1/32/04-J
5 | B1/32/04 |  |  |  | Shrubs |  |  |  | 466440.54
| B1/32/04 |  | 329300 | K | Lavendula Atriplicifolia | m2 | 1535 | 209.26 | 321214.1 | f | f3293010 | Lavendula Atriplicifolia |  | B1/32/04-K
| B1/32/05 |  | 329300 | A | Salsola Drummondii | m2 | 694 | 209.26 | 145226.44 | f | f3293011 | Salsola Drummondii |  | B1/32/05-A
5 | B1/32/05 |  |  |  | Ground Cover |  |  |  | 350355.54
| B1/32/05 |  | 329300 | B | Carpobrotus Edulis | m2 | 1059 | 276.69 | 293014.71 | f | f3293021 | Carpobrotus Edulis |  | B1/32/05-B
| B1/32/05 |  | 329300 | C | Pennisetum Setaceum | m2 | 493 | 116.31 | 57340.83 | f | f3293022 | Pennisetum Setaceum |  | B1/32/05-C
4 | B1/32/05 |  |  |  | Plant Mixes |  |  |  | 439047.39
5 | B1/32/05 |  |  |  | Plant Mix A: Suaeda Fruticosa 75% + Pennicetum Setaceum 25% |  |  |  | 439047.39
| B1/32/05 |  | 329300 | D | Suaeda Fruticosa | m2 | 1684 | 221.97 | 373797.48 | f | f3293014 | Suaeda Fruticosa |  | B1/32/05-D
| B1/32/05 |  |  | E | Pennicetum Setaceum | m2 | 561 | 116.31 | 65249.91 | f | f3293022 | Pennisetum Setaceum |  | B1/32/05-E
c | B1/32/05 |  |  |  | 32 - EXTERIOR IMPROVEMENTS
c | B1/32/05 |  |  |  | To Summary
2 | B1/33/01 |  |  |  | 33 - UTILITIES |  |  |  | 3388779.68
3 | B1/33/01 |  |  |  | POTABLE WATER WORKS |  |  |  | 798496.27
4 | B1/33/01 |  |  |  | PIPEWORK - PIPES |  |  |  | 625803.75
5 | B1/33/01 |  |  |  | Supply, lay, test, and Install HDPE SDR 11, PN16 pipes including, cleaning, disinfection, concrete protection, and others accessories (other than measured under this BOQ), trenching, connection and commissioning etc., all related excavation, backfilling, disposal (including excavation in rock), thrust block, surface rehabilitation, warning tape, dewatering and associated works complete as per relevant Authority standards. |  |  |  | 625803.75
6 | B1/33/01 |  |  |  | For L.I |  |  |  | 0
6 | B1/33/01 |  |  |  | Nominal dia 180mm |  |  |  | 590793.75
| B1/33/01 | 200000 | 331000 | A | In trenches depth 1.2m-2.0 m. | m | 675 | 875.25 | 590793.75 | g | g3310001 | In trenches depth 1.2m-2.0 m. |  | B1/33/01-A
6 | B1/33/01 |  |  |  | Nominal dia 225mm |  |  |  | 35010
| B1/33/01 | 200000 | 331000 | B | In trenches depth 1.2m-2.0 m. | m | 40 | 875.25 | 35010 | g | g3310002 | In trenches depth 1.2m-2.0 m. |  | B1/33/01-B
4 | B1/33/01 |  |  |  | Gate Valves ( buried with surface boxes ) |  |  |  | 82672.52
| B1/33/01 | 200000 | 331000 | C | Hand operated gate valves buried inside surface box, work includes surface box, heavy duty DI frame and cover, concrete bases, protection tubes, lengthening rod, muff coupling socketed joint, with extension spindle including accessories, according to drawings and specifications. | Nr | 4 | 20668.13 | 82672.52 | g | g3310003 | Hand operated gate valves buried inside surface box, work includes surface box, heavy duty DI frame and cover, concrete bases, protection tubes, lengthening rod, muff coupling socketed joint, with extension spindle including accessories, according to drawings and specifications. |  | B1/33/01-C
4 | B1/33/02 |  |  |  | Air Valves |  |  |  | 26152.5
| B1/33/02 | 200000 | 331000 | A | Supply, Install and test Air Release Valves chamber 2000 mm width, 2300mm length and 3100mm Height, along the potable water system including earth works, concrete works, steel steps, heavy duty lockable cast iron cover and farm, air valve, isolation valve, dismantling joints, piping, Tees, Elbows, flanges, bends, concrete support, and all required works as per drawings and specifications. | Nr | 1 | 26152.5 | 26152.5 | g | g3310004 | Supply, Install and test Air Release Valves chamber 2000 mm width, 2300mm length and 3100mm Height, along the potable water system including earth works, concrete works, steel steps, heavy duty lockable cast iron cover and farm, air valve, isolation valve, dismantling joints, piping, Tees, Elbows, flanges, bends, concrete support, and all required works as per drawings and specifications. |  | B1/33/02-A
4 | B1/33/02 |  |  |  | Washout Valves |  |  |  | 28652.5
| B1/33/02 | 200000 | 331000 | B | Supply, Install and test Washout Valves chamber 2100 mm width, 2300mm length and 4800mm Height, along the potable water system including earth works, concrete works, galvanized steel steps, heavy duty lockable cast iron cover and farm, washout valve, dismantling joints, piping, Tees, Elbows, flanges, bends, concrete support, and all required works as per drawings and specifications. | Nr | 1 | 28652.5 | 28652.5 | g | g3310005 | Supply, Install and test Washout Valves chamber 2100 mm width, 2300mm length and 4800mm Height, along the potable water system including earth works, concrete works, galvanized steel steps, heavy duty lockable cast iron cover and farm, washout valve, dismantling joints, piping, Tees, Elbows, flanges, bends, concrete support, and all required works as per drawings and specifications. |  | B1/33/02-B
4 | B1/33/03 |  |  |  | WATER PUMP STATION |  |  |  | 35215
5 | B1/33/03 |  |  |  | Supply and Install water pump station with all fittings as specified to the requirements of water supply with connections & adaptors all as per drawings, etc. and any other requirements to suit the pump specs as directed by the Engineer, and all related excavation, backfilling, disposal (including excavation in rock), thrust block, surface rehabilitation, warning tape, dewatering and associated works complete as per relevant Authority standards |  |  |  | 0
5 | B1/33/03 |  |  |  | For L.I |  |  |  | 35215
| B1/33/03 | 200000 | 331223 | A | Flow Discharge 3.9 L/s | Nr | 2 | 17607.5 | 35215 | g | g3312231 | Flow Discharge 3.9 L/s |  | B1/33/03-A
c | B1/33/03 |  |  |  | Head 5 Bar
3 | B1/33/03 |  |  |  | FIRE WATER WORKS |  |  |  | 591669
4 | B1/33/03 |  |  |  | PIPEWORK - PIPES |  |  |  | 591669
5 | B1/33/03 |  |  |  | Supply, lay, test, and Install HDPE, PN20 pipes including, cleaning, disinfection, concrete protection, and others accessories (other than measured under this BOQ), trenching, connection and commissioning etc., all related excavation, backfilling, disposal (including excavation in rock), thrust block, surface rehabilitation, warning tape, dewatering and associated works complete as per relevant Authority standards. |  |  |  | 591669
6 | B1/33/03 |  |  |  | For L.I |  |  |  | 0
6 | B1/33/03 |  |  |  | Nominal dia 180mm |  |  |  | 577665
| B1/33/03 | 200000 | 331000 | B | In trenches depth 1.2m-2.0 m. | m | 660 | 875.25 | 577665 | g | g3310006 | In trenches depth 1.2m-2.0 m. |  | B1/33/03-B
6 | B1/33/03 |  |  |  | Nominal dia 225mm |  |  |  | 14004
| B1/33/03 | 200000 | 331000 | C | In trenches depth 1.2m-2.0 m. | m | 16 | 875.25 | 14004 | g | g3310007 | In trenches depth 1.2m-2.0 m. |  | B1/33/03-C
3 | B1/33/04 |  |  |  | Fire Hydrant |  |  |  | 197907.52
4 | B1/33/04 |  |  |  | Supply and installation of wet barrel type fire hydrants including necessary pipe works, plinths, nut & bolts, isolation valve with surface box, hydrant protector and all other accessories including excavation in any material including rock, backfilling with approved bedding/surround/fill materials, disposal, dewatering, blinding, concreting, reinforcement, formwork...etc. complete as per drawings and specification. |  |  |  | 60430
| B1/33/04 | 200000 | 331000 | A | From dia200 mm | Nr | 2 | 30215 | 60430 | g | g3310008 | From dia200 mm |  | B1/33/04-A
4 | B1/33/04 |  |  |  | Gate Valves ( buried with surface boxes ) |  |  |  | 82672.52
| B1/33/04 | 200000 | 331000 | B | Hand operated gate valves buried inside surface box, work includes surface box, heavy duty DI frame and cover, concrete bases, protection tubes, lengthening rod, muff coupling socketed joint, with extension spindle including accessories, according to drawings and specifications. | Nr | 4 | 20668.13 | 82672.52 | g | g3310009 | Hand operated gate valves buried inside surface box, work includes surface box, heavy duty DI frame and cover, concrete bases, protection tubes, lengthening rod, muff coupling socketed joint, with extension spindle including accessories, according to drawings and specifications. |  | B1/33/04-B
4 | B1/33/04 |  |  |  | Air Valves |  |  |  | 26152.5
| B1/33/04 | 200000 | 331000 | C | Supply, Install and test Air Release Valves chamber 2000 mm width, 2300mm length and 3100mm Height, along the FireFighting system including earth works, concrete works, steel steps, heavy duty lockable cast iron cover and farm, air valve, isolation valve, dismantling joints, piping, Tees, Elbows, flanges, bends, concrete support, and all required works as per drawings and specifications. | Nr | 1 | 26152.5 | 26152.5 | g | g3310010 | Supply, Install and test Air Release Valves chamber 2000 mm width, 2300mm length and 3100mm Height, along the FireFighting system including earth works, concrete works, steel steps, heavy duty lockable cast iron cover and farm, air valve, isolation valve, dismantling joints, piping, Tees, Elbows, flanges, bends, concrete support, and all required works as per drawings and specifications. |  | B1/33/04-C
4 | B1/33/05 |  |  |  | Washout Valves |  |  |  | 28652.5
| B1/33/05 | 200000 | 331000 | A | Supply, Install and test Washout Valves chamber 2100 mm width, 2300mm length and 4800mm Height, along the FireFighting system including earth works, concrete works, galvanized steel steps, heavy duty lockable cast iron cover and farm, washout valve, dismantling joints, piping, Tees, Elbows, flanges, bends, concrete support, and all required works as per drawings and specifications. | Nr | 1 | 28652.5 | 28652.5 | g | g3310011 | Supply, Install and test Washout Valves chamber 2100 mm width, 2300mm length and 4800mm Height, along the FireFighting system including earth works, concrete works, galvanized steel steps, heavy duty lockable cast iron cover and farm, washout valve, dismantling joints, piping, Tees, Elbows, flanges, bends, concrete support, and all required works as per drawings and specifications. |  | B1/33/05-A
3 | B1/33/05 |  |  |  | SEWERAGE WORKS |  |  |  | 1310925
4 | B1/33/05 |  |  |  | PIPE WORKS |  |  |  | 612675
5 | B1/33/05 |  |  |  | Supply, lay, test, and Install the following pipes including, cleaning, disinfection, concrete protection, and others accessories (other than measured under this BOQ), trenching, connection and commissioning etc., all related excavation, backfilling, disposal (including excavation in rock), surface rehabilitation, warning tape, dewatering; shoring and associated works complete as per relevant Authority standards. |  |  |  | 612675
6 | B1/33/05 |  |  |  | For L.I |  |  |  | 0
6 | B1/33/05 |  |  |  | GRP (SN 10,000) pipes nominal size 200-300mm |  |  |  | 0
6 | B1/33/05 |  |  |  | Nominal size: 200mm |  |  |  | 612675
| B1/33/05 | 200000 | 333100 | B | In trenches depth 1.5 - 4m | m | 700 | 875.25 | 612675 | g | g3331001 | In trenches depth 1.5 - 4m |  | B1/33/05-B
4 | B1/33/06 |  |  |  | MANHOLES |  |  |  | 698250
5 | B1/33/06 |  |  |  | Supply and install complete the following precast reinforced concrete manholes of 1200mm internal diameter, including excavation, backfilling, compaction, benching, protecting internal concrete surfacing by epoxy sulfide, applying 3 coats of coal tar epoxy paint for outside wall protection and/or applying bituminous emulsion coating on external surface for protection, polyethylene coated stainless steel steps and epoxy mortar protection to benching, backfilling and compacting, heavy duty cover and frame complete in all respect as per drawings and specifications |  |  |  | 698250
| B1/33/06 | 200000 | 333400 | A | depth 1.5 - 4m | Nr | 25 | 27930 | 698250 | g | g3334001 | depth 1.5 - 4m |  | B1/33/06-A
3 | B1/33/06 |  |  |  | IRRIAGTION WORKS |  |  |  | 480038.14
4 | B1/33/06 |  |  |  | PIPEWORK - PIPES |  |  |  | 363228.75
5 | B1/33/06 |  |  |  | Supply, lay, test, and Install HDPE SDR 11, PN16 pipes including, cleaning, disinfection, concrete protection, and others accessories (other than measured under this BOQ), trenching, connection and commissioning etc., all related excavation, backfilling, disposal (including excavation in rock), thrust block, surface rehabilitation, warning tape, dewatering and associated works complete as per relevant Authority standards. |  |  |  | 363228.75
6 | B1/33/06 |  |  |  | For L.I |  |  |  | 0
6 | B1/33/06 |  |  |  | Nominal dia 50mm |  |  |  | 245070
| B1/33/06 | 200000 | 331100 | B | In trenches depth 1.2m-2.0 m. | m | 280 | 875.25 | 245070 | g | g3311001 | In trenches depth 1.2m-2.0 m. |  | B1/33/06-B
6 | B1/33/06 |  |  |  | Nominal dia 63mm |  |  |  | 118158.75
| B1/33/06 | 200000 | 331100 | C | In trenches depth 1.2m-2.0 m. | m | 135 | 875.25 | 118158.75 | g | g3311002 | In trenches depth 1.2m-2.0 m. |  | B1/33/06-C
4 | B1/33/07 |  |  |  | Gate Valves ( buried with surface boxes ) |  |  |  | 62004.39
| B1/33/07 | 200000 | 331100 | A | Hand operated gate valves buried inside surface box, work includes surface box, heavy duty DI frame and cover, concrete bases, protection tubes, lengthening rod, muff coupling socketed joint, with extension spindle including accessories, according to drawings and specifications. | Nr | 3 | 20668.13 | 62004.39 | g | g3311003 | Hand operated gate valves buried inside surface box, work includes surface box, heavy duty DI frame and cover, concrete bases, protection tubes, lengthening rod, muff coupling socketed joint, with extension spindle including accessories, according to drawings and specifications. |  | B1/33/07-A
4 | B1/33/07 |  |  |  | Air Valves |  |  |  | 26152.5
| B1/33/07 | 200000 | 331100 | B | Supply, Install and test Air Release Valves chamber 2000 mm width, 2300mm length and 3100mm Height, along the irrigation system including earth works, concrete works, steel steps, heavy duty lockable cast iron cover and farm, air valve, isolation valve, dismantling joints, piping, Tees, Elbows, flanges, bends, concrete support, and all required works as per drawings and specifications. | Nr | 1 | 26152.5 | 26152.5 | g | g3311004 | Supply, Install and test Air Release Valves chamber 2000 mm width, 2300mm length and 3100mm Height, along the irrigation system including earth works, concrete works, steel steps, heavy duty lockable cast iron cover and farm, air valve, isolation valve, dismantling joints, piping, Tees, Elbows, flanges, bends, concrete support, and all required works as per drawings and specifications. |  | B1/33/07-B
4 | B1/33/07 |  |  |  | Washout Valves |  |  |  | 28652.5
| B1/33/07 | 200000 | 331100 | C | Supply, Install and test Washout Valves chamber 2100 mm width, 2300mm length and 4800mm Height, along the irrigation system including earth works, concrete works, galvanized steel steps, heavy duty lockable cast iron cover and farm, washout valve, dismantling joints, piping, Tees, Elbows, flanges, bends, concrete support, and all required works as per drawings and specifications. | Nr | 1 | 28652.5 | 28652.5 | g | g3311005 | Supply, Install and test Washout Valves chamber 2100 mm width, 2300mm length and 4800mm Height, along the irrigation system including earth works, concrete works, galvanized steel steps, heavy duty lockable cast iron cover and farm, washout valve, dismantling joints, piping, Tees, Elbows, flanges, bends, concrete support, and all required works as per drawings and specifications. |  | B1/33/07-C
3 | B1/33/08 |  |  |  | UTILTIES COMPONENTS |  |  |  | 9743.75
4 | B1/33/08 |  |  |  | WATER TANKS |  |  |  | 9743.75
5 | B1/33/08 |  |  |  | Supply install , test and commissioning for storage tank, GLS type , or Concrete tanks complete with wall sheets, bolts, support elements against wind, cathodic protection system, dome type aluminum cover, ladders, walk ways required openings with connection to the piping system, piping "Inlet, outlet, drain and overflow", painting and all necessary to complete the work as per the specification ,drawings. Price includes spare parts for 2 years from the handing over the project, transportation, Workmanship, storage of the all materials in proper store as per manufacturer recommendations, it includes also all necessary fittings, accessories and miscellaneous materials for connections and support, Testing & Commissioning for hand-over in fully operational conditions, Material should be SASO certified. |  |  |  | 9743.75
6 | B1/33/08 |  |  |  | For L.I |  |  |  | 9743.75
| B1/33/08 | 200000 | 331600 | A | 4 m3 effective volume GLS tank with 500 mm free board minimum | Nr | 1 | 9743.75 | 9743.75 | g | g3316001 | 4 m3 effective volume GLS tank with 500 mm free board minimum |  | B1/33/08-A
c | B1/33/08 |  |  |  | 33 - UTILITIES
c | B1/33/08 |  |  |  | To Summary
1 | B2/03/01 |  |  |  | Estate Management Center (EMC) |  |  |  | 248914847.08
2 | B2/03/01 |  |  |  | 03 - CONCRETE |  |  |  | 22696731.35
3 | B2/03/01 |  |  |  | 033000 - CAST IN PLACE CONCRETE |  |  |  | 12840855.93
4 | B2/03/01 |  |  |  | Cast in place concrete with 14 mpa compressive strength(cylinder); ordinary portland cement; plain |  |  |  | 958976.06
| B2/03/01 |  | 033000 | A | Isolated foundations | m³ | 448 | 582.61 | 261009.28 | C | C0335410 | Blinding concrete C14MPa-50mm thick |  | B2/03/01-A
| B2/03/01 |  | 033000 | B | Raft foundations | m³ | 422 | 582.61 | 245861.42 | C | C0335410 | Blinding concrete C14MPa-50mm thick |  | B2/03/01-B
| B2/03/01 |  | 033000 | C | Ground beams | m³ | 56 | 582.61 | 32626.16 | C | C0335410 | Blinding concrete C14MPa-50mm thick |  | B2/03/01-C
| B2/03/01 |  | 033000 | D | Beds, Slab on grade | m³ | 720 | 582.61 | 419479.2 | C | C0335410 | Blinding concrete C14MPa-50mm thick |  | B2/03/01-D
4 | B2/03/01 |  |  |  | Cast in place concrete with 40 mpa compressive strength(cylinder); ordinary portland cement; reinforced |  |  |  | 9365576.41
| B2/03/01 |  | 033000 | E | Isolated foundations | m³ | 1982 | 840.67 | 1666207.94 | C | C0331001 | Cast in place concrete with 40 mpa fc- Footing - Triple Blend |  | B2/03/01-E
| B2/03/01 |  | 033000 | F | Raft foundations | m³ | 1867 | 776.53 | 1449781.51 | C | C0331002 | Cast in place concrete with 40 mpa fc- Raft foundations - Triple Blend |  | B2/03/01-F
| B2/03/01 |  | 033000 | G | Machine bases | m³ | 60 | 1080.94 | 64856.4 | C | C0331007 | Cast in place concrete with 40 mpa fc- Parapet/Upstands/Pedestals |  | B2/03/01-G
| B2/03/01 |  | 033000 | H | Ground beams | m³ | 479 | 1725.2 | 826370.8 | C | C0331003 | Cast in place concrete with 40 mpafc- Ground beams - Triple Blend |  | B2/03/01-H
| B2/03/01 |  | 033000 | J | Beds, Slab on grade | m³ | 3288 | 920.81 | 3027623.28 | C | C0331004 | Cast in place concrete with 40 mpa fc- Beds, Slab on grade - Triple Blend |  | B2/03/01-J
| B2/03/01 |  | 033000 | K | Slabs | m³ | 1668 | 1221.56 | 2037562.08 | C | C0331005 | Cast in place concrete with 40 mpa fc- Slabs/Beams |  | B2/03/01-K
| B2/03/01 |  | 033000 | L | Attached drop beams (drop part below slab only) | m³ | 240 | 1221.56 | 293174.4 | C | C0331005 | Cast in place concrete with 40 mpa fc- Slabs/Beams |  | B2/03/01-L
4 | B2/03/02 |  |  |  | Cast in place concrete with 40 mpa compressive strength(cylinder); ordinary portland cement; reinforced |  |  |  | 2516303.46
| B2/03/02 |  | 033000 | A | Attached drop panels (drop part below slab only) | m³ | 128 | 1221.56 | 156359.68 | C | C0331005 | Cast in place concrete with 40 mpa fc- Slabs/Beams |  | B2/03/02-A
| B2/03/02 |  | 033000 | B | Columns | m³ | 313 | 1587.82 | 496987.66 | C | C0331006 | Cast in place concrete with 40 mpa fc- Columns/Wall |  | B2/03/02-B
| B2/03/02 |  | 033000 | C | Pedestals | m³ | 369 | 1080.94 | 398866.86 | C | C0331007 | Cast in place concrete with 40 mpa fc- Parapet/Upstands/Pedestals |  | B2/03/02-C
| B2/03/02 |  | 033000 | D | Walls | m³ | 435 | 1587.82 | 690701.7 | C | C0331006 | Cast in place concrete with 40 mpa fc- Columns/Wall |  | B2/03/02-D
| B2/03/02 |  | 033000 | E | Staircases | m³ | 51 | 2152.06 | 109755.06 | C | C0331009 | Cast in place concrete with 40 mpa fc- Staircase |  | B2/03/02-E
| B2/03/02 |  | 033000 | F | Upstands | m³ | 180 | 1080.94 | 194569.2 | C | C0331007 | Cast in place concrete with 40 mpa fc- Parapet/Upstands/Pedestals |  | B2/03/02-F
| B2/03/02 |  | 033000 | G | Trenches and pits (including walls and base slab) | m³ | 180 | 2120.74 | 381733.2 | C | C0331008 | Cast in place concrete with 40 mpa fc- Trenches |  | B2/03/02-G
| B2/03/02 |  | 033000 | H | Basement Walls | m³ | 55 | 1587.82 | 87330.1 | C | C0331006 | Cast in place concrete with 40 mpa fc- Columns/Wall |  | B2/03/02-H
3 | B2/03/02 |  |  |  | Steel reinforcement |  |  |  | 8637961.2
| B2/03/02 |  | 032000 | J | High yield steel; 500 mpa specified yield strength | T | 1590 | 5432.68 | 8637961.2 | C | C0320010 | High yield steel; 500 mpa specified yield strength |  | B2/03/02-J
3 | B2/03/03 |  |  |  | 035440 - CEMENT-BASED SCREED |  |  |  | 1217914.22
4 | B2/03/03 |  |  |  | Cement-sand screed; laid to falls, finished to receive sheet membrane; to |  |  |  | 216051.16
| B2/03/03 |  | 035400 | A | Roofs; 50 min. thick | m² | 3168 | 66.31 | 210070.08 | C | C0335431 | Cement-sand screed 50mm thick |  | B2/03/03-A
| B2/03/03 |  | 035400 | B | Triangular fillet; 50 x 50 | m | 574 | 10.42 | 5981.08 | C | C0335433 | Triangular fillet; 50 x 50 |  | B2/03/03-B
4 | B2/03/03 |  |  |  | Cement-sand screed; trowelled smooth, finished to receive flexible finish; to |  |  |  | 1001863.06
| B2/03/03 |  | 035400 | C | Floors; 100 thick | m² | 8954 | 111.89 | 1001863.06 | C | C0335432 | Cement-sand screed 100mm thick |  | B2/03/03-C
c | B2/03/03 |  |  |  | 03 - CONCRETE
c | B2/03/03 |  |  |  | To Summary
2 | B2/04/01 |  |  |  | 04 - MASONRY |  |  |  | 7097803.07
3 | B2/04/01 |  |  |  | 042000 - UNIT MASONRY |  |  |  | 7097803.07
4 | B2/04/01 |  |  |  | Concrete hollow blocks; ordinary Portland cement; including fire rating treatment where required; bedding mortar; reinforcement; cast in situ reinforced concrete horizontal and lateral support; fixing; jointing; pointing; lintels; sills; acoustical performance; all accessories and fittings; complete; as specified and as shown on drawings; to |  |  |  | 7097803.07
| B2/04/01 |  | 042200 | A | Walls; 100 thick | m² | 2454 | 170.8 | 419143.2 | D | D0422010 | S & I of 100mm Hollow BW - Internal |  | B2/04/01-A
| B2/04/01 |  | 042200 | B | Walls; 150 thick | m² | 8811 | 193.45 | 1704487.95 | D | D0422011 | S & I of 150mm Hollow BW - Internal |  | B2/04/01-B
| B2/04/01 |  | 042200 | C | Walls; 200 thick | m² | 18206 | 213.89 | 3894081.34 | D | D0422012 | S & I of 200mm Hollow BW - Internal |  | B2/04/01-C
| B2/04/01 |  | 042200 | D | Walls; 300 thick | m² | 19 | 296.33 | 5630.27 | D | D0422013 | S & I of 300mm Hollow BW - External |  | B2/04/01-D
| B2/04/01 |  | 042200 | E | Walls; 400 thick | m² | 2387 | 450.13 | 1074460.31 | D | D0422014 | S & I of 400mm Hollow BW - External |  | B2/04/01-E
c | B2/04/01 |  |  |  | 04 - MASONRY
c | B2/04/01 |  |  |  | To Summary
2 | B2/05/01 |  |  |  | 05 - METALS |  |  |  | 36451815
3 | B2/05/01 |  |  |  | 051200 - STRUCTURAL STEEL FRAMING |  |  |  | 34718250
4 | B2/05/01 |  |  |  | All works shall be completed in all respect as per specifications, method of measurement, drawings or as directed by the Contractor Engineer. |  |  |  | 34718250
| B2/05/01 |  | 051000 | A | High Strength Steel | Ton | 1650 | 20705 | 34163250 | E | E0510001 | High Strength Steel |  | B2/05/01-A
c | B2/05/01 |  |  |  | Fabricate, Supply, Transport and Erect in position structural steel work and framing including steel columns, steel beams, truss, purlins, girts including connections design, shop drawings, all bolts, nuts, washers, plates, base plates, stiffening plates, gusset plates, holding down of anchor bolts, shear connectors, angle sections, cleats, bracing, etc. including grouting, cutting, welding, threading, fixing and corrosion protection paint system, fire protection applied to steel works to ensure fire rating endurance as specificed in FLS report and structural steel general notes and ensure specified life to first major maintenance. Allowance for steel-to-steel connections, caps, plates,embeded plates and bases, fittings, weight of welds, bolts, nuts, washers, shear studs, rivets and weight of protective coatings, etc. are considered as a percentage of total steel tonnage (max of 20 % is envisaged). This shall include the analysis, design and detailing of all steelwork joints and connections and the design of all cold-formed sections (purlins and girts) during the development of Contractor's (and sub-contractors') steelwork shop drawings.
| B2/05/01 |  | 055400 | B | Checkered plates with accessories | m2 | 740 | 750 | 555000 | E | E0554001 | Checkered plates with accessories |  | B2/05/01-B
c | B2/05/01 |  |  |  | To include galvanization, kicker plates and all fixation accessories as per the specifications.
3 | B2/05/02 |  |  |  | 053100 – STEEL DECKING |  |  |  | 1291867.5
4 | B2/05/02 |  |  |  | All works shall be completed in all respect as per specifications, method of measurement, drawings or as directed by the Contractor Engineer. |  |  |  | 1291867.5
| B2/05/02 |  | 053000 | A | Reinforced concrete slab on top of corrugated sheet with accessories (minimum concrete compressive strength is 30 Mpa) | m2 | 5250 | 246.07 | 1291867.5 | E | E0531001 | Reinforced concrete slab on top of corrugated sheet with accessories (minimum concrete compressive strength is 30 Mpa) |  | B2/05/02-A
3 | B2/05/02 |  |  |  | 055000 - METAL FABRICATIONS |  |  |  | 58588.5
4 | B2/05/02 |  |  |  | Ladders; galvanized steel; including brackets; all accessories and paint, fittings and fixing; complete; as specified and as shown on drawings; to |  |  |  | 20947.5
| B2/05/02 |  | 055133 | B | Ladders | Item | 1 | 20947.5 | 20947.5 | E | E0551332 | GI Ladders EMC Building | we assumed provisional quantities 14.7LM | B2/05/02-B
4 | B2/05/02 |  |  |  | Trench cover; galvanized steel; including continuous angle frame set in concrete, continuous edge strip welded to steel angle, neoprene strips, paint, fittings and fixings; complete; as specified and shown on Drawings. |  |  |  | 3066
| B2/05/02 |  | 055300 | C | Channel cover | Item | 1 | 3066 | 3066 | E | E0553002 | Trench cover; galvanized steel; EMC | we assumed provisional quantities 2.55m2 | B2/05/02-C
4 | B2/05/03 |  |  |  | Safety barriers; fabricated from impact core pipe, galvanized steel base plate; including finishing, fittings and fixings; complete; as specified and shown on Drawings |  |  |  | 13500
| B2/05/03 |  | 055900 | A | Safety barriers | Item | 1 | 13500 | 13500 | E | E0559002 | Safety barriers- EMC | We assumed Provisional quantity 10nos | B2/05/03-A
4 | B2/05/03 |  |  |  | Pipe bollards; fabricated from steel pipe, stainless steel plate cap and base plate; including expansion anchors, fittings and fixings; complete; as specified and shown on Drawings |  |  |  | 15000
| B2/05/03 |  | 055900 | B | Pipe bollards | Item | 1 | 15000 | 15000 | E | E0559006 | Pipe bollards - EMC | We assumed Provisional quantity 10nos | B2/05/03-B
4 | B2/05/03 |  |  |  | Roof access hatch covers; comprising steel angle frame, cover; including pull handles, paint, fittings and fixings; complete; as specified and shown on Drawings |  |  |  | 6075
| B2/05/03 |  | 083100 | C | Hatch covers | Item | 1 | 6075 | 6075 | H | H0831002 | Hatch covers-EMC | we assumed provisional quantities 2.43m2 | B2/05/03-C
3 | B2/05/03 |  |  |  | 055300 - METAL GRATINGS |  |  |  | 27600
4 | B2/05/03 |  |  |  | Galvanized steel gratings; comprising bearing steel bars, cross bars; including steel angle frame set in concrete, neoprene strip, fittings and fixings; complete; as specified and shown on Drawings |  |  |  | 27600
| B2/05/03 |  | 055300 | D | Channel grating | Item | 1 | 27600 | 27600 | E | E0553006 | Channel grating - EMC | we assumed provisional quantities 23m2 | B2/05/03-D
3 | B2/05/04 |  |  |  | 055213 - PIPE AND TUBE RAILINGS |  |  |  | 355509
4 | B2/05/04 |  |  |  | Balustrades and handrails; constructed from tubular galvanized steel, finished to receive paint; comprising top rail, intermediate rails and posts; including paint, bolts, cover plate, fittings and fixings; complete; as specified and shown on Drawings |  |  |  | 261009
| B2/05/04 |  | 055200 | A | Floor mounted | Item | 1 | 261009 | 261009 | E | E0552002 | Floor mounted -EMC Building | we assumed provisional quantities 189LM | B2/05/04-A
4 | B2/05/04 |  |  |  | Handrail; constructed from stainless steel tubular section handrail, brackets; including cover plate, fittings and fixings; complete; as specified and shown on Drawings |  |  |  | 94500
| B2/05/04 |  | 055200 | B | Wall mounted | Item | 1 | 94500 | 94500 | E | E0552006 | Wall mounted -EMC Building | we assumed provisional quantities 189LM | B2/05/04-B
c | B2/05/04 |  |  |  | 05 - METALS
c | B2/05/04 |  |  |  | To Summary
2 | B2/06/01 |  |  |  | 06 - WOOD AND PLASTICS |  |  |  | 1480601.08
3 | B2/06/01 |  |  |  | 064116 - PLASTIC-LAMINATE-FACED ARCHITECTURAL CABINETS |  |  |  | 34263
4 | B2/06/01 |  |  |  | Shoe rack cabinet;; MDF construction faced on all exposed surfaces with plastic laminate carcass, shelves, dividers; including softwood blocking, fittings and fixings; complete; as specified and shown on Drawings |  |  |  | 34263
| B2/06/01 |  | 064100 | A | Shoe rack cabinet | Item | 1 | 34263 | 34263 | F | F0641011 | Shoe rack, size 4 NOS, 3000mm x 300mm x 1350mm (Assume) | we assumed provisional quantities 12LM | B2/06/01-A
3 | B2/06/01 |  |  |  | 064219 - PLASTIC-LAMINATED-FACED WOOD PANELING |  |  |  | 1404478.08
4 | B2/06/01 |  |  |  | Wood panelling; including vertical and horizontal softwood blocking, expansion bolts, finishing, fittings and fixings; complete; as specified and shown on Drawings |  |  |  | 38661.48
| B2/06/01 |  | 064200 | B | Lining to walls; with wood effect finish; type IAWP-02 | m² | 36 | 1073.93 | 38661.48 | F | F0642011 | Lining to walls; with wood effect finish; type IAWP-02 |  | B2/06/01-B
4 | B2/06/01 |  |  |  | Wood panelling; comprising 19 thick plywood, A/C grade with two coats of fire-retardant paint; including anchorage to walls; countersunk screw heads; fittings and fixings; complete; as specified and shown on Drawings |  |  |  | 1365816.6
| B2/06/01 |  | 064200 | C | Lining to walls | m² | 1194 | 1143.9 | 1365816.6 | F | F0642010 | Wood panelling; comprising 19 thick plywood, A/C grade with two coats of fire-retardant paint |  | B2/06/01-C
3 | B2/06/02 |  |  |  | 064400 - ORNAMENTAL WOODWORK |  |  |  | 35610
4 | B2/06/02 |  |  |  | Decorative wood mihrab; comprising MFD construction finished to receive paint; including paint, frame, softwood blocking, fittings and fixings; complete; as specified and shown on Drawings |  |  |  | 35610
| B2/06/02 |  | 064400 | A | Mihrab | Nr | 4 | 8902.5 | 35610 | F | F0644010 | Decorative wood mihrab |  | B2/06/02-A
3 | B2/06/02 |  |  |  | 066200 - CAST PLASTIC (GRP) FABRICATIONS |  |  |  | 6250
4 | B2/06/02 |  |  |  | GRP access ladder; Fiberglass-composite ladder; made of pultured tubing comprising flat strings and bar rungs coated with abrasive materials for slip resistance; including softwood stiffener, stainless steel expansion bolts, fittings and fixings; complete; as specified and as shown on Drawings |  |  |  | 6250
| B2/06/02 |  | 068200 | B | GRP access ladder | Item | 1 | 6250 | 6250 | F | F0682011 | GRP access ladder - EMC | we assumed provisional quantities 5LM | B2/06/02-B
c | B2/06/02 |  |  |  | 06- WOOD AND PLASTICS
c | B2/06/02 |  |  |  | To Summary
2 | B2/07/01 |  |  |  | 07 - THERMAL AND MOISTURE PROTECTION |  |  |  | 20505870.85
3 | B2/07/01 |  |  |  | 071113 - BITUMINOUS DAMP-PROOFING |  |  |  | 144116
4 | B2/07/01 |  |  |  | Bituminous damp-proofing coating, applied to reinforced 'concrete surfaces in direct contact with soil not receiving water proofing membrane ,including appropriate protection system, for the following: |  |  |  | 144116
| B2/07/01 |  | 071100 | A | Ground beams, | m² | 3890 | 28 | 108920 | G | G0711001 | Rubberized bituminous 2 coat single comp |  | B2/07/01-A
| B2/07/01 |  | 071100 | B | Edges of beds | m² | 957 | 28 | 26796 | G | G0711001 | Rubberized bituminous 2 coat single comp |  | B2/07/01-B
| B2/07/01 |  | 071100 | C | Trenches and pit walls | m² | 300 | 28 | 8400 | G | G0711001 | Rubberized bituminous 2 coat single comp |  | B2/07/01-C
3 | B2/07/01 |  |  |  | 71326 - SELF-ADHERING SHEET WATERPROOFING |  |  |  | 2013488.55
4 | B2/07/01 |  |  |  | Waterproofing sheet, applied to reinforced concrete surfaces in direct contact with soil including appropriate protection system, for the following: |  |  |  | 2013488.55
| B2/07/01 |  | 071300 | D | Foundations ( bottom, sides & top) | m² | 16785 | 99.78 | 1674807.3 | G | G0713001 | 2 layer 4mm SBS membrane incl. protection screed |  | B2/07/01-D
| B2/07/01 |  | 071300 | E | Columns necks, Pedestals | m² | 2356 | 101.25 | 238545 | G | G0713002 | 2 layer 4mm SBS membrane incl. protection board |  | B2/07/01-E
| B2/07/01 |  | 071300 | F | Walls necks, | m² | 989 | 101.25 | 100136.25 | G | G0713002 | 2 layer 4mm SBS membrane incl. protection board |  | B2/07/01-F
3 | B2/07/02 |  |  |  | 071416 - COLD FLUID-APPLIED WATERPROOFING |  |  |  | 33837.42
4 | B2/07/02 |  |  |  | Cold fluid applied waterproofing membrane; single component modified polyurethane, seamless, joint- free, water and weather tight elastomeric membrane; complete; as specified and shown on drawings; to and shown on drawings; to |  |  |  | 33837.42
| B2/07/02 |  | 071400 | A | Floors and upstands in wet areas | m² | 547 | 61.86 | 33837.42 | G | G0714010 | Fluid waterproofing coating |  | B2/07/02-A
3 | B2/07/02 |  |  |  | 071616 - CRYSTALLINE WATER PROOFING |  |  |  | 23069.92
4 | B2/07/02 |  |  |  | Chemical waterproof coating applied to internal surfaces of water retaining structures such as; |  |  |  | 23069.92
| B2/07/02 |  | 071616 | B | Internal surface of slabs and walls of underground water tanks | m² | 368 | 62.69 | 23069.92 | G | G0716161 | CRYSTALLINE WATER PROOFING |  | B2/07/02-B
3 | B2/07/02 |  |  |  | 072100 - THERMAL INSULATION |  |  |  | 660021.12
4 | B2/07/02 |  |  |  | Rigid extruded polystyrene insulation boards; loose laid; including fittings and fixings; complete; as specified and shown on Drawings; to |  |  |  | 660021.12
| B2/07/02 |  | 072100 | C | Roofs; 150 thick | m² | 3168 | 208.34 | 660021.12 | G | G0721001 | Roofs; 150 thick |  | B2/07/02-C
3 | B2/07/03 |  |  |  | 074113.16 - STANDING-SEAM METAL ROOF PANELS |  |  |  | 13935546.25
4 | B2/07/03 |  |  |  | Standing seam aluminium roof system, factory formed and field assembled, high performance coating finish; including rockwool thermal insulation, structural deck, vapour barrier, secondary steel structure, purlins, halter clip, gutter, fittings and fixings; complete; as specified and shown on Drawings. |  |  |  | 13935546.25
| B2/07/03 |  | 074100 | A | Roofing system | m² | 12332 | 840.25 | 10361963 | G | G0741001 | STANDING-SEAM METAL ROOF PANELS |  | B2/07/03-A
| B2/07/03 |  | 074100 | B | Vertical standing seam to walls | m² | 3030 | 840.25 | 2545957.5 | G | G0741002 | STANDING-SEAM METAL ROOF PANELS Vertical standing seam to walls |  | B2/07/03-B
| B2/07/03 |  | 074100 | C | Canopy | m² | 1223 | 840.25 | 1027625.75 | G | G0741002 | STANDING-SEAM METAL ROOF PANELS Vertical standing seam to walls |  | B2/07/03-C
3 | B2/07/03 |  |  |  | 074213.19 - INSULATED METAL WALL PANELS |  |  |  | 2400197.75
4 | B2/07/03 |  |  |  | Insulated metal panel cladding system; factory formed, high performance coating finish; including secondary steel supports, aluminium mullion, flashings, trims, brackets, rockwool thermal insulation and gypsum board panels where required; all accessories; fixing and finishing; complete; as specified and as shown on Drawings. |  |  |  | 2400197.75
| B2/07/03 |  | 074213 | D | Walls | m² | 3415 | 573.25 | 1957648.75 | G | G0742131 | INSULATED METAL WALL PANELS |  | B2/07/03-D
| B2/07/03 |  | 074213 | E | Walls; including vertical fins | m² | 101 | 573.25 | 57898.25 | G | G0742131 | INSULATED METAL WALL PANELS |  | B2/07/03-E
| B2/07/03 |  | 074213 | F | Steel barrier; 2500 high | m² | 671 | 573.25 | 384650.75 | G | G0742131 | INSULATED METAL WALL PANELS |  | B2/07/03-F
3 | B2/07/04 |  |  |  | 074213.23 - METAL COMPOSITE MATERIAL WALL PANELS |  |  |  | 282905
4 | B2/07/04 |  |  |  | Aluminium composite panel cladding (ACP); comprising aluminium sheets exterior face with high performance coating finish; including steel supports, thermal insulation where required, stiffeners, brackets; fittings and fixings; complete; as specified and as shown on Drawings; |  |  |  | 282905
| B2/07/04 |  | 074213 | A | Canopy; top, bottom and sides | m² | 413 | 685 | 282905 | G | G0742133 | Aluminium composite cladding |  | B2/07/04-A
3 | B2/07/04 |  |  |  | 075323 - ETHYLENE-PROPYLENE-DIENE-MONOMER (EPDM) ROOFING |  |  |  | 987993.84
4 | B2/07/04 |  |  |  | EPDM waterproofing membrane; flexible sheet; fully adhered on trowelled smooth surfaces; including fixing; as specified and as shown on drawings; to |  |  |  | 501486.96
| B2/07/04 |  | 075300 | B | Roofs | m² | 3168 | 143.94 | 456001.92 | G | G0753001 | ETHYLENE-PROPYLENE-DIENE-MONOMER (EPDM) ROOFING |  | B2/07/04-B
| B2/07/04 |  | 075300 | C | Upstands | m² | 316 | 143.94 | 45485.04 | G | G0753001 | ETHYLENE-PROPYLENE-DIENE-MONOMER (EPDM) ROOFING |  | B2/07/04-C
4 | B2/07/04 |  |  |  | Geotextile sheet; as specified and as shown on drawings; to |  |  |  | 53349.12
| B2/07/04 |  | 072600 | D | Roofs | m² | 3168 | 16.84 | 53349.12 | G | G0726010 | Geotextile sheet |  | B2/07/04-D
4 | B2/07/04 |  |  |  | Protective covering ballast; round edge washed gravel 20 mm to 30 mm diameter; as specified and as shown on drawings; to |  |  |  | 6100.65
| B2/07/04 |  | 077600 | E | Roofs | m² | 45 | 135.57 | 6100.65 | G | G0776010 | Roofs; 500 x 500 x 50 thick |  | B2/07/04-E
4 | B2/07/05 |  |  |  | Concrete roof tiles and fittings; precast, hydraulically pressed concrete tiles, loose laid on paving support; complete; as specified and shown on drawings; to |  |  |  | 423385.11
| B2/07/05 |  | 077600 | A | Roofs; 500 x 500 x 50 thick | m² | 3123 | 135.57 | 423385.11 | G | G0776010 | Roofs; 500 x 500 x 50 thick |  | B2/07/05-A
4 | B2/07/05 |  |  |  | Elastomeric coating; U.V. protection to waterproof membrane; to |  |  |  | 3672
| B2/07/05 |  | 075500 | B | Roofs | m² | 68 | 54 | 3672 | G | G0755001 | Elastomeric coating; U.V. protection |  | B2/07/05-B
3 | B2/07/05 |  |  |  | 076200 - SHEET METAL FLASHING AND TRIM |  |  |  | 24695
4 | B2/07/05 |  |  |  | Accessories; aluminium alloy; complete; as specified and shown on Drawings |  |  |  | 19305
| B2/07/05 |  |  | C | Aluminium pressure plate 30 x 4 thick; including sealant, backing cord and fixings | m | 702 | 27.5 | 19305 | G | G0762001 | Aluminium pressure plate 30 x 4 thick; including sealant, backing cord and fixings |  | B2/07/05-C
4 | B2/07/05 |  |  |  | Aluminium flashing; including fixing; complete; as specified and as shown on drawings; to |  |  |  | 5390
| B2/07/05 |  |  | D | Roof parapet; 900 girth | m | 196 | 27.5 | 5390 | G | G0762001 | Aluminium pressure plate 30 x 4 thick; including sealant, backing cord and fixings |  | B2/07/05-D
c | B2/07/05 |  |  |  | 07 THERMAL AND MOISTURE PROTECTION
c | B2/07/05 |  |  |  | To Summary
2 | B2/08/01 |  |  |  | 08 - OPENINGS |  |  |  | 6768153.29
3 | B2/08/01 |  |  |  | 081113 - HOLLOW METAL DOORS AND FRAMES |  |  |  | 4314389.14
4 | B2/08/01 |  |  |  | Flush steel doors; constructed from steel section frame, infill with non combustible thermal and acoustic insulating material where required, galvanized steel sheet both skins, factory primed for painting; including frames, architraves, paint, hardware set, fittings and fixings; complete; as specified and as per door schedule |  |  |  | 3781461.84
| B2/08/01 |  | 081100 | A | Size 600 x 2000 high | Nr | 36 | 3012 | 108432 | H | H0811014 | Size 600 x 2000 high |  | B2/08/01-A
| B2/08/01 |  | 081100 | B | Size 800 x 2200 high | Nr | 4 | 4417.6 | 17670.4 | H | H0811015 | Size 800 x 2200 high |  | B2/08/01-B
| B2/08/01 |  | 081100 | C | Size 900 x 2200 high | Nr | 6 | 4969.8 | 29818.8 | H | H0811016 | Size 900 x 2200 high |  | B2/08/01-C
| B2/08/01 |  | 081100 | D | Size 915 x 2200 high | Nr | 12 | 5052.63 | 60631.56 | H | H0811017 | Size 915 x 2200 high |  | B2/08/01-D
| B2/08/01 |  | 081100 | E | Size 920 x 2300 high | Nr | 15 | 5311.16 | 79667.4 | H | H0811018 | Size 920 x 2300 high |  | B2/08/01-E
| B2/08/01 |  | 081100 | F | Size 1000 x 2200 high | Nr | 7 | 5522 | 38654 | H | H0811019 | Size 1000 x 2200 high |  | B2/08/01-F
| B2/08/01 |  | 081100 | G | Size 1015 x 2200 high | Nr | 24 | 5604.83 | 134515.92 | H | H0811020 | Size 1015 x 2200 high |  | B2/08/01-G
| B2/08/01 |  | 081100 | H | Size 1105 x 2200 high | Nr | 20 | 6101.81 | 122036.2 | H | H0811021 | Size 1105 x 2200 high |  | B2/08/01-H
| B2/08/01 |  | 081100 | J | Size 1115 x 2200 high | Nr | 12 | 6157.03 | 73884.36 | H | H0811022 | Size 1115 x 2200 high |  | B2/08/01-J
| B2/08/01 |  | 081100 | K | Size 1120 x 2200 high | Nr | 10 | 6184.64 | 61846.4 | H | H0811023 | Size 1120 x 2200 high |  | B2/08/01-K
| B2/08/01 |  | 081100 | L | Size 1150 x 2200 high | Nr | 12 | 6157.03 | 73884.36 | H | H0811024 | Size 1150 x 2200 high |  | B2/08/01-L
| B2/08/01 |  | 081100 | M | Size 1200 x 2200 high | Nr | 7 | 6626.4 | 46384.8 | H | H0811025 | Size 1200 x 2200 high |  | B2/08/01-M
| B2/08/01 |  | 081100 | N | Size 1250 x 2000 high | Nr | 12 | 6275 | 75300 | H | H0811026 | Size 1250 x 2000 high |  | B2/08/01-N
| B2/08/01 |  | 081100 | P | Size 1400 x 2200 high | Nr | 1 | 7730.8 | 7730.8 | H | H0811027 | Size 1400 x 2200 high |  | B2/08/01-P
| B2/08/02 |  | 081100 | A | Size 1400 x 2700 high | Nr | 25 | 9487.8 | 237195 | H | H0811028 | Size 1400 x 2700 high |  | B2/08/02-A
| B2/08/02 |  | 081100 | B | Size 1500 x 2200 high | Nr | 48 | 8283 | 397584 | H | H0811029 | Size 1500 x 2200 high |  | B2/08/02-B
| B2/08/02 |  | 081100 | C | Size 1600 x 2100 high | Nr | 10 | 8433.6 | 84336 | H | H0811030 | Size 1600 x 2100 high |  | B2/08/02-C
| B2/08/02 |  | 081100 | D | Size 1600 x 2200 high | Nr | 36 | 8835.2 | 318067.2 | H | H0811031 | Size 1600 x 2200 high |  | B2/08/02-D
| B2/08/02 |  | 081100 | E | Size 1700 x 2200 high | Nr | 36 | 9387.4 | 337946.4 | H | H0811032 | Size 1700 x 2200 high |  | B2/08/02-E
| B2/08/02 |  | 081100 | F | Size 1850 x 2100 high | Nr | 35 | 9751.35 | 341297.25 | H | H0811033 | Size 1850 x 2100 high |  | B2/08/02-F
| B2/08/02 |  | 081100 | G | Size 1950 x 2200 high | Nr | 12 | 10767.9 | 129214.8 | H | H0811034 | Size 1950 x 2200 high |  | B2/08/02-G
| B2/08/02 |  | 081100 | H | Size 1950 x 2330 high | Nr | 1 | 11404.19 | 11404.19 | H | H0811035 | Size 1950 x 2330 high |  | B2/08/02-H
| B2/08/02 |  | 081100 | J | Size 2500 x 2200 high | Nr | 72 | 13805 | 993960 | H | H0811036 | Size 2500 x 2200 high |  | B2/08/02-J
4 | B2/08/02 |  |  |  | Steel sliding doors |  |  |  | 426700
| B2/08/02 |  | 081100 | K | Size 4000 x 2500 high | Nr | 17 | 25100 | 426700 | H | H0811037 | Size 4000 x 2500 high |  | B2/08/02-K
4 | B2/08/02 |  |  |  | Closets doors; fire rated; galvanized steel; steel sheets faced on both sides, polyurethane foam filling core where required, with associated frames and hardware, factory primed for painting; including paint, ironmongery, all necessary fittings and fixings; complete; as specified and shown on Drawings |  |  |  | 44502.3
| B2/08/02 |  | 081100 | L | Size 900 x 1800 high | Nr | 4 | 4066.2 | 16264.8 | H | H0811038 | Size 900 x 1800 high |  | B2/08/02-L
| B2/08/02 |  | 081100 | M | Size 1250 x 1800 high | Nr | 5 | 5647.5 | 28237.5 | H | H0811039 | Size 1250 x 1800 high |  | B2/08/02-M
4 | B2/08/03 |  |  |  | Access steel panels; fabricated from steel sheet faces and frame; including frame, spring closer, paint, ironmongery, fittings and fixings; complete; as specified and shown on Drawings |  |  |  | 61725
| B2/08/03 |  | 083100 | A | Size 600 x 900 mm high | Nr | 30 | 1350 | 40500 | H | H0831006 | Size 600 x 900 mm high |  | B2/08/03-A
| B2/08/03 |  | 083100 | B | Size 650 x 900 mm high | Nr | 10 | 1462.5 | 14625 | H | H0831007 | Size 650 x 900 mm high |  | B2/08/03-B
| B2/08/03 |  | 083100 | C | Size 600 x 1200 mm high | Nr | 2 | 1800 | 3600 | H | H0831008 | Size 600 x 1200 mm high |  | B2/08/03-C
| B2/08/03 |  | 083100 | D | Size 600 x 2000 mm high | Nr | 1 | 3000 | 3000 | H | H0831009 | Size 600 x 2000 mm high |  | B2/08/03-D
3 | B2/08/03 |  |  |  | Electrical closets; galvanized steel; steel sheets faced on both sides, polyurethane foam filling core where required, with associated frames and hardware, factory primed for painting; including paint, ironmongery, all necessary fittings and fixings; complete; as specified and shown on Drawings |  |  |  | 13000
| B2/08/03 |  | 083600 | E | Electrical closets | Item | 1 | 13000 | 13000 | H | H0836002 | Electrical closets -EMC | we assumed provisional quantities 13nos | B2/08/03-E
3 | B2/08/03 |  |  |  | Water tank access panel; galvanized steel sheet on both sides; hollow core; including steel angle frame, bracing, ironmongery, paint fittings and fixings; complete; as specified and shown on Drawings |  |  |  | 0
| B2/08/03 |  | 083100 | F | Water tank access panel | Item | 1 |  | Included | H | H0831011 | Water tank access panel -EMC |  | B2/08/03-F
3 | B2/08/04 |  |  |  | 081416 - FLUSH WOOD DOORS |  |  |  | 627442.15
4 | B2/08/04 |  |  |  | Flush wood doors; semi-solid core; comprising preservative treated softwood framing and noggings faced both sides with 6 mm plywood glued and pressed to framing and lipped on all edges with hardwood, infill with non combustible thermal and acoustic insulating material where required, finished to receive paint; including frames, architraves, hardware set, paint, fittings and fixings; complete; as specified and as per door schedule |  |  |  | 627442.15
| B2/08/04 |  | 081400 | A | Size 750 x 2200 high | Nr | 2 | 4042.5 | 8085 | H | H0814004 | Size 750 x 2200 high |  | B2/08/04-A
| B2/08/04 |  | 081400 | B | Size 900 x 2200 high | Nr | 30 | 4851 | 145530 | H | H0814002 | Size 900 x 2200 high |  | B2/08/04-B
| B2/08/04 |  | 081400 | C | Size 915 x 2200 high | Nr | 36 | 4851 | 174636 | H | H0814002 | Size 900 x 2200 high |  | B2/08/04-C
| B2/08/04 |  | 081400 | D | Size 1105 x 2200 high | Nr | 12 | 5955.95 | 71471.4 | H | H0814003 | Size 1105 x 2200 high |  | B2/08/04-D
| B2/08/04 |  | 081400 | E | Size 1200 x 2200 high | Nr | 2 | 6468 | 12936 | H | H0814005 | Size 1200 x 2200 high |  | B2/08/04-E
| B2/08/04 |  | 081400 | F | Size 1400 x 2700 high | Nr | 1 | 9450 | 9450 | H | H0814020 | Size 1400 x 2700 high |  | B2/08/04-F
| B2/08/04 |  | 081400 | G | Size 1500 x 2200 high | Nr | 5 | 7875 | 39375 | H | H0814021 | Size 1500 x 2100 high |  | B2/08/04-G
| B2/08/04 |  | 081400 | H | Size 1600 x 2200 high | Nr | 7 | 8800 | 61600 | H | H0814022 | Size 1600 x 2200 high |  | B2/08/04-H
| B2/08/04 |  | 081400 | J | Size 2000 x 3000 high | Nr | 5 | 15000 | 75000 | H | H0814023 | Size 2000 x 3000 high |  | B2/08/04-J
| B2/08/04 |  | 081400 | K | Size 2400 x 3000 high | Nr | 1 | 18000 | 18000 | H | H0814024 | Size 2400 x 3000 high |  | B2/08/04-K
| B2/08/04 |  | 081400 | L | Size 1950 x 2330 high | Nr | 1 | 11358.75 | 11358.75 | H | H0814025 | Size 1950 x 2330 high |  | B2/08/04-L
3 | B2/08/05 |  |  |  | 084413 - GLAZED ALUMINUM CURTAIN WALLS |  |  |  | 481572
4 | B2/08/05 |  |  |  | Aluminium alloy stick curtain wall system; pvdf coating finish; including structural steel sub-frames, glazing, fixings, bedding, pointing, flashings, glazing, gaskets and beads, fire stopping materials, ironmongery and operating gear for opening lights and doors, fittings and fixings; complete as specified and shown on Drawings |  |  |  | 481572
| B2/08/05 |  | 084400 | A | Curtain wall system | m² | 294 | 1638 | 481572 | H | H0844001 | Curtain wall system |  | B2/08/05-A
3 | B2/08/05 |  |  |  | 085113 - ALUMINIUM WINDOWS |  |  |  | 40950
4 | B2/08/05 |  |  |  | Windows and screens; aluminium alloy; with powder coating finish; including subframe, fixings, bedding, pointing, glass, glazing gaskets and beads, ironmongery; complete; as specified and shown on Drawings |  |  |  | 40950
| B2/08/05 |  | 084600 | B | Size 1000 x 2000 high | Nr | 3 | 3276 | 9828 | H | H0846001 | Size 1000 x 2000 high |  | B2/08/05-B
| B2/08/05 |  | 084600 | C | Size 1000 x 3000 high | Nr | 1 | 4914 | 4914 | H | H0846002 | Size 1000 x 3000 high |  | B2/08/05-C
| B2/08/05 |  | 084600 | D | Size 1000 x 8000 high | Nr | 2 | 13104 | 26208 | H | H0846003 | Size 1000 x 8000 high |  | B2/08/05-D
3 | B2/08/06 |  |  |  | 089119 - FIXED LOUVERS |  |  |  | 1290800
4 | B2/08/06 |  |  |  | Aluminium alloy fixed louvers; powder coated finish; comprising blades, frame; including steel structure, supports, fittings and fixings; complete; as specified and as shown on Drawings; to |  |  |  | 1290800
| B2/08/06 |  | 089100 | A | Louvers | m² | 392 | 1400 | 548800 | H | H0891001 | Louvers |  | B2/08/06-A
| B2/08/06 |  | 089100 | B | Penthouses | m² | 58 | 1400 | 81200 | H | H0891001 | Louvers |  | B2/08/06-B
| B2/08/06 |  | 089100 | C | Roof enclosure | m² | 472 | 1400 | 660800 | H | H0891001 | Louvers |  | B2/08/06-C
c | B2/08/06 |  |  |  | 08 - OPENINGS
c | B2/08/06 |  |  |  | To Summary
2 | B2/09/01 |  |  |  | 09 - FINISHES |  |  |  | 10807193.98
3 | B2/09/01 |  |  |  | 092400 - PORTLAND CEMENT PLASTERING |  |  |  | 3472497
4 | B2/09/01 |  |  |  | Cement-sand plaster; plain finish; to |  |  |  | 3472497
| B2/09/01 |  | 092400 | A | Walls; 15 thick; internal | m² | 36260 | 89.49 | 3244907.4 | I | I0924101 | Walls; 15 thick; internal |  | B2/09/01-A
| B2/09/01 |  | 092400 | B | Walls; 20 thick; external | m² | 2170 | 104.88 | 227589.6 | I | I0924102 | Walls; 20 thick; external |  | B2/09/01-B
3 | B2/09/01 |  |  |  | 092900 - GYPSUM BOARD |  |  |  | 1035962.22
4 | B2/09/01 |  |  |  | Gypsum boards suspended ceilings; finished to receive paint; including acoustical sealants, upstands, suspension system, edge trims, hangers, fittings and fixings; complete; as specified and shown on drawings; to |  |  |  | 323941.84
| B2/09/01 |  | 092116 | C | Ceilings; type IGYP-01 | m² | 1807 | 135.06 | 244053.42 | I | I0921501 | Ceilings; type IGYP-01 |  | B2/09/01-C
| B2/09/01 |  | 092116 | D | Ceilings; type IGYP-02; moisture resistant | m² | 175 | 143.22 | 25063.5 | I | I0921502 | Ceilings; type IGYP-02; moisture resistant |  | B2/09/01-D
| B2/09/01 |  | 092116 | E | Ceilings; type IGYP-03; moisture resistant | m² | 322 | 143.22 | 46116.84 | I | I0921503 | Ceilings; type IGYP-03; moisture resistant |  | B2/09/01-E
| B2/09/01 |  | 092116 | F | Ceilings; type IGYP-100 | m² | 76 | 114.58 | 8708.08 | I | I0921504 | Ceilings; type IGYP-100 |  | B2/09/01-F
4 | B2/09/01 |  |  |  | Gypsum board dry wall panels; with integral insulation and metal framing; boarded both sides; smooth surface finish; fire rated where applicable; including all necessary fixings and fittings; as shown on Drawings |  |  |  | 712020.38
| B2/09/01 |  | 092116 | G | Partitions; 120 wide | m² | 3466 | 205.43 | 712020.38 | I | I0921601 | Partitions; 120 wide |  | B2/09/01-G
3 | B2/09/02 |  |  |  | 093000 - TILING |  |  |  | 1213333.57
4 | B2/09/02 |  |  |  | Porcelain tiles and fittings; vitrified, with non-slip finish; including cement-sand screed; to |  |  |  | 1029848.32
| B2/09/02 |  | 093010 | A | Floors; 900 x 900; type IPT-01 | m² | 1460 | 352.34 | 514416.4 | I | I0930500 | Floors; 900 x 900; type IPT-01 |  | B2/09/02-A
| B2/09/02 |  | 093010 | B | Floors; 600 x 600; type IPT-02 | m² | 458 | 283.59 | 129884.22 | I | I0930501 | Floors; 600 x 600; type IPT-02 |  | B2/09/02-B
| B2/09/02 |  | 093010 | C | Floors; terrazzo imitation; 600 x 600; type IPT-03 | m² | 446 | 352.34 | 157143.64 | I | I0930502 | Floors; terrazzo imitation; 600 x 600; type IPT-03 |  | B2/09/02-C
| B2/09/02 |  | 093010 | D | Floors; 300 x 300; type IPT-100 | m² | 148 | 226.87 | 33576.76 | I | I0930503 | Floors; 300 x 300; type IPT-100 |  | B2/09/02-D
| B2/09/02 |  | 093010 | E | Skirtings; type IPTB-01 | m | 1422 | 90.16 | 128207.52 | I | I0930600 | Skirtings; type IPTB-01 |  | B2/09/02-E
| B2/09/02 |  | 093010 | F | Skirtings; type IPTB-02 | m | 381 | 87.7 | 33413.7 | I | I0930601 | Skirtings; type IPTB-02 |  | B2/09/02-F
| B2/09/02 |  | 093010 | G | Skirtings; terrazzo imitation; type IPTB-03 | m | 260 | 120.16 | 31241.6 | I | I0930602 | Skirtings; terrazzo imitation; type IPTB-03 |  | B2/09/02-G
| B2/09/02 |  | 093010 | H | Skirtings; type IPTB-100 | m | 28 | 70.16 | 1964.48 | I | I0930603 | Skirtings; type IPTB-100 |  | B2/09/02-H
4 | B2/09/02 |  |  |  | Porcelain tiles and fittings; vitrified sating glazed with cushion edges and spaces lugs; to |  |  |  | 183485.25
| B2/09/02 |  | 093010 | J | Walls; 300 x 600; type IPT-04 | m² | 765 | 239.85 | 183485.25 | I | I0930800 | Walls; 300 x 600; type IPT-04 |  | B2/09/02-J
3 | B2/09/02 |  |  |  | 095133 - ACOUSTICAL METAL PAN CEILINGS |  |  |  | 312000
4 | B2/09/02 |  |  |  | Metal panel suspended ceilings; comprising clip-in- micro perforated powder coated aluminium ceiling tiles with fiberglass infill, square edges, flat surface; including concealed suspension system, hangers, angles and edge trims; complete; as specified; to |  |  |  | 162825
| B2/09/02 |  | 095100 | K | Ceilings; 600 x 600 mm; type IACT-01 | m² | 835 | 195 | 162825 | I | I0951500 | Acoustic Ceilings; 600 x 600 mm; type IACT-01 |  | B2/09/02-K
4 | B2/09/03 |  |  |  | Combination gypsum board and metal panel suspended ceilings; including paint on gypsum, suspension system, hangers, angles and edge trims; complete; as specified and shown on drawings; to |  |  |  | 149175
| B2/09/03 |  | 095100 | A | Ceilings; combination of types IGYP-01 and IACT-01 | m² | 765 | 195 | 149175 | I | I0951500 | Acoustic Ceilings; 600 x 600 mm; type IACT-01 |  | B2/09/03-A
3 | B2/09/03 |  |  |  | 096816 - SHEET CARPETING |  |  |  | 457195.08
4 | B2/09/03 |  |  |  | Heavy duty best quality carpet wall to wall; including trowelled smooth cement-sand screed; to |  |  |  | 457195.08
| B2/09/03 |  | 096800 | B | Floors; type ICPR-01 | m² | 242 | 583.64 | 141240.88 | I | I0968500 | Broadloom carpet -Beige with pattern-ICPR-01 |  | B2/09/03-B
| B2/09/03 |  | 096800 | C | Floors; type ICPR-02 | m² | 484 | 427.39 | 206856.76 | I | I0968501 | Broadloom carpet -Grey ICPR-02 |  | B2/09/03-C
| B2/09/03 |  | 096800 | D | Floors; type ICPR-03 | m² | 59 | 466.92 | 27548.28 | I | I0968502 | Broadloom carpet -Beige ICPR-03 |  | B2/09/03-D
| B2/09/03 |  | 096400 | E | Skirtings; 100 high wood; type IWDB-01 | m | 812 | 100.43 | 81549.16 | I | I0964001 | 70mm high; skirting; ref WD-06 |  | B2/09/03-E
3 | B2/09/03 |  |  |  | 096900 - ACCESS FLOORING |  |  |  | 581108.11
4 | B2/09/03 |  |  |  | Raised access floors; comprising stainless steel modular panels; including adjustable metal pedestals, accessories fittings and fixings; complete; as specified and shown on drawings |  |  |  | 581108.11
| B2/09/03 |  | 096900 | F | Floors; finished with carpet; type ICPR-03 | m² | 649 | 895.39 | 581108.11 | I | I096901 | Raised access flooring system with Cement-screed and epoxy flooring |  | B2/09/03-F
3 | B2/09/03 |  |  |  | 099113 - EXTERIOR PAINTING |  |  |  | 158410
4 | B2/09/03 |  |  |  | External acrylic emulsion paint, resin based, water-resistant suitable for repeated washing and scrubbing; to concrete, masonry, render and plaster; to |  |  |  | 158410
| B2/09/03 |  | 099100 | G | Walls | m² | 2170 | 73 | 158410 | I | I0993103 | Acrylic based texture paint external |  | B2/09/03-G
3 | B2/09/04 |  |  |  | 099123 - INTERIOR PAINTING |  |  |  | 2752920
4 | B2/09/04 |  |  |  | Interior acrylic emulsion paint; resin based, water-resistant suitable for repeated washing and scrubbing, to concrete, masonry, render and plaster; to |  |  |  | 2752920
| B2/09/04 |  | 099100 | A | Walls; type IPNT-01 | m² | 7982 | 49 | 391118 | I | I0993101 | Interior acrylic emulsion paint; type IPNT-01/IPNT-02/IPNT-03/IPNT-100 |  | B2/09/04-A
| B2/09/04 |  | 099100 | B | Walls; type IPNT-02 | m² | 414 | 49 | 20286 | I | I0993101 | Interior acrylic emulsion paint; type IPNT-01/IPNT-02/IPNT-03/IPNT-100 |  | B2/09/04-B
| B2/09/04 |  | 099100 | C | Walls; type IPNT-03 | m² | 196 | 49 | 9604 | I | I0993101 | Interior acrylic emulsion paint; type IPNT-01/IPNT-02/IPNT-03/IPNT-100 |  | B2/09/04-C
| B2/09/04 |  | 099100 | D | Walls; type IPNT-04 | m² | 1098 | 250 | 274500 | I | I0993102 | Special Paint; type IPNT-04 |  | B2/09/04-D
| B2/09/04 |  | 099100 | E | Walls; type IPNT-100 | m² | 98 | 49 | 4802 | I | I0993101 | Interior acrylic emulsion paint; type IPNT-01/IPNT-02/IPNT-03/IPNT-100 |  | B2/09/04-E
| B2/09/04 |  | 099100 | F | Walls | m² | 30563 | 49 | 1497587 | I | I0993101 | Interior acrylic emulsion paint; type IPNT-01/IPNT-02/IPNT-03/IPNT-100 |  | B2/09/04-F
| B2/09/04 |  | 099100 | G | Ceilings | m² | 11327 | 49 | 555023 | I | I0993101 | Interior acrylic emulsion paint; type IPNT-01/IPNT-02/IPNT-03/IPNT-100 |  | B2/09/04-G
3 | B2/09/04 |  |  |  | 099600 - HIGH-PERFORMANCE COATINGS |  |  |  | 823768
4 | B2/09/04 |  |  |  | Heavy duty epoxy concrete floor sealer; water dispersed, slip resistant, coloured, sealer and dust proofer to trowelled smooth surfaces; to |  |  |  | 823768
| B2/09/04 |  | 096716 | H | Floors; type IEP-100 | m² | 8954 | 92 | 823768 | I | I0967160 | Floors; type IEP-100 |  | B2/09/04-H
c | B2/09/04 |  |  |  | 09- FINISHES
c | B2/09/04 |  |  |  | To Summary
2 | B2/10/01 |  |  |  | 10 - SPECIALTIES |  |  |  | 1620344.75
3 | B2/10/01 |  |  |  | 101423 - PANEL SIGNAGE |  |  |  | 92500
4 | B2/10/01 |  |  |  | Supply and install internal and external signs; comprising identification, directional, label, information signs, logos; including pre-drilled aluminium shim-plates, base plates, suspension system, fittings and fixings; complete; as specified and shown on drawings |  |  |  | 92500
| B2/10/01 |  | 101400 | A | Type DR102 | Nr | 8 | 7500 | 60000 | J | J1014001 | Type DR102 | Signage Quantity is not appropriate | B2/10/01-A
| B2/10/01 |  | 101400 | B | Type ID103 | Nr | 4 | 2500 | 10000 | J | J1014002 | Type ID103 | Signage Quantity is not appropriate | B2/10/01-B
| B2/10/01 |  | 101400 | C | Type ID107 | Nr | 1 | 2500 | 2500 | J | J1014004 | Type ID107 | Signage Quantity is not appropriate | B2/10/01-C
| B2/10/01 |  | 101400 | D | Type ID201 | Nr | 8 | 2500 | 20000 | J | J1014005 | Type ID201 | Signage Quantity is not appropriate | B2/10/01-D
3 | B2/10/01 |  |  |  | 102113 - TOILET COMPARTMENTS |  |  |  | 62901
4 | B2/10/01 |  |  |  | Toilet and shower compartments; comprising high pressure laminated factory finished partitions and doors; including pilaster shoes and sleeves, brackets, door stop and hook; hardware and ironmongery; fittings and fixings; complete; as specified and as shown on Drawings |  |  |  | 62901
| B2/10/01 |  | 102110 | E | Cubical partitions including doors | m² | 123 | 472 | 58056 | J | J1021101 | Cubical partitions including doors |  | B2/10/01-E
| B2/10/01 |  | 102110 | F | Urinal partition | Nr | 5 | 969 | 4845 | J | J1021102 | Urinal partition |  | B2/10/01-F
3 | B2/10/01 |  |  |  | 102219 - DEMOUNTABLE PARTITIONS |  |  |  | 950443.75
4 | B2/10/01 |  |  |  | Glazed partitions; including glazing gaskets, glass, doors, sealant, ironmongery, fittings and fixings; complete; as specified and shown on drawings |  |  |  | 950443.75
| B2/10/01 |  | 102215 | G | Glazed partitions | m² | 631 | 1506.25 | 950443.75 | J | J1022151 | Glazed partitions |  | B2/10/01-G
| B2/10/02 |  | 102215 | A | Extra over for door opening | Nr | 42 |  | Included | J | J1022152 | Extra over for door opening |  | B2/10/02-A
3 | B2/10/02 |  |  |  | 102800 - TOILET, BATH, AND LAUNDRY ACCESSORIES |  |  |  | 290000
4 | B2/10/02 |  |  |  | Toilet accessories; including fixing; as specified and as sanitary accessories schedule. |  |  |  | 290000
| B2/10/02 |  | 102800 | B | Toilet accessories (Number of toilets=48) | item | 1 | 240000 | 240000 | J | J1028002 | Toilet accessories (Number of toilets=48) | We consider Provisional rate | B2/10/02-B
| B2/10/02 |  | 102800 | C | Toilet accessories (ADA toilets=10) | item | 1 | 50000 | 50000 | J | J1028006 | Toilet accessories (ADA toilets=10) | We consider Provisional rate | B2/10/02-C
3 | B2/10/02 |  |  |  | 10440 - FIRE EXTINGUISHER |  |  |  | 224500
4 | B2/10/02 |  |  |  | Portable Fire Extinguishers including fixing brackets to concrete, block work or metalwork |  |  |  | 224000
| B2/10/02 |  | 104400 | D | Type FE-1 | Nr | 205 | 750 | 153750 | J | J1044001 | Type FE-1 ABC |  | B2/10/02-D
| B2/10/02 |  | 104400 | E | Type FE-2 | Nr | 76 | 875 | 66500 | J | J1044002 | Type FE-2 CO2 |  | B2/10/02-E
| B2/10/02 |  | 104400 | F | Type FE-3 | Nr | 1 | 1875 | 1875 | J | J1044003 | Type FE-3 |  | B2/10/02-F
| B2/10/02 |  | 104400 | G | Type WFE1 | Nr | 1 | 1875 | 1875 | J | J1044004 | Type WFE1 |  | B2/10/02-G
4 | B2/10/02 |  |  |  | Fire Blanket |  |  |  | 500
| B2/10/02 |  | 104400 | H | Type FB-1 | Nr | 2 | 250 | 500 | J | J1044005 | Type FB-1 |  | B2/10/02-H
c | B2/10/02 |  |  |  | 10 - SPECIALTIES
c | B2/10/02 |  |  |  | To Summary
2 | B2/11/01 |  |  |  | 11 - EQUIPMENT |  |  |  | 7195375
3 | B2/11/01 |  |  |  | 111200 - PARKING CONTROL EQUIPMENT |  |  |  | 250000
4 | B2/11/01 |  |  |  | Parking Access Control ; |  |  |  | 250000
| B2/11/01 |  | 111200 | A | Automatic barrier gates; | Nr | 4 | 62500 | 250000 | K | K1112001 | Automatic barrier gates; | We consider Provisional rate | B2/11/01-A
| B2/11/01 |  | 111200 | B | Vehicle detector: Loop Detector and Infra Red sensors; | Nr | 4 |  | Included | K | K1112002 | Parking barrier accessories |  | B2/11/01-B
| B2/11/01 |  | 111200 | C | Controller; | Nr | 4 |  | Included | K | K1112002 | Parking barrier accessories |  | B2/11/01-C
| B2/11/01 |  | 111200 | D | Remote RFID reader; | Nr | 4 |  | Included | K | K1112002 | Parking barrier accessories |  | B2/11/01-D
4 | B2/11/01 |  |  |  | Spare Parts, Tools and Instruments; |  |  |  | 0
| B2/11/01 |  | 111200 | E | Set of spare parts; | Item | 1 |  | Included | K | K1112002 | Parking barrier accessories |  | B2/11/01-E
| B2/11/01 |  | 111200 | F | Set of tools and instruments; | Item | 1 |  | Included | K | K1112002 | Parking barrier accessories |  | B2/11/01-F
3 | B2/11/01 |  |  |  | 112600 - UNIT KITCHENS |  |  |  | 6945375
4 | B2/11/01 |  |  |  | Supply and install the following kitchen appliances; complete; as specified, schedule, and as shown on Drawings. |  |  |  | 31625
| B2/11/01 |  | 113000 | G | Kitchen appliances | Item | 1 | 31625 | 31625 | K | K1130002 | Kitchen appliance - EMC | We consider provisional sum | B2/11/01-G
4 | B2/11/01 |  |  |  | 118230 - WASTE HANDLING EQUIPMENT |  |  |  | 663750
| B2/11/01 |  | 118200 | H | 1100 Liter HDPE wheelie waste bins as specified. | Nr | 10 | 6250 | 62500 | K | K1182002 | 1100 Liter HDPE wheelie waste bins as specified. |  | B2/11/01-H
| B2/11/01 |  | 118200 | J | Hazardous Cabinet as specified | Nr | 33 | 12500 | 412500 | K | K1182003 | Hazardous Cabinet as specified |  | B2/11/01-J
| B2/11/02 |  | 118200 | A | Allowance for installation of 240 Liter HDPE wheelie waste bins as specified. | Nr | 99 | 1875 | 185625 | K | K1182001 | Allowance for installation of 240 Liter HDPE wheelie waste bins as specified. |  | B2/11/02-A
| B2/11/02 |  | 118200 | B | Oil Caddy as specified | Nr | 1 | 3125 | 3125 | K | K1182004 | Oil Caddy as specified |  | B2/11/02-B
4 | B2/11/02 |  |  |  | 114000 - KITCHEN EQUIPMENT |  |  |  | 6250000
5 | B2/11/02 |  |  |  | Provide Equipment for regeneration kitchen that includes the following equipment and not limited to: walk-in fridge, walk-in freezer, |  |  |  | 0
5 | B2/11/02 |  |  |  | Pass Through Fridge, Pass Through Hot Holding, Hand Sinks, Electronic Faucet, Dish Dispenser, Cutlery Dispenser, Tray Slider, Drop-In Cold Well, Sneeze Guard, Drop-In Hot Well, |  |  |  | 0
5 | B2/11/02 |  |  |  | Dessert Display, Beverage Fridge, Hot Beverage Dispenser, Hot Water Dispenser, Ice Dispenser, Tray Collector, Water Cooler, Hood Type Dishwasher, Condensation Exhaust Hood, |  |  |  | 0
5 | B2/11/02 |  |  |  | Soil Dishtable, Sorting Shelf, Clean Dishtable, Hand Sink with soap & towel dispensers, waste bin (faucet foot operated), Faucet with Pre-Rinse, Rack Dolly, Dish Dolly, Insect Destroyer (Glue Type), |  |  |  | 6250000
| B2/11/02 |  | 114000 | C | Hood Type I with fire suppression, Combi Ovens, two well fryer (12.5-liter capacity), 6 Hob Induction Range., Tilting Quick Boiling Kettle, One Table with Bain Marie, Two Table with sink | Item | 1 | 6250000 | 6250000 | K | K1140001 | Provide Equipment for regeneration kitchen that includes the following equipment and not limited to: upright fridge, Microwave, hot water dispenser, hot beverage dispenser, sink (Provisional sum) | No details available so We consider provisional sum | B2/11/02-C
c | B2/11/02 |  |  |  | 11 - EQUIPMENT
c | B2/11/02 |  |  |  | To Summary
2 | B2/12/01 |  |  |  | 12 - FURNISHINGS |  |  |  | 1239735.82
3 | B2/12/01 |  |  |  | 120000 - FURNITURE |  |  |  | 600000
4 | B2/12/01 |  |  |  | Supply and install furniture at location; including all accessories, assembling and fixings; complete; as specified and as per furniture layout, FF&E schedule, and specification |  |  |  | 600000
| B2/12/01 |  | 125000 | A | Furniture | Item | 1 | 600000 | 600000 | L | L1250002 | Furniture - EMC Provisional sum | Consider Provisional sum due to non availabilty of details | B2/12/01-A
3 | B2/12/01 |  |  |  | 123661 - SIMULATED STONE COUNTERTOPS |  |  |  | 559403.82
4 | B2/12/01 |  |  |  | Pantry cabinet; comprising solid surface countertop, backsplash, plastic laminate finish to all exposed surface carcass; including drawers, doors, shelves, dividers, skirting, timber support framing and blocking, filler piece, ironmongery, accessories, fittings and fixings; complete; as specified and as shown on Drawings. |  |  |  | 492757.02
| B2/12/01 |  | 123200 | B | Pantry floor and wall mounted cabinets | Nr | 14 | 35196.93 | 492757.02 | L | L1232002 | Pantry floor and wall mounted cabinets-EMC | We assumed Provisonal rate | B2/12/01-B
4 | B2/12/01 |  |  |  | Vanity counter; comprising solid surface counter top and fascia; including steel supports, fittings and fixings; complete; as specified and as shown on Drawings. |  |  |  | 66646.8
| B2/12/01 |  | 123600 | C | Vanity counter | item | 1 | 66646.8 | 66646.8 | L | L1236002 | Vanity counter - EMC | We assumed Provisonal rate | B2/12/01-C
3 | B2/12/01 |  |  |  | Ablution seats; comprising solid surface material; including fixings; complete; as specified and shown on Drawings |  |  |  | 80332
| B2/12/01 |  | 125200 | D | Size 400 x 400 x 400 high | Nr | 14 | 5738 | 80332 | L | L1252001 | Ablution seat Size 400 x 400 x 400 high |  | B2/12/01-D
c | B2/12/01 |  |  |  | 12- FURNISHINGS
c | B2/12/01 |  |  |  | To Summary
2 | B2/14/01 |  |  |  | 14 - CONVEYING EQUIPMENT |  |  |  | 6100000
3 | B2/14/01 |  |  |  | 142100 - ELECTRIC TRACTION ELEVATORS |  |  |  | 6100000
4 | B2/14/01 |  |  |  | Supply and installation of Remote monitoring and command system (central monitoring system (cms)); supply/installation and commissioning of remote monitoring and command system for the elevators ; |  |  |  | 0
| B2/14/01 |  | 142000 | A | Central monitoring system (cms); | Item | 1 |  | Included in Lift | N | N1421010 | Central monitoring system (cms); |  | B2/14/01-A
4 | B2/14/01 |  |  |  | Supply and installation of Service lifts; machine-room-less type; complete including all necessary installation as described in specifications. |  |  |  | 6100000
| B2/14/01 |  | 142000 | B | 1600 kg; 1.0 m/s; | Nr | 20 | 305000 | 6100000 | N | N1421001 | SE-01; 1600 kg; 1.0 m/s; |  | B2/14/01-B
2 | B2/21/01 |  |  |  | 21 - FIRE SUPPRESSION |  |  |  | 6604209.27
3 | B2/21/01 |  |  |  | Sprinklers |  |  |  | 122239.25
| B2/21/01 | 200000 | 210000 | A | Type SP-1 (UPRIGHT) | Nr | 903 | 47.75 | 43118.25 | U | U2100027 | Type SP-1 (UPRIGHT) |  | B2/21/01-A
| B2/21/01 | 200000 | 210000 | B | Type SP-2 (PENDENT) | Nr | 454 | 63.5 | 28829 | U | U2100028 | Type SP-2 (PENDENT) |  | B2/21/01-B
| B2/21/01 | 200000 | 210000 | C | Type SP-4 (CMDA) | Nr | 792 | 63.5 | 50292 | U | U2100029 | Type SP-4 (CMDA) |  | B2/21/01-C
3 | B2/21/01 |  |  |  | Zone Valve assembly |  |  |  | 86908.47
| B2/21/01 | 200000 | 210000 | D | 150 dia | Nr | 19 | 4574.13 | 86908.47 | U | U2100030 | 150 dia |  | B2/21/01-D
3 | B2/21/01 |  |  |  | Automatic air valves |  |  |  | 12348
| B2/21/01 | 200000 | 210000 | E | 20 dia | Nr | 18 | 686 | 12348 | U | U2100031 | 20 dia |  | B2/21/01-E
3 | B2/21/01 |  |  |  | Alarm Check Valve assembly |  |  |  | 232132.5
| B2/21/01 | 200000 | 210000 | F | 150 dia | Nr | 18 | 12896.25 | 232132.5 | U | U2100032 | 150 dia |  | B2/21/01-F
3 | B2/21/01 |  |  |  | Check Valve |  |  |  | 15023.34
| B2/21/01 | 200000 | 210000 | G | 150 dia | Nr | 18 | 834.63 | 15023.34 | U | U2100033 | 150 dia |  | B2/21/01-G
3 | B2/21/01 |  |  |  | OS&Y Valve |  |  |  | 27150.84
| B2/21/01 | 200000 | 210000 | H | 150 dia | Nr | 18 | 1508.38 | 27150.84 | U | U2100034 | 150 dia |  | B2/21/01-H
3 | B2/21/01 |  |  |  | Fire Department Connection (Siamese Connection) |  |  |  | 32737.5
| B2/21/01 | 200000 | 210000 | J | Type SC-1 | Nr | 18 | 1818.75 | 32737.5 | U | U2100035 | Type SC-1 |  | B2/21/01-J
3 | B2/21/01 |  |  |  | Test and Drain Valves |  |  |  | 14285.34
| B2/21/01 | 200000 | 210000 | K | 25 dia | Nr | 18 | 793.63 | 14285.34 | U | U2100036 | 25 dia |  | B2/21/01-K
3 | B2/21/01 |  |  |  | Flushing Connections |  |  |  | 12080.34
| B2/21/01 | 200000 | 210000 | L | 40 dia | Nr | 18 | 671.13 | 12080.34 | U | U2100037 | 40 dia |  | B2/21/01-L
3 | B2/21/02 |  |  |  | Inspector Test Connections |  |  |  | 1016.5
| B2/21/02 | 200000 | 210000 | A | 25 dia | Nr | 19 | 53.5 | 1016.5 | U | U2100038 | 25 dia |  | B2/21/02-A
3 | B2/21/02 |  |  |  | Spare parts as specified |  |  |  | 0
3 | B2/21/02 |  |  |  | Galvanized Steel drain pipes |  |  |  | 10323
| B2/21/02 | 200000 | 210000 | B | 32 dia | m | 186 | 55.5 | 10323 | U | U2100039 | 32 dia |  | B2/21/02-B
3 | B2/21/02 |  |  |  | Galvanized steel pipes to ASTM A135, with rolled groove couplings, hangers and supports, accessories and installation |  |  |  | 862026.69
| B2/21/02 | 200000 | 210000 | C | 25 dia | m | 2700 | 46.25 | 124875 | U | U2100040 | 25 dia |  | B2/21/02-C
| B2/21/02 | 200000 | 210000 | D | 32 dia | m | 3565 | 55.5 | 197857.5 | U | U2100041 | 32 dia |  | B2/21/02-D
| B2/21/02 | 200000 | 210000 | E | 40 dia | m | 2150 | 82.13 | 176579.5 | U | U2100042 | 40 dia |  | B2/21/02-E
| B2/21/02 | 200000 | 210000 | F | 50 dia | m | 421 | 96.5 | 40626.5 | U | U2100043 | 50 dia |  | B2/21/02-F
| B2/21/02 | 200000 | 210000 | G | 65 dia | m | 388 | 128.88 | 50005.44 | U | U2100044 | 65 dia |  | B2/21/02-G
| B2/21/02 | 200000 | 210000 | H | 80 dia | m | 452 | 176.25 | 79665 | U | U2100045 | 80 dia |  | B2/21/02-H
| B2/21/02 | 200000 | 210000 | J | 100 dia | m | 285 | 244.75 | 69753.75 | U | U2100046 | 100 dia |  | B2/21/02-J
| B2/21/02 | 200000 | 210000 | K | 150 dia | m | 300 | 408.88 | 122664 | U | U2100047 | 150 dia |  | B2/21/02-K
3 | B2/21/02 |  |  |  | CLEAN AGENT SYSTEM PROTECTION |  |  |  | 5175937.5
| B2/21/02 | 200000 | 210000 | L | Complete Novec 1230 system serving Electrical Room in Ground Floor as specified and shown on design drawings including acting and standby cylinders, valves, Instrumentation, controls and control panel, and all necessary accessories | Item | 1 | 112500 | 112500 | U | U2100048 | Complete Novec 1230 system serving Electrical Room in Ground Floor as specified and shown on design drawings including acting and standby cylinders, valves, Instrumentation, controls and control panel, and all necessary accessories |  | B2/21/02-L
| B2/21/03 | 200000 | 210000 | A | Complete Novec 1230 system serving Communication in Ground Floor as specified and shown on design drawings including acting and standby cylinders, valves, Instrumentation, controls and control panel, and all necessary accessories | Item | 1 | 94687.5 | 94687.5 | U | U2100049 | Complete Novec 1230 system serving Communication in Ground Floor as specified and shown on design drawings including acting and standby cylinders, valves, Instrumentation, controls and control panel, and all necessary accessories |  | B2/21/03-A
| B2/21/03 | 200000 | 210000 | B | Complete Novec 1230 system serving Communication Room in Mezzanine as specified and shown on design drawings including acting and standby cylinders, valves, Instrumentation, controls and control panel, and all necessary accessories | Item | 1 | 93750 | 93750 | U | U2100050 | Complete Novec 1230 system serving Communication Room in Mezzanine as specified and shown on design drawings including acting and standby cylinders, valves, Instrumentation, controls and control panel, and all necessary accessories |  | B2/21/03-B
| B2/21/03 | 200000 | 210000 | C | Complete Novec 1230 system serving Communication in Ground Floor as specified and shown on design drawings including acting and standby cylinders, valves, Instrumentation, controls and control panel, and all necessary accessories | Item | 1 | 93750 | 93750 | U | U2100051 | Complete Novec 1230 system serving Communication in Ground Floor as specified and shown on design drawings including acting and standby cylinders, valves, Instrumentation, controls and control panel, and all necessary accessories |  | B2/21/03-C
| B2/21/03 | 200000 | 210000 | D | Complete Novec 1230 system serving Communication Room in Mezzanine as specified and shown on design drawings including acting and standby cylinders, valves, Instrumentation, controls and control panel, and all necessary accessories | Item | 1 | 93750 | 93750 | U | U2100052 | Complete Novec 1230 system serving Communication Room in Mezzanine as specified and shown on design drawings including acting and standby cylinders, valves, Instrumentation, controls and control panel, and all necessary accessories |  | B2/21/03-D
| B2/21/03 | 200000 | 210000 | E | Complete Novec 1230 system serving Communication in Ground Floor as specified and shown on design drawings including acting and standby cylinders, valves, Instrumentation, controls and control panel, and all necessary accessories | Item | 1 | 93750 | 93750 | U | U2100053 | Complete Novec 1230 system serving Communication in Ground Floor as specified and shown on design drawings including acting and standby cylinders, valves, Instrumentation, controls and control panel, and all necessary accessories |  | B2/21/03-E
| B2/21/04 | 200000 | 210000 | A | Complete Novec 1230 system serving Communication Room in Mezzanine as specified and shown on design drawings including acting and standby cylinders, valves, Instrumentation, controls and control panel, and all necessary accessories | Item | 1 | 93750 | 93750 | U | U2100054 | Complete Novec 1230 system serving Communication Room in Mezzanine as specified and shown on design drawings including acting and standby cylinders, valves, Instrumentation, controls and control panel, and all necessary accessories |  | B2/21/04-A
| B2/21/04 | 200000 | 210000 | B | Complete Novec 1230 system serving Communication in Ground Floor as specified and shown on design drawings including acting and standby cylinders, valves, Instrumentation, controls and control panel, and all necessary accessories | Item | 1 | 93750 | 93750 | U | U2100055 | Complete Novec 1230 system serving Communication in Ground Floor as specified and shown on design drawings including acting and standby cylinders, valves, Instrumentation, controls and control panel, and all necessary accessories |  | B2/21/04-B
| B2/21/04 | 200000 | 210000 | C | Complete Novec 1230 system serving Communication Room in Mezzanine as specified and shown on design drawings including acting and standby cylinders, valves, Instrumentation, controls and control panel, and all necessary accessories | Item | 1 | 93750 | 93750 | U | U2100056 | Complete Novec 1230 system serving Communication Room in Mezzanine as specified and shown on design drawings including acting and standby cylinders, valves, Instrumentation, controls and control panel, and all necessary accessories |  | B2/21/04-C
| B2/21/04 | 200000 | 210000 | D | Complete Novec 1230 system serving Communication in Ground Floor as specified and shown on design drawings including acting and standby cylinders, valves, Instrumentation, controls and control panel, and all necessary accessories | Item | 1 | 93750 | 93750 | U | U2100057 | Complete Novec 1230 system serving Communication in Ground Floor as specified and shown on design drawings including acting and standby cylinders, valves, Instrumentation, controls and control panel, and all necessary accessories |  | B2/21/04-D
| B2/21/04 | 200000 | 210000 | E | Complete Novec 1230 system serving Communication Room in Mezzanine as specified and shown on design drawings including acting and standby cylinders, valves, Instrumentation, controls and control panel, and all necessary accessories | Item | 1 | 93750 | 93750 | U | U2100058 | Complete Novec 1230 system serving Communication Room in Mezzanine as specified and shown on design drawings including acting and standby cylinders, valves, Instrumentation, controls and control panel, and all necessary accessories |  | B2/21/04-E
| B2/21/05 | 200000 | 210000 | A | Complete Novec 1230 system serving Electrical Room in Ground Floor as specified and shown on design drawings including acting and standby cylinders, valves, Instrumentation, controls and control panel, and all necessary accessories | Item | 1 | 93750 | 93750 | U | U2100059 | Complete Novec 1230 system serving Electrical Room in Ground Floor as specified and shown on design drawings including acting and standby cylinders, valves, Instrumentation, controls and control panel, and all necessary accessories |  | B2/21/05-A
| B2/21/05 | 200000 | 210000 | B | Complete Novec 1230 system serving Communication in Ground Floor as specified and shown on design drawings including acting and standby cylinders, valves, Instrumentation, controls and control panel, and all necessary accessories | Item | 1 | 93750 | 93750 | U | U2100060 | Complete Novec 1230 system serving Communication in Ground Floor as specified and shown on design drawings including acting and standby cylinders, valves, Instrumentation, controls and control panel, and all necessary accessories |  | B2/21/05-B
| B2/21/05 | 200000 | 210000 | C | Complete Novec 1230 system serving Communication Room in Mezzanine as specified and shown on design drawings including acting and standby cylinders, valves, Instrumentation, controls and control panel, and all necessary accessories | Item | 1 | 93750 | 93750 | U | U2100061 | Complete Novec 1230 system serving Communication Room in Mezzanine as specified and shown on design drawings including acting and standby cylinders, valves, Instrumentation, controls and control panel, and all necessary accessories |  | B2/21/05-C
| B2/21/05 | 200000 | 210000 | D | Complete Novec 1230 system serving MV Room in Ground Floor as specified and shown on design drawings including acting and standby cylinders, valves, Instrumentation, controls and control panel, and all necessary accessories | Item | 1 | 93750 | 93750 | U | U2100062 | Complete Novec 1230 system serving MV Room in Ground Floor as specified and shown on design drawings including acting and standby cylinders, valves, Instrumentation, controls and control panel, and all necessary accessories |  | B2/21/05-D
| B2/21/05 | 200000 | 210000 | E | Complete Novec 1230 system serving LV Room in Ground Floor as specified and shown on design drawings including acting and standby cylinders, valves, Instrumentation, controls and control panel, and all necessary accessories | Item | 1 | 93750 | 93750 | U | U2100063 | Complete Novec 1230 system serving LV Room in Ground Floor as specified and shown on design drawings including acting and standby cylinders, valves, Instrumentation, controls and control panel, and all necessary accessories |  | B2/21/05-E
| B2/21/06 | 200000 | 210000 | A | Complete Novec 1230 system serving Electrical Room in Ground Floor as specified and shown on design drawings including acting and standby cylinders, valves, Instrumentation, controls and control panel, and all necessary accessories | Item | 1 | 93750 | 93750 | U | U2100064 | Complete Novec 1230 system serving Electrical Room in Ground Floor as specified and shown on design drawings including acting and standby cylinders, valves, Instrumentation, controls and control panel, and all necessary accessories |  | B2/21/06-A
| B2/21/06 | 200000 | 210000 | B | Complete Novec 1230 system serving Communication in Ground Floor as specified and shown on design drawings including acting and standby cylinders, valves, Instrumentation, controls and control panel, and all necessary accessories | Item | 1 | 93750 | 93750 | U | U2100065 | Complete Novec 1230 system serving Communication in Ground Floor as specified and shown on design drawings including acting and standby cylinders, valves, Instrumentation, controls and control panel, and all necessary accessories |  | B2/21/06-B
| B2/21/06 | 200000 | 210000 | C | Complete Novec 1230 system serving Communication Room in Mezzanine as specified and shown on design drawings including acting and standby cylinders, valves, Instrumentation, controls and control panel, and all necessary accessories | Item | 1 | 93750 | 93750 | U | U2100066 | Complete Novec 1230 system serving Communication Room in Mezzanine as specified and shown on design drawings including acting and standby cylinders, valves, Instrumentation, controls and control panel, and all necessary accessories |  | B2/21/06-C
| B2/21/06 | 200000 | 210000 | D | Complete Novec 1230 system serving Communication in Ground Floor as specified and shown on design drawings including acting and standby cylinders, valves, Instrumentation, controls and control panel, and all necessary accessories | Item | 1 | 93750 | 93750 | U | U2100067 | Complete Novec 1230 system serving Communication in Ground Floor as specified and shown on design drawings including acting and standby cylinders, valves, Instrumentation, controls and control panel, and all necessary accessories |  | B2/21/06-D
| B2/21/06 | 200000 | 210000 | E | Complete Novec 1230 system serving Communication Room in Mezzanine as specified and shown on design drawings including acting and standby cylinders, valves, Instrumentation, controls and control panel, and all necessary accessories | Item | 1 | 93750 | 93750 | U | U2100068 | Complete Novec 1230 system serving Communication Room in Mezzanine as specified and shown on design drawings including acting and standby cylinders, valves, Instrumentation, controls and control panel, and all necessary accessories |  | B2/21/06-E
| B2/21/07 | 200000 | 210000 | A | Complete Novec 1230 system serving Communication in Ground Floor as specified and shown on design drawings including acting and standby cylinders, valves, Instrumentation, controls and control panel, and all necessary accessories | Item | 1 | 93750 | 93750 | U | U2100069 | Complete Novec 1230 system serving Communication in Ground Floor as specified and shown on design drawings including acting and standby cylinders, valves, Instrumentation, controls and control panel, and all necessary accessories |  | B2/21/07-A
| B2/21/07 | 200000 | 210000 | B | Complete Novec 1230 system serving Communication Room in Mezzanine as specified and shown on design drawings including acting and standby cylinders, valves, Instrumentation, controls and control panel, and all necessary accessories | Item | 1 | 93750 | 93750 | U | U2100070 | Complete Novec 1230 system serving Communication Room in Mezzanine as specified and shown on design drawings including acting and standby cylinders, valves, Instrumentation, controls and control panel, and all necessary accessories |  | B2/21/07-B
| B2/21/07 | 200000 | 210000 | C | Complete Novec 1230 system serving Communication in Ground Floor as specified and shown on design drawings including acting and standby cylinders, valves, Instrumentation, controls and control panel, and all necessary accessories | Item | 1 | 93750 | 93750 | U | U2100071 | Complete Novec 1230 system serving Communication in Ground Floor as specified and shown on design drawings including acting and standby cylinders, valves, Instrumentation, controls and control panel, and all necessary accessories |  | B2/21/07-C
| B2/21/07 | 200000 | 210000 | D | Complete Novec 1230 system serving Communication Room in Mezzanine as specified and shown on design drawings including acting and standby cylinders, valves, Instrumentation, controls and control panel, and all necessary accessories | Item | 1 | 93750 | 93750 | U | U2100072 | Complete Novec 1230 system serving Communication Room in Mezzanine as specified and shown on design drawings including acting and standby cylinders, valves, Instrumentation, controls and control panel, and all necessary accessories |  | B2/21/07-D
| B2/21/07 | 200000 | 210000 | E | Complete Novec 1230 system serving Communication in Ground Floor as specified and shown on design drawings including acting and standby cylinders, valves, Instrumentation, controls and control panel, and all necessary accessories | Item | 1 | 93750 | 93750 | U | U2100073 | Complete Novec 1230 system serving Communication in Ground Floor as specified and shown on design drawings including acting and standby cylinders, valves, Instrumentation, controls and control panel, and all necessary accessories |  | B2/21/07-E
| B2/21/08 | 200000 | 210000 | A | Complete Novec 1230 system serving Communication Room in Mezzanine as specified and shown on design drawings including acting and standby cylinders, valves, Instrumentation, controls and control panel, and all necessary accessories | Item | 1 | 93750 | 93750 | U | U2100074 | Complete Novec 1230 system serving Communication Room in Mezzanine as specified and shown on design drawings including acting and standby cylinders, valves, Instrumentation, controls and control panel, and all necessary accessories |  | B2/21/08-A
| B2/21/08 | 200000 | 210000 | B | Complete Novec 1230 system serving Electrical Room in Ground Floor as specified and shown on design drawings including acting and standby cylinders, valves, Instrumentation, controls and control panel, and all necessary accessories | Item | 1 | 93750 | 93750 | U | U2100075 | Complete Novec 1230 system serving Electrical Room in Ground Floor as specified and shown on design drawings including acting and standby cylinders, valves, Instrumentation, controls and control panel, and all necessary accessories |  | B2/21/08-B
| B2/21/08 | 200000 | 210000 | C | Complete Novec 1230 system serving Communication in Ground Floor as specified and shown on design drawings including acting and standby cylinders, valves, Instrumentation, controls and control panel, and all necessary accessories | Item | 1 | 93750 | 93750 | U | U2100076 | Complete Novec 1230 system serving Communication in Ground Floor as specified and shown on design drawings including acting and standby cylinders, valves, Instrumentation, controls and control panel, and all necessary accessories |  | B2/21/08-C
| B2/21/08 | 200000 | 210000 | D | Complete Novec 1230 system serving Communication Room in Mezzanine as specified and shown on design drawings including acting and standby cylinders, valves, Instrumentation, controls and control panel, and all necessary accessories | Item | 1 | 93750 | 93750 | U | U2100077 | Complete Novec 1230 system serving Communication Room in Mezzanine as specified and shown on design drawings including acting and standby cylinders, valves, Instrumentation, controls and control panel, and all necessary accessories |  | B2/21/08-D
| B2/21/08 | 200000 | 210000 | E | Complete Novec 1230 system serving Electrical Room in Ground Floor as specified and shown on design drawings including acting and standby cylinders, valves, Instrumentation, controls and control panel, and all necessary accessories | Item | 1 | 93750 | 93750 | U | U2100078 | Complete Novec 1230 system serving Electrical Room in Ground Floor as specified and shown on design drawings including acting and standby cylinders, valves, Instrumentation, controls and control panel, and all necessary accessories |  | B2/21/08-E
| B2/21/09 | 200000 | 210000 | A | Complete Novec 1230 system serving Communication in Ground Floor as specified and shown on design drawings including acting and standby cylinders, valves, Instrumentation, controls and control panel, and all necessary accessories | Item | 1 | 93750 | 93750 | U | U2100079 | Complete Novec 1230 system serving Communication in Ground Floor as specified and shown on design drawings including acting and standby cylinders, valves, Instrumentation, controls and control panel, and all necessary accessories |  | B2/21/09-A
| B2/21/09 | 200000 | 210000 | B | Complete Novec 1230 system serving Communication Room in Mezzanine as specified and shown on design drawings including acting and standby cylinders, valves, Instrumentation, controls and control panel, and all necessary accessories | Item | 1 | 93750 | 93750 | U | U2100080 | Complete Novec 1230 system serving Communication Room in Mezzanine as specified and shown on design drawings including acting and standby cylinders, valves, Instrumentation, controls and control panel, and all necessary accessories |  | B2/21/09-B
| B2/21/09 | 200000 | 210000 | C | Complete Novec 1230 system serving Communication in Ground Floor as specified and shown on design drawings including acting and standby cylinders, valves, Instrumentation, controls and control panel, and all necessary accessories | Item | 1 | 93750 | 93750 | U | U2100081 | Complete Novec 1230 system serving Communication in Ground Floor as specified and shown on design drawings including acting and standby cylinders, valves, Instrumentation, controls and control panel, and all necessary accessories |  | B2/21/09-C
| B2/21/09 | 200000 | 210000 | D | Complete Novec 1230 system serving Communication Room in Mezzanine as specified and shown on design drawings including acting and standby cylinders, valves, Instrumentation, controls and control panel, and all necessary accessories | Item | 1 | 93750 | 93750 | U | U2100082 | Complete Novec 1230 system serving Communication Room in Mezzanine as specified and shown on design drawings including acting and standby cylinders, valves, Instrumentation, controls and control panel, and all necessary accessories |  | B2/21/09-D
| B2/21/09 | 200000 | 210000 | E | Complete Novec 1230 system serving Communication in Ground Floor as specified and shown on design drawings including acting and standby cylinders, valves, Instrumentation, controls and control panel, and all necessary accessories | Item | 1 | 93750 | 93750 | U | U2100083 | Complete Novec 1230 system serving Communication in Ground Floor as specified and shown on design drawings including acting and standby cylinders, valves, Instrumentation, controls and control panel, and all necessary accessories |  | B2/21/09-E
| B2/21/10 | 200000 | 210000 | A | Complete Novec 1230 system serving Communication Room in Mezzanine as specified and shown on design drawings including acting and standby cylinders, valves, Instrumentation, controls and control panel, and all necessary accessories | Item | 1 | 93750 | 93750 | U | U2100084 | Complete Novec 1230 system serving Communication Room in Mezzanine as specified and shown on design drawings including acting and standby cylinders, valves, Instrumentation, controls and control panel, and all necessary accessories |  | B2/21/10-A
| B2/21/10 | 200000 | 210000 | B | Complete Novec 1230 system serving Communication in Ground Floor as specified and shown on design drawings including acting and standby cylinders, valves, Instrumentation, controls and control panel, and all necessary accessories | Item | 1 | 93750 | 93750 | U | U2100085 | Complete Novec 1230 system serving Communication in Ground Floor as specified and shown on design drawings including acting and standby cylinders, valves, Instrumentation, controls and control panel, and all necessary accessories |  | B2/21/10-B
| B2/21/10 | 200000 | 210000 | C | Complete Novec 1230 system serving Communication Room in Mezzanine as specified and shown on design drawings including acting and standby cylinders, valves, Instrumentation, controls and control panel, and all necessary accessories | Item | 1 | 93750 | 93750 | U | U2100086 | Complete Novec 1230 system serving Communication Room in Mezzanine as specified and shown on design drawings including acting and standby cylinders, valves, Instrumentation, controls and control panel, and all necessary accessories |  | B2/21/10-C
| B2/21/10 | 200000 | 210000 | D | Complete Novec 1230 system serving Communication in Ground Floor as specified and shown on design drawings including acting and standby cylinders, valves, Instrumentation, controls and control panel, and all necessary accessories | Item | 1 | 93750 | 93750 | U | U2100087 | Complete Novec 1230 system serving Communication in Ground Floor as specified and shown on design drawings including acting and standby cylinders, valves, Instrumentation, controls and control panel, and all necessary accessories |  | B2/21/10-D
| B2/21/10 | 200000 | 210000 | E | Complete Novec 1230 system serving Communication Room in Mezzanine as specified and shown on design drawings including acting and standby cylinders, valves, Instrumentation, controls and control panel, and all necessary accessories | Item | 1 | 93750 | 93750 | U | U2100088 | Complete Novec 1230 system serving Communication Room in Mezzanine as specified and shown on design drawings including acting and standby cylinders, valves, Instrumentation, controls and control panel, and all necessary accessories |  | B2/21/10-E
| B2/21/11 | 200000 | 210000 | A | Complete Novec 1230 system serving Electrical Room in Ground Floor as specified and shown on design drawings including acting and standby cylinders, valves, Instrumentation, controls and control panel, and all necessary accessories | Item | 1 | 93750 | 93750 | U | U2100089 | Complete Novec 1230 system serving Electrical Room in Ground Floor as specified and shown on design drawings including acting and standby cylinders, valves, Instrumentation, controls and control panel, and all necessary accessories |  | B2/21/11-A
| B2/21/11 | 200000 | 210000 | B | Complete Novec 1230 system serving Communication in Ground Floor as specified and shown on design drawings including acting and standby cylinders, valves, Instrumentation, controls and control panel, and all necessary accessories | Item | 1 | 93750 | 93750 | U | U2100090 | Complete Novec 1230 system serving Communication in Ground Floor as specified and shown on design drawings including acting and standby cylinders, valves, Instrumentation, controls and control panel, and all necessary accessories |  | B2/21/11-B
| B2/21/11 | 200000 | 210000 | C | Complete Novec 1230 system serving Communication Room in Mezzanine as specified and shown on design drawings including acting and standby cylinders, valves, Instrumentation, controls and control panel, and all necessary accessories | Item | 1 | 93750 | 93750 | U | U2100091 | Complete Novec 1230 system serving Communication Room in Mezzanine as specified and shown on design drawings including acting and standby cylinders, valves, Instrumentation, controls and control panel, and all necessary accessories |  | B2/21/11-C
| B2/21/11 | 200000 | 210000 | D | Complete Novec 1230 system serving MV in Ground Floor as specified and shown on design drawings including acting and standby cylinders, valves, Instrumentation, controls and control panel, and all necessary accessories | Item | 1 | 93750 | 93750 | U | U2100092 | Complete Novec 1230 system serving MV in Ground Floor as specified and shown on design drawings including acting and standby cylinders, valves, Instrumentation, controls and control panel, and all necessary accessories |  | B2/21/11-D
| B2/21/11 | 200000 | 210000 | E | Complete Novec 1230 system serving LV in Ground Floor as specified and shown on design drawings including acting and standby cylinders, valves, Instrumentation, controls and control panel, and all necessary accessories | Item | 1 | 93750 | 93750 | U | U2100093 | Complete Novec 1230 system serving LV in Ground Floor as specified and shown on design drawings including acting and standby cylinders, valves, Instrumentation, controls and control panel, and all necessary accessories |  | B2/21/11-E
| B2/21/12 | 200000 | 210000 | A | Complete Novec 1230 system serving LV Room in Ground Floor as specified and shown on design drawings including acting and standby cylinders, valves, Instrumentation, controls and control panel, and all necessary accessories | Item | 1 | 93750 | 93750 | U | U2100094 | Complete Novec 1230 system serving LV Room in Ground Floor as specified and shown on design drawings including acting and standby cylinders, valves, Instrumentation, controls and control panel, and all necessary accessories |  | B2/21/12-A
| B2/21/12 | 200000 | 210000 | B | Complete Novec 1230 system serving MV in Ground Floor as specified and shown on design drawings including acting and standby cylinders, valves, Instrumentation, controls and control panel, and all necessary accessories | Item | 1 | 93750 | 93750 | U | U2100095 | Complete Novec 1230 system serving MV in Ground Floor as specified and shown on design drawings including acting and standby cylinders, valves, Instrumentation, controls and control panel, and all necessary accessories |  | B2/21/12-B
| B2/21/12 | 200000 | 210000 | C | Complete Novec 1230 system serving Communication Room in Ground Floor as specified and shown on design drawings including acting and standby cylinders, valves, Instrumentation, controls and control panel, and all necessary accessories | Item | 1 | 93750 | 93750 | U | U2100096 | Complete Novec 1230 system serving Communication Room in Ground Floor as specified and shown on design drawings including acting and standby cylinders, valves, Instrumentation, controls and control panel, and all necessary accessories |  | B2/21/12-C
| B2/21/12 | 200000 | 210000 | D | Complete Novec 1230 system serving Incoming Service Room in Ground Floor as specified and shown on design drawings including acting and standby cylinders, valves, Instrumentation, controls and control panel, and all necessary accessories | Item | 1 | 93750 | 93750 | U | U2100097 | Complete Novec 1230 system serving Incoming Service Room in Ground Floor as specified and shown on design drawings including acting and standby cylinders, valves, Instrumentation, controls and control panel, and all necessary accessories |  | B2/21/12-D
| B2/21/12 | 200000 | 210000 | E | Complete Novec 1230 system serving Incoming Service Room in Ground Floor as specified and shown on design drawings including acting and standby cylinders, valves, Instrumentation, controls and control panel, and all necessary accessories | Item | 1 | 93750 | 93750 | U | U2100098 | Complete Novec 1230 system serving Incoming Service Room in Ground Floor as specified and shown on design drawings including acting and standby cylinders, valves, Instrumentation, controls and control panel, and all necessary accessories |  | B2/21/12-E
| B2/21/13 | 200000 | 210000 | A | Complete Novec 1230 system serving Electrical Room in Ground Floor as specified and shown on design drawings including acting and standby cylinders, valves, Instrumentation, controls and control panel, and all necessary accessories | Item | 1 | 93750 | 93750 | U | U2100099 | Complete Novec 1230 system serving Electrical Room in Ground Floor as specified and shown on design drawings including acting and standby cylinders, valves, Instrumentation, controls and control panel, and all necessary accessories |  | B2/21/13-A
| B2/21/13 | 200000 | 210000 | B | Complete Novec 1230 system serving Main Communication Room in First Floor as specified and shown on design drawings including acting and standby cylinders, valves, Instrumentation, controls and control panel, and all necessary accessories | Item | 1 | 93750 | 93750 | U | U2100100 | Complete Novec 1230 system serving Main Communication Room in First Floor as specified and shown on design drawings including acting and standby cylinders, valves, Instrumentation, controls and control panel, and all necessary accessories |  | B2/21/13-B
| B2/21/13 | 200000 | 210000 | C | Complete Novec 1230 system serving Communication Room in First Floor as specified and shown on design drawings including acting and standby cylinders, valves, Instrumentation, controls and control panel, and all necessary accessories | Item | 1 | 93750 | 93750 | U | U2100101 | Complete Novec 1230 system serving Communication Room in First Floor as specified and shown on design drawings including acting and standby cylinders, valves, Instrumentation, controls and control panel, and all necessary accessories |  | B2/21/13-C
| B2/21/13 | 200000 | 210000 | D | Complete Novec 1230 system serving Electrical Room in First Floor as specified and shown on design drawings including acting and standby cylinders, valves, Instrumentation, controls and control panel, and all necessary accessories | Item | 1 | 93750 | 93750 | U | U2100102 | Complete Novec 1230 system serving Electrical Room in First Floor as specified and shown on design drawings including acting and standby cylinders, valves, Instrumentation, controls and control panel, and all necessary accessories |  | B2/21/13-D
c | B2/21/13 |  |  |  | 21 - FIRE SUPPRESSION
c | B2/21/13 |  |  |  | To Summary
2 | B2/22/01 |  |  |  | 22 - PLUMBING |  |  |  | 7190873.64
3 | B2/22/01 |  |  |  | 220523 - GENERAL-DUTY VALVES FOR PLUMBING PIPING |  |  |  | 58832.71
4 | B2/22/01 |  |  |  | METERS AND GAGES FOR PIPING |  |  |  | 32525
| B2/22/01 | 200000 | 220500 | A | Allow for pressure gauges, etc. as per specifications and drawings. | Item | 1 | 32525 | 32525 | V | V2205005 | Allow for pressure gauges, etc. as per specifications and drawings. |  | B2/22/01-A
4 | B2/22/01 |  |  |  | Gate valves |  |  |  | 9390.02
| B2/22/01 | 200000 | 220500 | B | 65mm dia | Nr | 46 | 186.25 | 8567.5 | V | V2205006 | 65mm dia |  | B2/22/01-B
| B2/22/01 | 200000 | 220500 | C | 75mm dia | Nr | 4 | 205.63 | 822.52 | V | V2205007 | 75mm dia |  | B2/22/01-C
4 | B2/22/01 |  |  |  | Ball valves |  |  |  | 16917.69
| B2/22/01 | 200000 | 220500 | D | 20mm dia | Nr | 2 | 94.63 | 189.26 | V | V2205008 | 20mm dia |  | B2/22/01-D
| B2/22/01 | 200000 | 220500 | E | 32mm dia | Nr | 111 | 98.38 | 10920.18 | V | V2205009 | 32mm dia |  | B2/22/01-E
| B2/22/01 | 200000 | 220500 | F | 40mm dia | Nr | 37 | 139.25 | 5152.25 | V | V2205010 | 40mm dia |  | B2/22/01-F
| B2/22/01 | 200000 | 220500 | G | 50mm dia | Nr | 4 | 164 | 656 | V | V2205011 | 50mm dia |  | B2/22/01-G
3 | B2/22/01 |  |  |  | 220719 - PLUMBING PIPING INSULATION |  |  |  | 263143.8
4 | B2/22/01 |  |  |  | Interior insulation application, domestic hot and recirculated hot water; within pump room and building risers as per specifications |  |  |  | 7801.25
5 | B2/22/01 |  |  |  | Pipes 25mm dia and smaller, 32 mm thick fiberglass with density of 65 kg/m3 |  |  |  | 1302.5
| B2/22/01 | 200000 | 220700 | H | 20mm dia | m | 15 | 32.5 | 487.5 | V | V2207015 | 20mm dia |  | B2/22/01-H
| B2/22/01 | 200000 | 220700 | J | 25mm dia | m | 20 | 40.75 | 815 | V | V2207016 | 25mm dia |  | B2/22/01-J
5 | B2/22/02 |  |  |  | Pipes 50mm dia and smaller, 40 mm thick fiberglass with density of 65 kg/m3 |  |  |  | 1142.5
| B2/22/02 | 200000 | 220700 | A | 40mm dia | m | 10 | 114.25 | 1142.5 | V | V2207017 | 40mm dia |  | B2/22/02-A
5 | B2/22/02 |  |  |  | Pipes 65mm dia and larger, 65 mm thick fiberglass with density of 65 kg/m3 |  |  |  | 5356.25
| B2/22/02 | 200000 | 220700 | B | 75mm dia | m | 25 | 214.25 | 5356.25 | V | V2207018 | 75mm dia |  | B2/22/02-B
4 | B2/22/02 |  |  |  | Interior insulation application, domestic hot and recirculated hot water within building running horizontally or in wet areas |  |  |  | 34556.1
5 | B2/22/02 |  |  |  | Pipe, 50mm dia and smaller: 15 mm thick flexible elastomeric |  |  |  | 30056.1
| B2/22/02 | 200000 | 220700 | C | 20mm dia | m | 240 | 25.63 | 6151.2 | V | V2207019 | 20mm dia |  | B2/22/02-C
| B2/22/02 | 200000 | 220700 | D | 25mm dia | m | 30 | 32.25 | 967.5 | V | V2207020 | 25mm dia |  | B2/22/02-D
| B2/22/02 | 200000 | 220700 | E | 32mm dia | m | 285 | 32 | 9120 | V | V2207021 | 32mm dia |  | B2/22/02-E
| B2/22/02 | 200000 | 220700 | F | 40mm dia | m | 150 | 53 | 7950 | V | V2207022 | 40mm dia |  | B2/22/02-F
| B2/22/02 | 200000 | 220700 | G | 50mm dia | m | 105 | 55.88 | 5867.4 | V | V2207023 | 50mm dia |  | B2/22/02-G
5 | B2/22/02 |  |  |  | Pipe, larger than 50mm dia: 25 mm thick flexible elastomeric |  |  |  | 4500
| B2/22/02 | 200000 | 220700 | H | 75mm dia | m | 50 | 90 | 4500 | V | V2207024 | 75mm dia |  | B2/22/02-H
4 | B2/22/02 |  |  |  | Interior insulation application, domestic hot and recirculated hot water within toilets and wet areas |  |  |  | 15176.25
5 | B2/22/02 |  |  |  | Pipe, 50mm dia and smaller: 15 mm thick flexible elastomeric |  |  |  | 15176.25
| B2/22/02 | 200000 | 220700 | J | 16mm dia | m | 855 | 17.75 | 15176.25 | V | V2207025 | 16mm dia |  | B2/22/02-J
4 | B2/22/03 |  |  |  | Interior insulation application, domestic cold water |  |  |  | 137563.95
5 | B2/22/03 |  |  |  | Pipe, 50mm dia and smaller: 15 mm thick flexible elastomeric |  |  |  | 71228.65
| B2/22/03 | 200000 | 220700 | A | 20mm dia | m | 15 | 25.63 | 384.45 | V | V2207026 | 20mm dia |  | B2/22/03-A
| B2/22/03 | 200000 | 220700 | B | 32mm dia | m | 1270 | 32 | 40640 | V | V2207027 | 32mm dia |  | B2/22/03-B
| B2/22/03 | 200000 | 220700 | C | 40mm dia | m | 475 | 53 | 25175 | V | V2207028 | 40mm dia |  | B2/22/03-C
| B2/22/03 | 200000 | 220700 | D | 50mm dia | m | 90 | 55.88 | 5029.2 | V | V2207029 | 50mm dia |  | B2/22/03-D
5 | B2/22/03 |  |  |  | Pipe, larger than 50mm dia: 25 mm thick flexible elastomeric |  |  |  | 66335.3
| B2/22/03 | 200000 | 220700 | E | 63mm dia | m | 240 | 94.13 | 22591.2 | V | V2207030 | 63mm dia |  | B2/22/03-E
| B2/22/03 | 200000 | 220700 | F | 75mm dia | m | 180 | 124.5 | 22410 | V | V2207031 | 75mm dia |  | B2/22/03-F
| B2/22/03 | 200000 | 220700 | G | 90mm dia | m | 60 | 303.63 | 18217.8 | V | V2207032 | 90mm dia |  | B2/22/03-G
| B2/22/03 | 200000 | 220700 | H | 110mm dia | m | 10 | 311.63 | 3116.3 | V | V2207033 | 110mm dia |  | B2/22/03-H
4 | B2/22/03 |  |  |  | Interior insulation application, domestic cold water within toilets and wet areas |  |  |  | 34910
5 | B2/22/03 |  |  |  | Pipe, 50mm dia and smaller: 15 mm thick flexible elastomeric |  |  |  | 34910
| B2/22/03 | 200000 | 220700 | J | 16mm dia | m | 1200 | 17.75 | 21300 | V | V2207034 | 16mm dia |  | B2/22/03-J
| B2/22/03 | 200000 | 220700 | K | 25mm dia | m | 40 | 32.25 | 1290 | V | V2207035 | 25mm dia |  | B2/22/03-K
| B2/22/03 | 200000 | 220700 | L | 32mm dia | m | 385 | 32 | 12320 | V | V2207036 | 32mm dia |  | B2/22/03-L
4 | B2/22/04 |  |  |  | Exterior insulation application, domestic water |  |  |  | 33136.25
5 | B2/22/04 |  |  |  | Pipes 25mm dia and smaller, 32 mm thick fiberglass with density of 65 kg/m3 |  |  |  | 33136.25
| B2/22/04 | 200000 | 220700 | A | 25mm dia | m | 15 | 40.75 | 611.25 | V | V2207037 | 25mm dia |  | B2/22/04-A
| B2/22/04 | 200000 | 220700 | B | Insulation with jacketing for exposed pipes | Item | 1 | 32525 | 32525 | V | V2207038 | Insulation with jacketing for exposed pipes |  | B2/22/04-B
3 | B2/22/04 |  |  |  | 221116 - DOMESTIC WATER PIPING |  |  |  | 255046.05
4 | B2/22/04 |  |  |  | Underground, water distribution piping, HDPE |  |  |  | 19173.9
| B2/22/04 | 200000 | 221000 | C | 32 mm dia | m | 15 | 32.5 | 487.5 | V | V2210023 | 32 mm dia |  | B2/22/04-C
| B2/22/04 | 200000 | 221000 | D | 75 mm dia | m | 75 | 124.5 | 9337.5 | V | V2210024 | 75 mm dia |  | B2/22/04-D
| B2/22/04 | 200000 | 221000 | E | 110 mm dia | m | 30 | 311.63 | 9348.9 | V | V2210025 | 110 mm dia |  | B2/22/04-E
4 | B2/22/04 |  |  |  | Aboveground, Cold water distribution piping, PPR PN-16 |  |  |  | 135182
| B2/22/04 | 200000 | 221000 | F | 20 mm dia | m | 15 | 21.25 | 318.75 | V | V2210026 | 20 mm dia |  | B2/22/04-F
| B2/22/04 | 200000 | 221000 | G | 32 mm dia | m | 1270 | 32.5 | 41275 | V | V2210027 | 32 mm dia |  | B2/22/04-G
| B2/22/04 | 200000 | 221000 | H | 40 mm dia | m | 475 | 41.75 | 19831.25 | V | V2210028 | 40 mm dia |  | B2/22/04-H
| B2/22/04 | 200000 | 221000 | J | 50 mm dia | m | 90 | 77.13 | 6941.7 | V | V2210029 | 50 mm dia |  | B2/22/04-J
| B2/22/04 | 200000 | 221000 | K | 63 mm dia | m | 240 | 94.13 | 22591.2 | V | V2210030 | 63 mm dia |  | B2/22/04-K
| B2/22/04 | 200000 | 221000 | L | 75 mm dia | m | 180 | 124.5 | 22410 | V | V2210031 | 75 mm dia |  | B2/22/04-L
| B2/22/04 | 200000 | 221000 | M | 90 mm dia | m | 60 | 311.63 | 18697.8 | V | V2210032 | 90 mm dia |  | B2/22/04-M
| B2/22/04 | 200000 | 221000 | N | 110 mm dia | m | 10 | 311.63 | 3116.3 | V | V2210033 | 110 mm dia |  | B2/22/04-N
4 | B2/22/05 |  |  |  | Aboveground within toilets/wet areas, Cold water distribution piping, PEX pipe in pipe PN-10 |  |  |  | 42392.5
| B2/22/05 | 200000 | 221000 | A | 16 mm dia | m | 1200 | 21.25 | 25500 | V | V2210034 | 16 mm dia |  | B2/22/05-A
| B2/22/05 | 200000 | 221000 | B | 25 mm dia | m | 40 | 32.5 | 1300 | V | V2210035 | 25 mm dia |  | B2/22/05-B
| B2/22/05 | 200000 | 221000 | C | 32 mm dia | m | 385 | 40.5 | 15592.5 | V | V2210036 | 32 mm dia |  | B2/22/05-C
4 | B2/22/05 |  |  |  | Aboveground, Hot water distribution piping, PPR pipe PN-20 |  |  |  | 40128.9
| B2/22/05 | 200000 | 221000 | D | 20 mm dia | m | 255 | 21.25 | 5418.75 | V | V2210037 | 20 mm dia |  | B2/22/05-D
| B2/22/05 | 200000 | 221000 | E | 25 mm dia | m | 50 | 26.63 | 1331.5 | V | V2210038 | 25 mm dia |  | B2/22/05-E
| B2/22/05 | 200000 | 221000 | F | 32 mm dia | m | 285 | 32.5 | 9262.5 | V | V2210039 | 32 mm dia |  | B2/22/05-F
| B2/22/05 | 200000 | 221000 | G | 40 mm dia | m | 160 | 41.75 | 6680 | V | V2210040 | 40 mm dia |  | B2/22/05-G
| B2/22/05 | 200000 | 221000 | H | 50 mm dia | m | 105 | 77.13 | 8098.65 | V | V2210041 | 50 mm dia |  | B2/22/05-H
| B2/22/05 | 200000 | 221000 | J | 75 mm dia | m | 75 | 124.5 | 9337.5 | V | V2210042 | 75 mm dia |  | B2/22/05-J
4 | B2/22/05 |  |  |  | Aboveground within toilets/wet areas, Hot water distribution piping, PEX pipe in pipe PN-10 |  |  |  | 18168.75
| B2/22/05 | 200000 | 221000 | K | 16 mm dia | m | 855 | 21.25 | 18168.75 | V | V2210043 | 16 mm dia |  | B2/22/05-K
3 | B2/22/05 |  |  |  | 221119 - DOMESTIC WATER PIPING SPECIALTIES |  |  |  | 484055.65
4 | B2/22/05 |  |  |  | Hose bibs |  |  |  | 1936
| B2/22/05 | 200000 | 221000 | L | HB-1 | Nr | 44 | 44 | 1936 | V | V2210123 | HB-1 |  | B2/22/05-L
4 | B2/22/06 |  |  |  | Water meter |  |  |  | 405245.84
| B2/22/06 | 200000 | 221000 | A | 40 mm dia | Nr | 2 | 3340.5 | 6681 | V | V2210044 | 40 mm dia |  | B2/22/06-A
| B2/22/06 | 200000 | 221000 | B | 65 mm dia | Nr | 15 | 5328.63 | 79929.45 | V | V2210045 | 65 mm dia |  | B2/22/06-B
| B2/22/06 | 200000 | 221000 | C | 75 mm dia | Nr | 25 | 10600 | 265000 | V | V2210046 | 75 mm dia |  | B2/22/06-C
| B2/22/06 | 200000 | 221000 | D | 90 mm dia | Nr | 2 | 15514.63 | 31029.26 | V | V2210047 | 90 mm dia |  | B2/22/06-D
| B2/22/06 | 200000 | 221000 | E | 110 mm dia | Nr | 1 | 22606.13 | 22606.13 | V | V2210048 | 110 mm dia |  | B2/22/06-E
4 | B2/22/06 |  |  |  | Roof Vent Cap |  |  |  | 69481.47
| B2/22/06 | 200000 | 221000 | F | 82 mm dia | Nr | 17 | 471.88 | 8021.96 | V | V2210049 | 82 mm dia |  | B2/22/06-F
| B2/22/06 | 200000 | 221000 | G | 100 mm dia | Nr | 2 | 596.88 | 1193.76 | V | V2210050 | 100 mm dia |  | B2/22/06-G
| B2/22/06 | 200000 | 221000 | H | Water hammer arrestors | Nr | 50 | 1192.25 | 59612.5 | V | V2210051 | Water hammer arrestors |  | B2/22/06-H
| B2/22/06 | 200000 | 221000 | J | Automatic air vents | Nr | 25 | 26.13 | 653.25 | V | V2210052 | Automatic air vents |  | B2/22/06-J
4 | B2/22/06 |  |  |  | Reduced-Pressure-Principle Backflow Preventers (RPZ) |  |  |  | 7392.34
| B2/22/06 | 200000 | 221000 | K | 20 mm dia | Nr | 1 | 227.38 | 227.38 | V | V2210053 | 20 mm dia |  | B2/22/06-K
| B2/22/06 | 200000 | 221000 | L | 32 mm dia | Nr | 92 | 77.88 | 7164.96 | V | V2210054 | 32 mm dia |  | B2/22/06-L
3 | B2/22/06 |  |  |  | 221123 - DOMESTIC WATER PUMPS |  |  |  | 269555
4 | B2/22/06 |  |  |  | In-line circulator, vertical in-line circulator, separately coupled centrifugal pump complete with casing, impeller, seal, shaft, sleeve, valves, bearing, shaft coupling, motor and all other necessary accessories, connections and fittings as specified. |  |  |  | 138325
| B2/22/06 | 200000 | 221100 | M | CP-FM-F1-01 | Nr | 2 | 34581.25 | 69162.5 | V | V2211001 | CP-FM-F1-01 |  | B2/22/06-M
| B2/22/06 | 200000 | 221100 | N | CP-FM-GF-01 | Nr | 2 | 34581.25 | 69162.5 | V | V2211002 | CP-FM-GF-01 |  | B2/22/06-N
4 | B2/22/07 |  |  |  | 221123.13 - DOMESTIC-WATER PACKAGED BOOSTER PUMPS |  |  |  | 131230
5 | B2/22/07 |  |  |  | Variable-speed-drive, packaged booster pumps factory-assembled and -tested, packaged booster pump unit, with motor, piping, valves, sensors and control panel and adjustable-speed-drive units, and all other necessary accessories, connections and fittings as specified |  |  |  | 131230
| B2/22/07 | 200000 | 221100 | A | BP-EMC-B1-01-01 TO 01-4 | Set | 1 | 65615 | 65615 | V | V2211003 | BP-EMC-B1-01-01 TO 01-4 |  | B2/22/07-A
| B2/22/07 | 200000 | 221100 | B | BP-FM-GF-01 | Set | 1 | 65615 | 65615 | V | V2211004 | BP-FM-GF-01 |  | B2/22/07-B
5 | B2/22/07 |  |  |  | Booster pumps factory-assembled and -tested, pressurization unit, with motor, piping, valves, sensors, hydropneumatic tank, and control panel and all other necessary accessories, connections and fittings as specified |  |  |  | 0
| B2/22/07 | 200000 | 221100 | C | PU-FM-F1-01 | Set | 1 |  | Included | V | V2211005 | PU-FM-F1-01 |  | B2/22/07-C
3 | B2/22/07 |  |  |  | 221223 - FACILITY INDOOR POTABLE WATER STORAGE TANKS |  |  |  | 9559.38
| B2/22/07 | 200000 | 221100 | D | GRP tank, water volume of 3000L | Nr | 1 | 9559.38 | 9559.38 | V | V2211018 | GRP tank, water volume of 3000L |  | B2/22/07-D
3 | B2/22/07 |  |  |  | 221316 - SANITARY WASTE AND VENT PIPING |  |  |  | 1319152.25
4 | B2/22/07 |  |  |  | Aboveground soil, waste and vent piping, Upvc plastic pipe including piping, fittings, connections, joints, encasement and valves |  |  |  | 489398.4
| B2/22/07 | 200000 | 221300 | E | 50 mm dia | m | 1480 | 73.5 | 108780 | V | V2213020 | 50 mm dia |  | B2/22/07-E
| B2/22/07 | 200000 | 221300 | F | 65 mm dia | m | 180 | 79.13 | 14243.4 | V | V2213021 | 65 mm dia |  | B2/22/07-F
| B2/22/08 | 200000 | 221300 | A | 82 mm dia | m | 750 | 87 | 65250 | V | V2213022 | 82 mm dia |  | B2/22/08-A
| B2/22/08 | 200000 | 221300 | B | 110 mm dia | m | 2190 | 137.5 | 301125 | V | V2213023 | 110 mm dia |  | B2/22/08-B
4 | B2/22/08 |  |  |  | Kitchen and underground soil, waste piping HDPE pipe, including piping, fittings, connections, joints, encasement |  |  |  | 313558.55
| B2/22/08 | 200000 | 221300 | C | 50 mm dia | m | 85 | 52.13 | 4431.05 | V | V2213024 | 50 mm dia |  | B2/22/08-C
| B2/22/08 | 200000 | 221300 | D | 75 mm dia | m | 495 | 87 | 43065 | V | V2213025 | 75 mm dia |  | B2/22/08-D
| B2/22/08 | 200000 | 221300 | E | 110 mm dia | m | 1935 | 137.5 | 266062.5 | V | V2213026 | 110 mm dia |  | B2/22/08-E
4 | B2/22/08 |  |  |  | Storm drainage, inside the building, HDPE pipe, including piping, fittings, connections, joints, encasement |  |  |  | 140130
| B2/22/08 | 200000 | 221300 | F | 200 mm dia | m | 180 | 778.5 | 140130 | V | V2213027 | 200 mm dia |  | B2/22/08-F
4 | B2/22/08 |  |  |  | Storm drainage, cast iron pipe, including piping, fittings, connections, joints, encasement where exposed to outdoor conditions |  |  |  | 375283.35
| B2/22/08 | 200000 | 221300 | G | 100 mm dia | m | 45 | 137.5 | 6187.5 | V | V2213028 | 100 mm dia |  | B2/22/08-G
| B2/22/08 | 200000 | 221300 | H | 150 mm dia | m | 45 | 676.63 | 30448.35 | V | V2213029 | 150 mm dia |  | B2/22/08-H
| B2/22/08 | 200000 | 221300 | J | 200 mm dia | m | 435 | 778.5 | 338647.5 | V | V2213030 | 200 mm dia |  | B2/22/08-J
4 | B2/22/08 |  |  |  | Aboveground, sewage force mains, HDPE pipe including piping, fittings, connections, joints, encasement |  |  |  | 781.95
| B2/22/08 | 200000 | 221300 | K | 50 mm dia | m | 15 | 52.13 | 781.95 | V | V2213031 | 50 mm dia |  | B2/22/08-K
3 | B2/22/09 |  |  |  | 221319 - SANITARY WASTE PIPING SPECIALTIES |  |  |  | 1603216.23
4 | B2/22/09 |  |  |  | Cleanouts |  |  |  | 86988.02
| B2/22/09 | 200000 | 221300 | A | Type FCO 110 mm | Nr | 150 | 471.88 | 70782 | V | V2213032 | Type FCO 110 mm |  | B2/22/09-A
| B2/22/09 | 200000 | 221300 | B | Type FCO 160 mm | Nr | 2 | 676.63 | 1353.26 | V | V2213033 | Type FCO 160 mm |  | B2/22/09-B
| B2/22/09 | 200000 | 221300 | C | Type CO 110 mm | Nr | 26 | 217.25 | 5648.5 | V | V2213034 | Type CO 110 mm |  | B2/22/09-C
| B2/22/09 | 200000 | 221300 | D | Type CO 160 mm | Nr | 2 | 257.13 | 514.26 | V | V2213035 | Type CO 160 mm |  | B2/22/09-D
| B2/22/09 | 200000 | 221300 | E | Type WCO 50 mm | Nr | 40 | 217.25 | 8690 | V | V2213036 | Type WCO 50 mm |  | B2/22/09-E
4 | B2/22/09 |  |  |  | Floor drains |  |  |  | 122218.75
| B2/22/09 | 200000 | 221300 | F | Type FD-1 | Nr | 80 | 756.25 | 60500 | V | V2213037 | Type FD-1 |  | B2/22/09-F
| B2/22/09 | 200000 | 221300 | G | Type FD-2 with funnel | Nr | 40 | 881.25 | 35250 | V | V2213038 | Type FD-2 with funnel |  | B2/22/09-G
| B2/22/09 | 200000 | 221300 | H | Type FD-3 | Nr | 35 | 756.25 | 26468.75 | V | V2213039 | Type FD-3 |  | B2/22/09-H
4 | B2/22/09 |  |  |  | Trench drains |  |  |  | 279171.96
| B2/22/09 | 200000 | 221300 | J | 300x300x10000 | Nr | 17 | 16421.88 | 279171.96 | V | V2213040 | 300x300x10000 |  | B2/22/09-J
4 | B2/22/09 |  |  |  | Oil interceptors |  |  |  | 247775
| B2/22/09 | 200000 | 221300 | K | OI-EMCG-GF-01 | Nr | 2 | 11262.5 | 22525 | V | V2213041 | OI-EMCG-GF-01 |  | B2/22/09-K
| B2/22/09 | 200000 | 221300 | L | OI-BA-GF-01 | Nr | 14 | 11262.5 | 157675 | V | V2213042 | OI-BA-GF-01 |  | B2/22/09-L
| B2/22/09 | 200000 | 221300 | M | OI-BC-GF-01 | Nr | 6 | 11262.5 | 67575 | V | V2213043 | OI-BC-GF-01 |  | B2/22/09-M
4 | B2/22/09 |  |  |  | Grease interceptors |  |  |  | 867062.5
| B2/22/09 | 200000 | 221300 | N | GI-FM-GF-01 | Nr | 1 | 11900 | 11900 | V | V2213044 | GI-FM-GF-01 |  | B2/22/09-N
| B2/22/09 | 200000 | 221300 | P | Gully trap | Nr | 30 | 1381.25 | 41437.5 | V | V2213045 | Gully trap |  | B2/22/09-P
| B2/22/09 | 200000 | 221300 | Q | Sewage inspection chamber | Nr | 55 | 14795 | 813725 | V | V2213046 | Sewage inspection chamber |  | B2/22/09-Q
3 | B2/22/10 |  |  |  | 221423 - STORM DRAINAGE PIPING SPECIALTIES |  |  |  | 570312.5
4 | B2/22/10 |  |  |  | Roof drains |  |  |  | 570312.5
5 | B2/22/10 |  |  |  | Parapet roof drain (scupper drain) |  |  |  | 6906.25
| B2/22/10 | 200000 | 221400 | A | Type SCD-1 150 mm dia | Nr | 5 | 1381.25 | 6906.25 | V | V2214004 | Type SCD-1 150 mm dia |  | B2/22/10-A
5 | B2/22/10 |  |  |  | Combined cast iron roof drain with overflow |  |  |  | 6906.25
| B2/22/10 | 200000 | 221400 | B | Type RD-2 200 mm dia | Nr | 5 | 1381.25 | 6906.25 | V | V2214005 | Type RD-2 200 mm dia |  | B2/22/10-B
5 | B2/22/10 |  |  |  | Gutter roof drain |  |  |  | 38675
| B2/22/10 | 200000 | 221400 | C | Type GD-1 200 mm dia | Nr | 28 | 1381.25 | 38675 | V | V2214006 | Type GD-1 200 mm dia |  | B2/22/10-C
5 | B2/22/10 |  |  |  | Storm Drain inspection chamber |  |  |  | 517825
| B2/22/10 | 200000 | 221400 | D | Type SDIC-1 | Nr | 35 | 14795 | 517825 | V | V2214007 | Type SDIC-1 |  | B2/22/10-D
3 | B2/22/10 |  |  |  | 221329 - SANITARY SEWERAGE PUMPS |  |  |  | 12537.5
4 | B2/22/10 |  |  |  | Submersible sump pumps, factory-assembled and -tested, single-stage, centrifugal, end-suction sump pump units complying with ul 778. include motor, operating controls, and construction for permanent installation with pits and basins |  |  |  | 12537.5
| B2/22/10 | 200000 | 221300 | E | SP-EMCS-B1-01 | Set | 1 | 12537.5 | 12537.5 | V | V2213047 | SP-EMCS-B1-01 |  | B2/22/10-E
3 | B2/22/11 |  |  |  | 223100 - DOMESTIC WATER SOFTENERS |  |  |  | 1090650
4 | B2/22/11 |  |  |  | Water softener including the following factory-installed piping, valves, drains, and pressure gages, sampling cocks, main-operating-valve position indicatorsm, water meters, brine and softener tanks, chemicals and water testing sets |  |  |  | 46300
| B2/22/11 | 200000 | 221300 | A | WS-ETS1-GR-01 | Nr | 1 | 46300 | 46300 | V | V2213048 | WS-ETS1-GR-01 |  | B2/22/11-A
4 | B2/22/11 |  |  |  | Soft Tank |  |  |  | 32525
| B2/22/11 | 200000 | 221300 | B | SWT-ETS1-GR-01 | Nr | 1 | 32525 | 32525 | V | V2213049 | SWT-ETS1-GR-01 |  | B2/22/11-B
4 | B2/22/11 |  |  |  | 223200 - DOMESTIC WATER TREATMENT EQUIPMENT |  |  |  | 939075
| B2/22/11 | 200000 | 223000 | C | Cartridge filters | Nr | 19 | 16900 | 321100 | V | V2230008 | Cartridge filters |  | B2/22/11-C
| B2/22/11 | 200000 | 223000 | D | UV sterilizing unit | Nr | 19 | 32525 | 617975 | V | V2230009 | UV sterilizing unit |  | B2/22/11-D
4 | B2/22/11 |  |  |  | 223300 - ELECTRIC, DOMESTIC-WATER HEATERS |  |  |  | 72750
| B2/22/11 | 200000 | 223000 | E | EWH-EMCS-GF-01 | Nr | 1 | 1818.75 | 1818.75 | V | V2230010 | EWH-EMCS-GF-01 |  | B2/22/11-E
| B2/22/11 | 200000 | 223000 | F | EWH-BA-GF-01 | Nr | 12 | 1818.75 | 21825 | V | V2230011 | EWH-BA-GF-01 |  | B2/22/11-F
| B2/22/11 | 200000 | 223000 | G | EWH-BA-MZ-01 | Nr | 12 | 1818.75 | 21825 | V | V2230012 | EWH-BA-MZ-01 |  | B2/22/11-G
| B2/22/11 | 200000 | 223000 | H | EWH-BC-GF-01 | Nr | 5 | 1818.75 | 9093.75 | V | V2230013 | EWH-BC-GF-01 |  | B2/22/11-H
| B2/22/11 | 200000 | 223000 | J | EWH-BC-GF-02 | Nr | 5 | 1818.75 | 9093.75 | V | V2230014 | EWH-BC-GF-02 |  | B2/22/11-J
| B2/22/11 | 200000 | 223000 | K | EWH-BC-MF-01 | Nr | 5 | 1818.75 | 9093.75 | V | V2230015 | EWH-BC-MF-01 |  | B2/22/11-K
3 | B2/22/12 |  |  |  | 224100 - RESIDENTIAL PLUMBING FIXTURES |  |  |  | 1254812.57
| B2/22/12 | 200000 | 224000 | A | Lavatories fixtures as per interior architecture layouts and sanitary manual including supply and waste fittings | Nr | 98 | 4712.5 | 461825 | V | V2240010 | Lavatories fixtures as per interior architecture layouts and sanitary manual including supply and waste fittings |  | B2/22/12-A
| B2/22/12 | 200000 | 224000 | B | ADA Lavatories fixtures as per interior architecture layouts and sanitary manual including supply and waste fittings | Nr | 19 | 6087.5 | 115662.5 | V | V2240011 | ADA Lavatories fixtures as per interior architecture layouts and sanitary manual including supply and waste fittings |  | B2/22/12-B
| B2/22/12 | 200000 | 224000 | C | Water closets fixtures as per interior architecture layouts and sanitary manual including supply and waste fittings | Nr | 59 | 3750 | 221250 | V | V2240012 | Water closets fixtures as per interior architecture layouts and sanitary manual including supply and waste fittings |  | B2/22/12-C
| B2/22/12 | 200000 | 224000 | D | ADA Water closets fixtures as per interior architecture layouts and sanitary manual including supply and waste fittings | Nr | 19 | 4712.5 | 89537.5 | V | V2240013 | ADA Water closets fixtures as per interior architecture layouts and sanitary manual including supply and waste fittings |  | B2/22/12-D
| B2/22/12 | 200000 | 224000 | E | Flush valve (for WC) as per interior architecture layouts and sanitary manual including supply and waste fittings | Nr | 78 | 1531.25 | 119437.5 | V | V2240014 | Flush valve (for WC) as per interior architecture layouts and sanitary manual including supply and waste fittings |  | B2/22/12-E
| B2/22/12 | 200000 | 224000 | F | Shattaf Trigger spray fixtures as per interior architecture layouts and sanitary manual including supply and waste fittings and built-in check valve | Nr | 78 | 937.5 | 73125 | V | V2240015 | Shattaf Trigger spray fixtures as per interior architecture layouts and sanitary manual including supply and waste fittings and built-in check valve |  | B2/22/12-F
| B2/22/12 | 200000 | 224000 | G | Urinals fixtures as per interior architecture layouts and sanitary manual including supply and waste fittings | Nr | 7 | 1371.88 | 9603.16 | V | V2240016 | Urinals fixtures as per interior architecture layouts and sanitary manual including supply and waste fittings |  | B2/22/12-G
| B2/22/12 | 200000 | 224000 | H | Flush valve (for Urinal) | Nr | 7 | 778.13 | 5446.91 | V | V2240017 | Flush valve (for Urinal) |  | B2/22/12-H
| B2/22/12 | 200000 | 224000 | J | Service sinks as per interior architecture layouts including supply and waste fittings | Nr | 38 | 2287.5 | 86925 | V | V2240018 | Service sinks as per interior architecture layouts including supply and waste fittings |  | B2/22/12-J
| B2/22/12 | 200000 | 224000 | K | Corner sinks as per interior architecture layouts including supply and waste fittings | Nr | 14 | 2700 | 37800 | V | V2240019 | Corner sinks as per interior architecture layouts including supply and waste fittings |  | B2/22/12-K
| B2/22/13 | 200000 | 224000 | A | Ablution fixtures as per interior architecture layouts including supply and waste fittings | Nr | 7 | 1531.25 | 10718.75 | V | V2240020 | Ablution fixtures as per interior architecture layouts including supply and waste fittings |  | B2/22/13-A
| B2/22/13 | 200000 | 224000 | B | Eye wash fixtures as per interior architecture layouts including supply and waste fittings | Nr | 13 | 1806.25 | 23481.25 | V | V2240021 | Eye wash fixtures as per interior architecture layouts including supply and waste fittings |  | B2/22/13-B
c | B2/22/13 |  |  |  | 22 - PLUMBING
c | B2/22/13 |  |  |  | To Summary
2 | B2/23/01 |  |  |  | 23 - HEATING, VENTILATING AND AIR CONDITIONING |  |  |  | 25557753.72
3 | B2/23/01 |  |  |  | 230519 - METERS AND GAGES FOR HVAC PIPING |  |  |  | 195150
4 | B2/23/01 |  |  |  | Meters and gages |  |  |  | 32525
| B2/23/01 | 200000 | 230500 | A | Allow for thermometers, pressure gauges, etc. as per specifications and drawings. | Item | 1 | 32525 | 32525 | W | W2305007 | Allow for thermometers, pressure gauges, etc. as per specifications and drawings. |  | B2/23/01-A
4 | B2/23/01 |  |  |  | 230523 - GENERAL-DUTY VALVES FOR HVAC PIPING |  |  |  | 162625
| B2/23/01 | 200000 | 230500 | B | Gate valves | Item | 1 | 32525 | 32525 | W | W2305008 | Gate valves |  | B2/23/01-B
| B2/23/01 | 200000 | 230500 | C | Ball valves | Item | 1 | 32525 | 32525 | W | W2305009 | Ball valves |  | B2/23/01-C
| B2/23/01 | 200000 | 230500 | D | Drain valves | Item | 1 | 32525 | 32525 | W | W2305010 | Drain valves |  | B2/23/01-D
| B2/23/01 | 200000 | 230500 | E | Balancing valves | Item | 1 | 32525 | 32525 | W | W2305011 | Balancing valves |  | B2/23/01-E
| B2/23/01 | 200000 | 230500 | F | Thermal-energy flowmeter | Item | 1 | 32525 | 32525 | W | W2305012 | Thermal-energy flowmeter |  | B2/23/01-F
3 | B2/23/01 |  |  |  | 230713 - DUCT INSULATION |  |  |  | 828832.23
4 | B2/23/01 |  |  |  | Duct insulation |  |  |  | 382957
5 | B2/23/01 |  |  |  | Facility Management Building |  |  |  | 121815
| B2/23/01 | 200000 | 230700 | G | Mineral-fiber blanket thermal insulation 50mm thick | m2 | 1575 | 29 | 45675 | W | W2307020 | Mineral-fiber blanket thermal insulation 50mm thick |  | B2/23/01-G
| B2/23/01 | 200000 | 230700 | H | Aluminum jacketing 0.6mm thick for ducts in mechancial rooms or exposed to view | m2 | 1269 | 60 | 76140 | W | W2307021 | Aluminum jacketing 0.6mm thick for ducts in mechancial rooms or exposed to view |  | B2/23/01-H
5 | B2/23/01 |  |  |  | Warehouse - Block A |  |  |  | 87742
| B2/23/01 | 200000 | 230700 | J | Mineral-fiber blanket thermal insulation 50mm thick | m2 | 2858 | 29 | 82882 | W | W2307022 | Mineral-fiber blanket thermal insulation 50mm thick |  | B2/23/01-J
| B2/23/02 | 200000 | 230700 | A | Aluminum jacketing 0.6mm thick for ducts in mechancial rooms or exposed to view | m2 | 81 | 60 | 4860 | W | W2307023 | Aluminum jacketing 0.6mm thick for ducts in mechancial rooms or exposed to view |  | B2/23/02-A
5 | B2/23/02 |  |  |  | Warehouse - Block B |  |  |  | 87742
| B2/23/02 | 200000 | 230700 | B | Mineral-fiber blanket thermal insulation 50mm thick | m2 | 2858 | 29 | 82882 | W | W2307024 | Mineral-fiber blanket thermal insulation 50mm thick |  | B2/23/02-B
| B2/23/02 | 200000 | 230700 | C | Aluminum jacketing 0.6mm thick for ducts in mechancial rooms or exposed to view | m2 | 81 | 60 | 4860 | W | W2307025 | Aluminum jacketing 0.6mm thick for ducts in mechancial rooms or exposed to view |  | B2/23/02-C
5 | B2/23/02 |  |  |  | Warehouse - Block C |  |  |  | 73158
| B2/23/02 | 200000 | 230700 | D | Mineral-fiber blanket thermal insulation 50mm thick | m2 | 2382 | 29 | 69078 | W | W2307026 | Mineral-fiber blanket thermal insulation 50mm thick |  | B2/23/02-D
| B2/23/02 | 200000 | 230700 | E | Aluminum jacketing 0.6mm thick for ducts in mechancial rooms or exposed to view | m2 | 68 | 60 | 4080 | W | W2307027 | Aluminum jacketing 0.6mm thick for ducts in mechancial rooms or exposed to view |  | B2/23/02-E
5 | B2/23/02 |  |  |  | Field-applied jackets |  |  |  | 12500
| B2/23/02 | 200000 | 230700 | F | FSK jacketing for concealed ducts | Item | 1 | 12500 | 12500 | W | W2307028 | FSK jacketing for concealed ducts |  | B2/23/02-F
4 | B2/23/02 |  |  |  | 230719 - HVAC PIPING INSULATION |  |  |  | 445875.23
5 | B2/23/02 |  |  |  | Interior insulation application. for condensate drain piping. pipes, all sizes: 19 mm thick flexible elastomeric |  |  |  | 128207.4
6 | B2/23/02 |  |  |  | Facility Management Building |  |  |  | 14566.3
| B2/23/02 | 200000 | 230700 | G | 20 mm dia | m | 510 | 25.63 | 13071.3 | W | W2307029 | 20 mm dia |  | B2/23/02-G
| B2/23/02 | 200000 | 230700 | H | 25 mm dia | m | 20 | 32.25 | 645 | W | W2307030 | 25 mm dia |  | B2/23/02-H
| B2/23/02 | 200000 | 230700 | J | 32 mm dia | m | 10 | 32 | 320 | W | W2307031 | 32 mm dia |  | B2/23/02-J
| B2/23/02 | 200000 | 230700 | K | 40 mm dia | m | 10 | 53 | 530 | W | W2307032 | 40 mm dia |  | B2/23/02-K
6 | B2/23/03 |  |  |  | Warehouse - Block A |  |  |  | 39867.4
| B2/23/03 | 200000 | 230700 | A | 20 mm dia | m | 1480 | 25.63 | 37932.4 | W | W2307033 | 20 mm dia |  | B2/23/03-A
| B2/23/03 | 200000 | 230700 | B | 25 mm dia | m | 60 | 32.25 | 1935 | W | W2307034 | 25 mm dia |  | B2/23/03-B
6 | B2/23/03 |  |  |  | Warehouse - Block B |  |  |  | 39867.4
| B2/23/03 | 200000 | 230700 | C | 20 mm dia | m | 1480 | 25.63 | 37932.4 | W | W2307035 | 20 mm dia |  | B2/23/03-C
| B2/23/03 | 200000 | 230700 | D | 25 mm dia | m | 60 | 32.25 | 1935 | W | W2307036 | 25 mm dia |  | B2/23/03-D
6 | B2/23/03 |  |  |  | Warehouse - Block C |  |  |  | 33906.3
| B2/23/03 | 200000 | 230700 | E | 20 mm dia | m | 1260 | 25.63 | 32293.8 | W | W2307037 | 20 mm dia |  | B2/23/03-E
| B2/23/03 | 200000 | 230700 | F | 25 mm dia | m | 50 | 32.25 | 1612.5 | W | W2307038 | 25 mm dia |  | B2/23/03-F
5 | B2/23/03 |  |  |  | Interior insulation application. for chilled-water supply and return. pipe, all sizes: 50 mm thick mineral fiber with FSK jacketing for concealed pipes |  |  |  | 73678.25
6 | B2/23/03 |  |  |  | Facility Management Building |  |  |  | 44851.54
| B2/23/03 | 200000 | 230700 | G | 20 mm dia | m | 414 | 25.63 | 10610.82 | W | W2307039 | 20 mm dia |  | B2/23/03-G
| B2/23/03 | 200000 | 230700 | H | 25 mm dia | m | 286 | 32.25 | 9223.5 | W | W2307040 | 25 mm dia |  | B2/23/03-H
| B2/23/03 | 200000 | 230700 | J | 32 mm dia | m | 112 | 32 | 3584 | W | W2307041 | 32 mm dia |  | B2/23/03-J
| B2/23/03 | 200000 | 230700 | K | 40 mm dia | m | 164 | 53 | 8692 | W | W2307042 | 40 mm dia |  | B2/23/03-K
| B2/23/03 | 200000 | 230700 | L | 50 mm dia | m | 119 | 55.88 | 6649.72 | W | W2307043 | 50 mm dia |  | B2/23/03-L
| B2/23/03 | 200000 | 230700 | M | 65 mm dia | m | 10 | 60.75 | 607.5 | W | W2307044 | 65 mm dia |  | B2/23/03-M
| B2/23/03 | 200000 | 230700 | N | 100 mm dia | m | 10 | 84 | 840 | W | W2307045 | 100 mm dia |  | B2/23/03-N
| B2/23/03 | 200000 | 230700 | P | 150 mm dia | m | 43 | 108 | 4644 | W | W2307046 | 150 mm dia |  | B2/23/03-P
6 | B2/23/04 |  |  |  | Warehouse - BLOCK A |  |  |  | 10162.78
| B2/23/04 | 200000 | 230700 | A | 20 mm dia | m | 156 | 25.63 | 3998.28 | W | W2307047 | 20 mm dia |  | B2/23/04-A
| B2/23/04 | 200000 | 230700 | B | 25 mm dia | m | 82 | 32.25 | 2644.5 | W | W2307048 | 25 mm dia |  | B2/23/04-B
| B2/23/04 | 200000 | 230700 | C | 32 mm dia | m | 110 | 32 | 3520 | W | W2307049 | 32 mm dia |  | B2/23/04-C
6 | B2/23/04 |  |  |  | Warehouse - BLOCK B |  |  |  | 10162.78
| B2/23/04 | 200000 | 230700 | D | 20 mm dia | m | 156 | 25.63 | 3998.28 | W | W2307050 | 20 mm dia |  | B2/23/04-D
| B2/23/04 | 200000 | 230700 | E | 25 mm dia | m | 82 | 32.25 | 2644.5 | W | W2307051 | 25 mm dia |  | B2/23/04-E
| B2/23/04 | 200000 | 230700 | F | 32 mm dia | m | 110 | 32 | 3520 | W | W2307052 | 32 mm dia |  | B2/23/04-F
6 | B2/23/04 |  |  |  | Warehouse - BLOCK C |  |  |  | 8501.15
| B2/23/04 | 200000 | 230700 | G | 20 mm dia | m | 130 | 25.63 | 3331.9 | W | W2307053 | 20 mm dia |  | B2/23/04-G
| B2/23/04 | 200000 | 230700 | H | 25 mm dia | m | 69 | 32.25 | 2225.25 | W | W2307054 | 25 mm dia |  | B2/23/04-H
| B2/23/04 | 200000 | 230700 | J | 32 mm dia | m | 92 | 32 | 2944 | W | W2307055 | 32 mm dia |  | B2/23/04-J
5 | B2/23/04 |  |  |  | Interior insulation application. for chilled-water supply and return. pipe, all sizes: 50 mm thick mineral fiber with aluminum jacketing for pipes in mechanical rooms or exposed to view |  |  |  | 243989.58
6 | B2/23/04 |  |  |  | Facility Management Building |  |  |  | 17528.62
| B2/23/04 | 200000 | 230700 | K | 32 mm dia | m | 31 | 32 | 992 | W | W2307056 | 32 mm dia |  | B2/23/04-K
| B2/23/04 | 200000 | 230700 | L | 40 mm dia | m | 41 | 53 | 2173 | W | W2307057 | 40 mm dia |  | B2/23/04-L
| B2/23/04 | 200000 | 230700 | M | 50 mm dia | m | 74 | 55.88 | 4135.12 | W | W2307058 | 50 mm dia |  | B2/23/04-M
| B2/23/04 | 200000 | 230700 | N | 65 mm dia | m | 14 | 60.75 | 850.5 | W | W2307059 | 65 mm dia |  | B2/23/04-N
| B2/23/04 | 200000 | 230700 | P | 80 mm dia | m | 12 | 65.5 | 786 | W | W2307060 | 80 mm dia |  | B2/23/04-P
| B2/23/05 | 200000 | 230700 | A | 100 mm dia | m | 74 | 84 | 6216 | W | W2307061 | 100 mm dia |  | B2/23/05-A
| B2/23/05 | 200000 | 230700 | B | 150 mm dia | m | 22 | 108 | 2376 | W | W2307062 | 150 mm dia |  | B2/23/05-B
6 | B2/23/05 |  |  |  | Warehouse - BLOCK A |  |  |  | 79933.28
| B2/23/05 | 200000 | 230700 | C | 20 mm dia | m | 773 | 25.63 | 19811.99 | W | W2307063 | 20 mm dia |  | B2/23/05-C
| B2/23/05 | 200000 | 230700 | D | 25 mm dia | m | 184 | 32.25 | 5934 | W | W2307064 | 25 mm dia |  | B2/23/05-D
| B2/23/05 | 200000 | 230700 | E | 32 mm dia | m | 436 | 32 | 13952 | W | W2307065 | 32 mm dia |  | B2/23/05-E
| B2/23/05 | 200000 | 230700 | F | 40 mm dia | m | 78 | 53 | 4134 | W | W2307066 | 40 mm dia |  | B2/23/05-F
| B2/23/05 | 200000 | 230700 | G | 50 mm dia | m | 133 | 55.88 | 7432.04 | W | W2307067 | 50 mm dia |  | B2/23/05-G
| B2/23/05 | 200000 | 230700 | H | 65 mm dia | m | 211 | 60.75 | 12818.25 | W | W2307068 | 65 mm dia |  | B2/23/05-H
| B2/23/05 | 200000 | 230700 | J | 80 mm dia | m | 242 | 65.5 | 15851 | W | W2307069 | 80 mm dia |  | B2/23/05-J
6 | B2/23/05 |  |  |  | Warehouse - BLOCK B |  |  |  | 79933.28
| B2/23/05 | 200000 | 230700 | K | 20 mm dia | m | 773 | 25.63 | 19811.99 | W | W2307070 | 20 mm dia |  | B2/23/05-K
| B2/23/05 | 200000 | 230700 | L | 25 mm dia | m | 184 | 32.25 | 5934 | W | W2307071 | 25 mm dia |  | B2/23/05-L
| B2/23/05 | 200000 | 230700 | M | 32 mm dia | m | 436 | 32 | 13952 | W | W2307072 | 32 mm dia |  | B2/23/05-M
| B2/23/05 | 200000 | 230700 | N | 40 mm dia | m | 78 | 53 | 4134 | W | W2307073 | 40 mm dia |  | B2/23/05-N
| B2/23/05 | 200000 | 230700 | P | 50 mm dia | m | 133 | 55.88 | 7432.04 | W | W2307074 | 50 mm dia |  | B2/23/05-P
| B2/23/05 | 200000 | 230700 | Q | 65 mm dia | m | 211 | 60.75 | 12818.25 | W | W2307075 | 65 mm dia |  | B2/23/05-Q
| B2/23/05 | 200000 | 230700 | R | 80 mm dia | m | 242 | 65.5 | 15851 | W | W2307076 | 80 mm dia |  | B2/23/05-R
6 | B2/23/05 |  |  |  | Warehouse - BLOCK C |  |  |  | 66594.4
| B2/23/05 | 200000 | 230700 | S | 20 mm dia | m | 644 | 25.63 | 16505.72 | W | W2307077 | 20 mm dia |  | B2/23/05-S
| B2/23/05 | 200000 | 230700 | T | 25 mm dia | m | 152 | 32.25 | 4902 | W | W2307078 | 25 mm dia |  | B2/23/05-T
| B2/23/06 | 200000 | 230700 | A | 32 mm dia | m | 363 | 32 | 11616 | W | W2307079 | 32 mm dia |  | B2/23/06-A
| B2/23/06 | 200000 | 230700 | B | 40 mm dia | m | 65 | 53 | 3445 | W | W2307080 | 40 mm dia |  | B2/23/06-B
| B2/23/06 | 200000 | 230700 | C | 50 mm dia | m | 111 | 55.88 | 6202.68 | W | W2307081 | 50 mm dia |  | B2/23/06-C
| B2/23/06 | 200000 | 230700 | D | 65 mm dia | m | 176 | 60.75 | 10692 | W | W2307082 | 65 mm dia |  | B2/23/06-D
| B2/23/06 | 200000 | 230700 | E | 80 mm dia | m | 202 | 65.5 | 13231 | W | W2307083 | 80 mm dia |  | B2/23/06-E
3 | B2/23/06 |  |  |  | 230900 - BUILDING MANAGEMENT SYSTEM (BMS) |  |  |  | 1100125
4 | B2/23/06 |  |  |  | Bms system |  |  |  | 1100125
| B2/23/06 | 200000 | 230900 | F | Supply, installation, testing and commissioning of the building management system to deliver a complete and integrated system in accordance with the specifications and design drawings | Item | 1 | 1100125 | 1100125 | W | W2309002 | Supply, installation, testing and commissioning of the building management system to deliver a complete and integrated system in accordance with the specifications and design drawings |  | B2/23/06-F
3 | B2/23/06 |  |  |  | 231113 - FACILITY FUEL OIL PIPING |  |  |  | 847366.88
4 | B2/23/06 |  |  |  | steel pipe : astm a 53/a 53m black steel, schedule 40 type e . including flexible hose dielectric unions, welding filler metal, strainers, gaskets, bolting, sleeves and plates |  |  |  | 18635.63
| B2/23/06 | 200000 | 231000 | G | 50 mm dia | m | 50 | 126.63 | 6331.5 | W | W2310014 | 50 mm dia |  | B2/23/06-G
| B2/23/06 | 200000 | 231000 | H | steel pipe for vent | Item | 1 | 12304.13 | 12304.13 | W | W2310015 | steel pipe for vent |  | B2/23/06-H
4 | B2/23/06 |  |  |  | Manual fuel-oil shutoff valves |  |  |  | 119968.75
5 | B2/23/06 |  |  |  | Specialty valves |  |  |  | 119968.75
| B2/23/06 | 200000 | 231000 | J | Pressure-relief valves | Item | 1 | 10968.75 | 10968.75 | W | W2310016 | Pressure-relief valves |  | B2/23/06-J
| B2/23/06 | 200000 | 231000 | K | Oil safety valves | Item | 1 | 9718.75 | 9718.75 | W | W2310017 | Oil safety valves |  | B2/23/06-K
| B2/23/06 | 200000 | 231000 | L | Drain valves | Item | 1 | 5968.75 | 5968.75 | W | W2310018 | Drain valves |  | B2/23/06-L
| B2/23/07 | 200000 | 231000 | A | Float valves | Item | 1 | 9718.75 | 9718.75 | W | W2310019 | Float valves |  | B2/23/07-A
| B2/23/07 | 200000 | 231000 | B | Emergency shut-off valves | Item | 1 | 17218.75 | 17218.75 | W | W2310020 | Emergency shut-off valves |  | B2/23/07-B
| B2/23/07 | 200000 | 231000 | C | Mechaical leak detector | Item | 1 | 46937.5 | 46937.5 | W | W2310021 | Mechaical leak detector |  | B2/23/07-C
| B2/23/07 | 200000 | 231000 | D | Check valves | Item | 1 | 9718.75 | 9718.75 | W | W2310022 | Check valves |  | B2/23/07-D
| B2/23/07 | 200000 | 231000 | E | Solenoid valve | Item | 1 | 9718.75 | 9718.75 | W | W2310023 | Solenoid valve |  | B2/23/07-E
4 | B2/23/07 |  |  |  | Tanks : underground steel fuel-oil storage tank, horizontal, supports and fittings complete with necessary accessories; as per specified |  |  |  | 650825
| B2/23/07 | 200000 | 231000 | F | FT-EMC-01 & 02 | Nr | 2 | 325412.5 | 650825 | W | W2310024 | FT-EMC-01 & 02 |  | B2/23/07-F
4 | B2/23/07 |  |  |  | Fuel filling point cabinet including civil works and all accessories; as specified. |  |  |  | 11587.5
| B2/23/07 | 200000 | 231000 | G | 50 mm dia | Nr | 1 | 11587.5 | 11587.5 | W | W2310025 | 50 mm dia |  | B2/23/07-G
4 | B2/23/07 |  |  |  | Submersible fuel oil pump |  |  |  | 46350
| B2/23/07 | 200000 | 231000 | H | FOP-EMC-01 & 02 | Nr | 4 | 11587.5 | 46350 | W | W2310026 | FOP-EMC-01 & 02 |  | B2/23/07-H
3 | B2/23/07 |  |  |  | 232113 - HYDRONIC PIPING |  |  |  | 2853720.12
4 | B2/23/07 |  |  |  | Preinsulated Black steel pipe for chilled water, complete with fitting, joints, flexible connectors, unions, flanges, couplings |  |  |  | 1355366.71
5 | B2/23/07 |  |  |  | EMC Site |  |  |  | 1355366.71
| B2/23/07 | 200000 | 232000 | J | 65 mm dia | m | 1148 | 140.63 | 161443.24 | W | W2320023 | 65 mm dia |  | B2/23/07-J
| B2/23/07 | 200000 | 232000 | K | 100 mm dia | m | 291 | 329.88 | 95995.08 | W | W2320024 | 100 mm dia |  | B2/23/07-K
| B2/23/07 | 200000 | 232000 | L | 150 mm dia | m | 464 | 493 | 228752 | W | W2320025 | 150 mm dia |  | B2/23/07-L
| B2/23/07 | 200000 | 232000 | M | 200 mm dia | m | 413 | 726.75 | 300147.75 | W | W2320026 | 200 mm dia |  | B2/23/07-M
| B2/23/08 | 200000 | 232000 | A | 250 mm dia | m | 192 | 908.38 | 174408.96 | W | W2320027 | 250 mm dia |  | B2/23/08-A
| B2/23/08 | 200000 | 232000 | B | 300 mm dia | m | 236 | 1090.13 | 257270.68 | W | W2320028 | 300 mm dia |  | B2/23/08-B
| B2/23/08 | 200000 | 232000 | C | 350 mm dia | m | 108 | 1271.75 | 137349 | W | W2320029 | 350 mm dia |  | B2/23/08-C
4 | B2/23/08 |  |  |  | Black steel pipe for chilled water, complete with fitting, joints, flexible connectors, unions, flanges, couplings |  |  |  | 1008288.57
5 | B2/23/08 |  |  |  | Facility Management Building |  |  |  | 198830.78
| B2/23/08 | 200000 | 232000 | D | 20 mm dia | m | 414 | 82.5 | 34155 | W | W2320030 | 20 mm dia |  | B2/23/08-D
| B2/23/08 | 200000 | 232000 | E | 25 mm dia | m | 286 | 98 | 28028 | W | W2320031 | 25 mm dia |  | B2/23/08-E
| B2/23/08 | 200000 | 232000 | F | 32 mm dia | m | 143 | 119.88 | 17142.84 | W | W2320032 | 32 mm dia |  | B2/23/08-F
| B2/23/08 | 200000 | 232000 | G | 40 mm dia | m | 205 | 145 | 29725 | W | W2320033 | 40 mm dia |  | B2/23/08-G
| B2/23/08 | 200000 | 232000 | H | 50 mm dia | m | 193 | 126.63 | 24439.59 | W | W2320034 | 50 mm dia |  | B2/23/08-H
| B2/23/08 | 200000 | 232000 | J | 65 mm dia | m | 24 | 140.63 | 3375.12 | W | W2320035 | 65 mm dia |  | B2/23/08-J
| B2/23/08 | 200000 | 232000 | K | 80 mm dia | m | 21 | 246.63 | 5179.23 | W | W2320036 | 80 mm dia |  | B2/23/08-K
| B2/23/08 | 200000 | 232000 | L | 100 mm dia | m | 75 | 329.88 | 24741 | W | W2320037 | 100 mm dia |  | B2/23/08-L
| B2/23/08 | 200000 | 232000 | M | 150 mm dia | m | 65 | 493 | 32045 | W | W2320038 | 150 mm dia |  | B2/23/08-M
5 | B2/23/08 |  |  |  | Warehouse - BLOCK A |  |  |  | 285674.16
| B2/23/08 | 200000 | 232000 | N | 20 mm dia | m | 929 | 82.5 | 76642.5 | W | W2320039 | 20 mm dia |  | B2/23/08-N
| B2/23/08 | 200000 | 232000 | P | 25 mm dia | m | 266 | 98 | 26068 | W | W2320040 | 25 mm dia |  | B2/23/08-P
| B2/23/08 | 200000 | 232000 | Q | 32 mm dia | m | 546 | 119.88 | 65454.48 | W | W2320041 | 32 mm dia |  | B2/23/08-Q
| B2/23/08 | 200000 | 232000 | R | 40 mm dia | m | 78 | 145 | 11310 | W | W2320042 | 40 mm dia |  | B2/23/08-R
| B2/23/08 | 200000 | 232000 | S | 50 mm dia | m | 133 | 126.63 | 16841.79 | W | W2320043 | 50 mm dia |  | B2/23/08-S
| B2/23/09 | 200000 | 232000 | A | 65 mm dia | m | 211 | 140.63 | 29672.93 | W | W2320044 | 65 mm dia |  | B2/23/09-A
| B2/23/09 | 200000 | 232000 | B | 80 mm dia | m | 242 | 246.63 | 59684.46 | W | W2320045 | 80 mm dia |  | B2/23/09-B
5 | B2/23/09 |  |  |  | Warehouse - BLOCK B |  |  |  | 285674.16
| B2/23/09 | 200000 | 232000 | C | 20 mm dia | m | 929 | 82.5 | 76642.5 | W | W2320046 | 20 mm dia |  | B2/23/09-C
| B2/23/09 | 200000 | 232000 | D | 25 mm dia | m | 266 | 98 | 26068 | W | W2320047 | 25 mm dia |  | B2/23/09-D
| B2/23/09 | 200000 | 232000 | E | 32 mm dia | m | 546 | 119.88 | 65454.48 | W | W2320048 | 32 mm dia |  | B2/23/09-E
| B2/23/09 | 200000 | 232000 | F | 40 mm dia | m | 78 | 145 | 11310 | W | W2320049 | 40 mm dia |  | B2/23/09-F
| B2/23/09 | 200000 | 232000 | G | 50 mm dia | m | 133 | 126.63 | 16841.79 | W | W2320050 | 50 mm dia |  | B2/23/09-G
| B2/23/09 | 200000 | 232000 | H | 65 mm dia | m | 211 | 140.63 | 29672.93 | W | W2320051 | 65 mm dia |  | B2/23/09-H
| B2/23/09 | 200000 | 232000 | J | 80 mm dia | m | 242 | 246.63 | 59684.46 | W | W2320052 | 80 mm dia |  | B2/23/09-J
5 | B2/23/09 |  |  |  | Warehouse - BLOCK C |  |  |  | 238109.47
| B2/23/09 | 200000 | 232000 | K | 20 mm dia | m | 774 | 82.5 | 63855 | W | W2320053 | 20 mm dia |  | B2/23/09-K
| B2/23/09 | 200000 | 232000 | L | 25 mm dia | m | 221 | 98 | 21658 | W | W2320054 | 25 mm dia |  | B2/23/09-L
| B2/23/09 | 200000 | 232000 | M | 32 mm dia | m | 455 | 119.88 | 54545.4 | W | W2320055 | 32 mm dia |  | B2/23/09-M
| B2/23/09 | 200000 | 232000 | N | 40 mm dia | m | 65 | 145 | 9425 | W | W2320056 | 40 mm dia |  | B2/23/09-N
| B2/23/09 | 200000 | 232000 | P | 50 mm dia | m | 111 | 126.63 | 14055.93 | W | W2320057 | 50 mm dia |  | B2/23/09-P
| B2/23/09 | 200000 | 232000 | Q | 65 mm dia | m | 176 | 140.63 | 24750.88 | W | W2320058 | 65 mm dia |  | B2/23/09-Q
| B2/23/09 | 200000 | 232000 | R | 80 mm dia | m | 202 | 246.63 | 49819.26 | W | W2320059 | 80 mm dia |  | B2/23/09-R
4 | B2/23/10 |  |  |  | Upvc plastic pipe for condensate water, complete with fitting, joints, flexible connectors, unions, flanges, couplings |  |  |  | 458009.46
5 | B2/23/10 |  |  |  | Facility Management Building |  |  |  | 46683.8
| B2/23/10 | 200000 | 232000 | A | 20 mm dia | m | 510 | 82.5 | 42075 | W | W2320060 | 20 mm dia |  | B2/23/10-A
| B2/23/10 | 200000 | 232000 | B | 25 mm dia | m | 20 | 98 | 1960 | W | W2320061 | 25 mm dia |  | B2/23/10-B
| B2/23/10 | 200000 | 232000 | C | 32 mm dia | m | 10 | 119.88 | 1198.8 | W | W2320062 | 32 mm dia |  | B2/23/10-C
| B2/23/10 | 200000 | 232000 | D | 40 mm dia | m | 10 | 145 | 1450 | W | W2320063 | 40 mm dia |  | B2/23/10-D
5 | B2/23/10 |  |  |  | Warehouse - Block A |  |  |  | 127980
| B2/23/10 | 200000 | 232000 | E | 20 mm dia | m | 1480 | 82.5 | 122100 | W | W2320064 | 20 mm dia |  | B2/23/10-E
| B2/23/10 | 200000 | 232000 | F | 25 mm dia | m | 60 | 98 | 5880 | W | W2320065 | 25 mm dia |  | B2/23/10-F
5 | B2/23/10 |  |  |  | Warehouse - Block B |  |  |  | 127980
| B2/23/10 | 200000 | 232000 | G | 20 mm dia | m | 1480 | 82.5 | 122100 | W | W2320066 | 20 mm dia |  | B2/23/10-G
| B2/23/10 | 200000 | 232000 | H | 25 mm dia | m | 60 | 98 | 5880 | W | W2320067 | 25 mm dia |  | B2/23/10-H
5 | B2/23/10 |  |  |  | Warehouse - Block C |  |  |  | 155365.66
| B2/23/10 | 200000 | 232000 | J | 20 mm dia | m | 1260 | 82.5 | 103950 | W | W2320068 | 20 mm dia |  | B2/23/10-J
| B2/23/10 | 200000 | 232000 | K | 25 mm dia | m | 50 | 98 | 4900 | W | W2320069 | 25 mm dia |  | B2/23/10-K
| B2/23/10 | 200000 | 232000 | L | Valves & hydronic valves : ball valves | Item | 1 | 5171.88 | 5171.88 | W | W2320070 | Valves & hydronic valves : ball valves |  | B2/23/10-L
| B2/23/10 | 200000 | 232000 | M | Valves & hydronic valves : gate valves | Item | 1 | 5171.88 | 5171.88 | W | W2320071 | Valves & hydronic valves : gate valves |  | B2/23/10-M
| B2/23/10 | 200000 | 232000 | N | Valves & hydronic valves : globe valves | Item | 1 | 5171.88 | 5171.88 | W | W2320072 | Valves & hydronic valves : globe valves |  | B2/23/10-N
| B2/23/10 | 200000 | 232000 | P | Valves & hydronic valves : balancing valves | Item | 1 | 8921.88 | 8921.88 | W | W2320073 | Valves & hydronic valves : balancing valves |  | B2/23/10-P
| B2/23/10 | 200000 | 232000 | Q | Valves & hydronic valves : flow control valve | Item | 1 | 11421.88 | 11421.88 | W | W2320074 | Valves & hydronic valves : flow control valve |  | B2/23/10-Q
| B2/23/11 | 200000 | 232000 | A | Valves & hydronic valves : drain valves | Item | 1 | 5171.88 | 5171.88 | W | W2320075 | Valves & hydronic valves : drain valves |  | B2/23/11-A
| B2/23/11 | 200000 | 232000 | B | Valves & hydronic valves : automatic air vent | Item | 1 | 5484.38 | 5484.38 | W | W2320076 | Valves & hydronic valves : automatic air vent |  | B2/23/11-B
4 | B2/23/11 |  |  |  | Expansion tanks |  |  |  | 11537.5
| B2/23/11 | 200000 | 232000 | C | ET-ETS1-GR-01&02 | Nr | 2 | 5768.75 | 11537.5 | W | W2320077 | ET-ETS1-GR-01&02 |  | B2/23/11-C
4 | B2/23/11 |  |  |  | Air separator |  |  |  | 18230.38
5 | B2/23/11 |  |  |  | EMC - Site |  |  |  | 18230.38
| B2/23/11 | 200000 | 232000 | D | AS-ETS1-GR-01 | Nr | 1 | 18230.38 | 18230.38 | W | W2320078 | AS-ETS1-GR-01 |  | B2/23/11-D
4 | B2/23/11 |  |  |  | Facility Management Building |  |  |  | 2287.5
| B2/23/11 | 200000 | 232000 | E | ET-FM-F1-01 | Nr | 1 | 2287.5 | 2287.5 | W | W2320079 | ET-FM-F1-01 |  | B2/23/11-E
3 | B2/23/11 |  |  |  | 232123 - HYDRONIC PUMPS |  |  |  | 158112.5
4 | B2/23/11 |  |  |  | Chilled water pumps including casing, impeller, motor, shaft and sleeve, seals, pump and motor bearings, rings and couplings, mounting frames and all necessary accessories listed in the specification and drawings |  |  |  | 158112.5
| B2/23/11 | 200000 | 232000 | F | CWP-ETS1-GR-01 TO 04 | Nr | 4 | 36287.5 | 145150 | W | W2320080 | CWP-ETS1-GR-01 TO 04 |  | B2/23/11-F
| B2/23/11 | 200000 | 232000 | G | MUP-ETS1-GR-01 | Set | 1 | 12962.5 | 12962.5 | W | W2320081 | MUP-ETS1-GR-01 |  | B2/23/11-G
3 | B2/23/11 |  |  |  | 232500 - HVAC WATER TREATMENT |  |  |  | 20025.13
4 | B2/23/11 |  |  |  | Chemical treatment as specified |  |  |  | 20025.13
| B2/23/11 | 200000 | 232500 | H | CTU-ETS1-GR-01 | Nr | 1 | 20025.13 | 20025.13 | W | W2325002 | CTU-ETS1-GR-01 |  | B2/23/11-H
3 | B2/23/12 |  |  |  | 233113 - METAL DUCTS |  |  |  | 5589999.93
4 | B2/23/12 |  |  |  | Metal ducts, including plates, sealant, hangers, supports, casings, tie-rods and all the necessary accessories as per specifications |  |  |  | 5589999.93
5 | B2/23/12 |  |  |  | Facility Management Building |  |  |  | 990211.04
| B2/23/12 | 200000 | 233100 | A | Galvanized, sheet steel | kg | 20258 | 48.88 | 990211.04 | W | W2331001 | Galvanized, sheet steel |  | B2/23/12-A
5 | B2/23/12 |  |  |  | Warehouse - Block A |  |  |  | 992752.8
| B2/23/12 | 200000 | 233100 | B | Galvanized, sheet steel | kg | 20310 | 48.88 | 992752.8 | W | W2331002 | Galvanized, sheet steel |  | B2/23/12-B
5 | B2/23/12 |  |  |  | Warehouse - Block B |  |  |  | 992752.8
| B2/23/12 | 200000 | 233100 | C | Galvanized, sheet steel | kg | 20310 | 48.88 | 992752.8 | W | W2331003 | Galvanized, sheet steel |  | B2/23/12-C
5 | B2/23/12 |  |  |  | Warehouse - Block C |  |  |  | 827260.91
| B2/23/12 | 200000 | 233100 | D | Galvanized, sheet steel | kg | 16924.323 | 48.88 | 827260.91 | W | W2331004 | Galvanized, sheet steel |  | B2/23/12-D
5 | B2/23/12 |  |  |  | Duct liner |  |  |  | 699005.38
| B2/23/12 | 200000 | 233100 | E | Duct liner | Item | 1 | 699005.38 | 699005.38 | W | W2331005 | Duct liner |  | B2/23/12-E
5 | B2/23/12 |  |  |  | Fire stopping |  |  |  | 1088017
| B2/23/12 | 200000 | 233100 | F | Fire resistant sealant | Item | 1 | 1088017 | 1088017 | W | W2331006 | Fire resistant sealant |  | B2/23/12-F
3 | B2/23/12 |  |  |  | 233300 - AIR DUCT ACCESSORIES |  |  |  | 1983249.88
4 | B2/23/12 |  |  |  | Dampers |  |  |  | 610261.88
| B2/23/12 | 200000 | 233000 | G | Manual-volume dampers | Item | 1 | 610261.88 | 610261.88 | W | W2330008 | Manual-volume dampers |  | B2/23/12-G
4 | B2/23/12 |  |  |  | Backdraft and pressure relief dampers |  |  |  | 1372988
| B2/23/12 | 200000 | 233000 | H | BDD | Item | 1 | 406841.25 | 406841.25 | W | W2330009 | BDD |  | B2/23/12-H
| B2/23/13 | 200000 | 233000 | A | Fire dampers | Item | 1 | 804767.75 | 804767.75 | W | W2330010 | Fire dampers |  | B2/23/13-A
| B2/23/13 | 200000 | 233000 | B | Flexible ducts | Item | 1 | 161379 | 161379 | W | W2330011 | Flexible ducts |  | B2/23/13-B
3 | B2/23/13 |  |  |  | 233423 - HVAC POWER VENTILATORS |  |  |  | 322537.5
4 | B2/23/13 |  |  |  | 233416 - CENTRIFUGAL HVAC FANS |  |  |  | 322537.5
5 | B2/23/13 |  |  |  | Fan unit, inline centrifugal, belt-driven centrifugal fans consisting of housing, wheel, fan shaft, bearings, motor and disconnect switch, drive assembly, support structure and all necessary accessories as specified |  |  |  | 322537.5
6 | B2/23/13 |  |  |  | Facility Management Building |  |  |  | 11437.5
| B2/23/13 | 200000 | 233400 | C | EF-FM-RF-01 | Nr | 1 | 2287.5 | 2287.5 | W | W2334008 | EF-FM-RF-01 |  | B2/23/13-C
| B2/23/13 | 200000 | 233400 | D | EF-FM-RF-02 | Nr | 1 | 2287.5 | 2287.5 | W | W2334009 | EF-FM-RF-02 |  | B2/23/13-D
| B2/23/13 | 200000 | 233400 | E | EF-FM-RF-03 | Nr | 1 | 2287.5 | 2287.5 | W | W2334010 | EF-FM-RF-03 |  | B2/23/13-E
| B2/23/13 | 200000 | 233400 | F | EF-FM-RF-06 | Nr | 1 | 2287.5 | 2287.5 | W | W2334011 | EF-FM-RF-06 |  | B2/23/13-F
| B2/23/13 | 200000 | 233400 | G | EF-FM-RF-07 | Nr | 1 | 2287.5 | 2287.5 | W | W2334012 | EF-FM-RF-07 |  | B2/23/13-G
6 | B2/23/13 |  |  |  | Warehouse - Block A |  |  |  | 109800
| B2/23/13 | 200000 | 233400 | H | EF-BA-GF-01 | Nr | 6 | 2287.5 | 13725 | W | W2334013 | EF-BA-GF-01 |  | B2/23/13-H
| B2/23/13 | 200000 | 233400 | J | EF-BA-GF-02 | Nr | 6 | 2287.5 | 13725 | W | W2334014 | EF-BA-GF-02 |  | B2/23/13-J
| B2/23/13 | 200000 | 233400 | K | EF-BA-GF-03 | Nr | 6 | 2287.5 | 13725 | W | W2334015 | EF-BA-GF-03 |  | B2/23/13-K
| B2/23/13 | 200000 | 233400 | L | EF-BA-MZ-01 | Nr | 6 | 2287.5 | 13725 | W | W2334016 | EF-BA-MZ-01 |  | B2/23/13-L
| B2/23/13 | 200000 | 233400 | M | EF-BA-MZ-02 | Nr | 6 | 2287.5 | 13725 | W | W2334017 | EF-BA-MZ-02 |  | B2/23/13-M
| B2/23/13 | 200000 | 233400 | N | EF-BA-MZ-03 | Nr | 6 | 2287.5 | 13725 | W | W2334018 | EF-BA-MZ-03 |  | B2/23/13-N
| B2/23/13 | 200000 | 233400 | P | EF-BA-MZ-04 | Nr | 6 | 2287.5 | 13725 | W | W2334019 | EF-BA-MZ-04 |  | B2/23/13-P
| B2/23/14 | 200000 | 233400 | A | EF-BA-MZ-05 | Nr | 6 | 2287.5 | 13725 | W | W2334020 | EF-BA-MZ-05 |  | B2/23/14-A
6 | B2/23/14 |  |  |  | Warehouse - Block B |  |  |  | 109800
| B2/23/14 | 200000 | 233400 | B | EF-BB-GF-01 | Nr | 6 | 2287.5 | 13725 | W | W2334021 | EF-BB-GF-01 |  | B2/23/14-B
| B2/23/14 | 200000 | 233400 | C | EF-BB-GF-02 | Nr | 6 | 2287.5 | 13725 | W | W2334022 | EF-BB-GF-02 |  | B2/23/14-C
| B2/23/14 | 200000 | 233400 | D | EF-BB-GF-03 | Nr | 6 | 2287.5 | 13725 | W | W2334023 | EF-BB-GF-03 |  | B2/23/14-D
| B2/23/14 | 200000 | 233400 | E | EF-BB-MZ-01 | Nr | 6 | 2287.5 | 13725 | W | W2334024 | EF-BB-MZ-01 |  | B2/23/14-E
| B2/23/14 | 200000 | 233400 | F | EF-BB-MZ-02 | Nr | 6 | 2287.5 | 13725 | W | W2334025 | EF-BB-MZ-02 |  | B2/23/14-F
| B2/23/14 | 200000 | 233400 | G | EF-BB-MZ-03 | Nr | 6 | 2287.5 | 13725 | W | W2334026 | EF-BB-MZ-03 |  | B2/23/14-G
| B2/23/14 | 200000 | 233400 | H | EF-BB-MZ-04 | Nr | 6 | 2287.5 | 13725 | W | W2334027 | EF-BB-MZ-04 |  | B2/23/14-H
| B2/23/14 | 200000 | 233400 | J | EF-BB-MZ-05 | Nr | 6 | 2287.5 | 13725 | W | W2334028 | EF-BB-MZ-05 |  | B2/23/14-J
6 | B2/23/14 |  |  |  | Warehouse - Block C |  |  |  | 91500
| B2/23/14 | 200000 | 233400 | K | EF-BC-GF-01 | Nr | 5 | 2287.5 | 11437.5 | W | W2334029 | EF-BC-GF-01 |  | B2/23/14-K
| B2/23/14 | 200000 | 233400 | L | EF-BC-GF-02 | Nr | 5 | 2287.5 | 11437.5 | W | W2334030 | EF-BC-GF-02 |  | B2/23/14-L
| B2/23/14 | 200000 | 233400 | M | EF-BC-GF-03 | Nr | 2 | 2287.5 | 4575 | W | W2334031 | EF-BC-GF-03 |  | B2/23/14-M
| B2/23/14 | 200000 | 233400 | N | EF-BC-GF-04 | Nr | 3 | 2287.5 | 6862.5 | W | W2334032 | EF-BC-GF-04 |  | B2/23/14-N
| B2/23/14 | 200000 | 233400 | P | EF-BC-MZ-01 | Nr | 5 | 2287.5 | 11437.5 | W | W2334033 | EF-BC-MZ-01 |  | B2/23/14-P
| B2/23/14 | 200000 | 233400 | Q | EF-BC-MZ-02 | Nr | 5 | 2287.5 | 11437.5 | W | W2334034 | EF-BC-MZ-02 |  | B2/23/14-Q
| B2/23/14 | 200000 | 233400 | R | EF-BC-MZ-03 | Nr | 5 | 2287.5 | 11437.5 | W | W2334035 | EF-BC-MZ-03 |  | B2/23/14-R
| B2/23/14 | 200000 | 233400 | S | EF-BC-MZ-04 | Nr | 5 | 2287.5 | 11437.5 | W | W2334036 | EF-BC-MZ-04 |  | B2/23/14-S
| B2/23/14 | 200000 | 233400 | T | EF-BC-MZ-05 | Nr | 5 | 2287.5 | 11437.5 | W | W2334037 | EF-BC-MZ-05 |  | B2/23/14-T
3 | B2/23/15 |  |  |  | 233600 - AIR TERMINAL UNITS |  |  |  | 268293.75
4 | B2/23/15 |  |  |  | Single-duct air terminals : variable air volume box (vav), complete with casing, lining, plenum air inlets and outlets, access, volume damper, single duct terminals, attenuator section, multioutlet attenuator section, round outlet, coils and controls |  |  |  | 268293.75
5 | B2/23/15 |  |  |  | Facility Management Building |  |  |  | 268293.75
| B2/23/15 | 200000 | 233600 | A | VAV | Nr | 41 | 6543.75 | 268293.75 | W | W2336001 | VAV |  | B2/23/15-A
3 | B2/23/15 |  |  |  | 233713 - DIFFUSERS, REGISTERS, AND GRILLES |  |  |  | 1243772.25
4 | B2/23/15 |  |  |  | Facility Management Building |  |  |  | 326659.11
5 | B2/23/15 |  |  |  | Diffusers: supply/return/fresh air/transfer and exhaust square ceiling diffusers |  |  |  | 135519.5
| B2/23/15 | 200000 | 233600 | B | SCD 600x600 | Nr | 131 | 517.25 | 67759.75 | W | W2336002 | SCD 600x600 |  | B2/23/15-B
| B2/23/15 | 200000 | 233600 | C | SCD 600x600 | Nr | 131 | 517.25 | 67759.75 | W | W2336003 | SCD 600x600 |  | B2/23/15-C
5 | B2/23/15 |  |  |  | Registers: supply/return/ fresh air/ exhaust registers |  |  |  | 44512.93
| B2/23/15 | 200000 | 233600 | D | ER150x150 | Nr | 36 | 276.63 | 9958.68 | W | W2336004 | ER150x150 |  | B2/23/15-D
| B2/23/15 | 200000 | 233600 | E | ER 350x350 | Nr | 1 | 454.75 | 454.75 | W | W2336005 | ER 350x350 |  | B2/23/15-E
| B2/23/15 | 200000 | 233600 | F | SR 450x300 | Nr | 9 | 642.25 | 5780.25 | W | W2336006 | SR 450x300 |  | B2/23/15-F
| B2/23/15 | 200000 | 233600 | G | RR 450x300 | Nr | 9 | 517.25 | 4655.25 | W | W2336007 | RR 450x300 |  | B2/23/15-G
| B2/23/15 | 200000 | 233600 | H | SR 900x350 | Nr | 12 | 1079.75 | 12957 | W | W2336008 | SR 900x350 |  | B2/23/15-H
| B2/23/15 | 200000 | 233600 | J | RR 900x350 | Nr | 12 | 892.25 | 10707 | W | W2336009 | RR 900x350 |  | B2/23/15-J
5 | B2/23/16 |  |  |  | Slot diffusers: supply/return linear slot diffusers |  |  |  | 78313.68
| B2/23/16 | 200000 | 233600 | A | SLD-1200mm- 2S - N.S ?200mm each | Nr | 36 | 1158.13 | 41692.68 | W | W2336010 | SLD-1200mm- 2S - N.S ?200mm each |  | B2/23/16-A
| B2/23/16 | 200000 | 233600 | B | RLD-1200mm- 2S - N.S ?200mm each | Nr | 36 | 1017.25 | 36621 | W | W2336011 | RLD-1200mm- 2S - N.S ?200mm each |  | B2/23/16-B
5 | B2/23/16 |  |  |  | Grilles: door grilles |  |  |  | 68313
| B2/23/16 | 200000 | 233600 | C | 200x100 | Nr | 4 | 229.75 | 919 | W | W2336012 | 200x100 |  | B2/23/16-C
| B2/23/16 | 200000 | 233600 | D | 300x200 | Nr | 4 | 267.25 | 1069 | W | W2336013 | 300x200 |  | B2/23/16-D
| B2/23/16 | 200000 | 233600 | E | Sound attenuator | Item | 1 | 66325 | 66325 | W | W2336014 | Sound attenuator |  | B2/23/16-E
4 | B2/23/16 |  |  |  | Warehouse - Block A |  |  |  | 323613.52
5 | B2/23/16 |  |  |  | Diffusers: supply/return/fresh air/transfer and exhaust square ceiling diffusers |  |  |  | 31035
| B2/23/16 | 200000 | 233600 | F | SCD 600x600 | Nr | 30 | 517.25 | 15517.5 | W | W2336015 | SCD 600x600 |  | B2/23/16-F
| B2/23/16 | 200000 | 233600 | G | SCD 600x600 | Nr | 30 | 517.25 | 15517.5 | W | W2336016 | SCD 600x600 |  | B2/23/16-G
5 | B2/23/16 |  |  |  | Registers: supply/return/ fresh air/ exhaust registers |  |  |  | 200148.96
| B2/23/16 | 200000 | 233600 | H | ER150x150 | Nr | 42 | 276.63 | 11618.46 | W | W2336017 | ER150x150 |  | B2/23/16-H
| B2/23/16 | 200000 | 233600 | J | ER 350x350 | Nr | 42 | 454.75 | 19099.5 | W | W2336018 | ER 350x350 |  | B2/23/16-J
| B2/23/16 | 200000 | 233600 | K | SR 450x300 | Nr | 90 | 642.25 | 57802.5 | W | W2336019 | SR 450x300 |  | B2/23/16-K
| B2/23/16 | 200000 | 233600 | L | RR 450x300 | Nr | 90 | 517.25 | 46552.5 | W | W2336020 | RR 450x300 |  | B2/23/16-L
| B2/23/16 | 200000 | 233600 | M | SR 900x350 | Nr | 33 | 1079.75 | 35631.75 | W | W2336021 | SR 900x350 |  | B2/23/16-M
| B2/23/16 | 200000 | 233600 | N | RR 900x350 | Nr | 33 | 892.25 | 29444.25 | W | W2336022 | RR 900x350 |  | B2/23/16-N
5 | B2/23/17 |  |  |  | Slot diffusers: supply/return linear slot diffusers |  |  |  | 92429.56
| B2/23/17 | 200000 | 233600 | A | SLD-1200mm- 2S - N.S ?200mm each | Nr | 12 | 1158.13 | 13897.56 | W | W2336023 | SLD-1200mm- 2S - N.S ?200mm each |  | B2/23/17-A
| B2/23/17 | 200000 | 233600 | B | RLD-1200mm- 2S - N.S ?200mm each | Nr | 12 | 1017.25 | 12207 | W | W2336024 | RLD-1200mm- 2S - N.S ?200mm each |  | B2/23/17-B
| B2/23/17 | 200000 | 233600 | C | Sound attenuator | Item | 1 | 66325 | 66325 | W | W2336025 | Sound attenuator |  | B2/23/17-C
4 | B2/23/17 |  |  |  | Warehouse - Block B |  |  |  | 317697.52
5 | B2/23/17 |  |  |  | Diffusers: supply/return/fresh air/transfer and exhaust square ceiling diffusers |  |  |  | 31035
| B2/23/17 | 200000 | 233600 | D | SCD 600x600 | Nr | 30 | 517.25 | 15517.5 | W | W2336026 | SCD 600x600 |  | B2/23/17-D
| B2/23/17 | 200000 | 233600 | E | SCD 600x600 | Nr | 30 | 517.25 | 15517.5 | W | W2336027 | SCD 600x600 |  | B2/23/17-E
5 | B2/23/17 |  |  |  | Registers: supply/return/ fresh air/ exhaust registers |  |  |  | 194232.96
| B2/23/17 | 200000 | 233600 | F | ER150x150 | Nr | 42 | 276.63 | 11618.46 | W | W2336028 | ER150x150 |  | B2/23/17-F
| B2/23/17 | 200000 | 233600 | G | ER 350x350 | Nr | 42 | 454.75 | 19099.5 | W | W2336029 | ER 350x350 |  | B2/23/17-G
| B2/23/17 | 200000 | 233600 | H | SR 450x300 | Nr | 90 | 642.25 | 57802.5 | W | W2336030 | SR 450x300 |  | B2/23/17-H
| B2/23/17 | 200000 | 233600 | J | RR 450x300 | Nr | 90 | 517.25 | 46552.5 | W | W2336031 | RR 450x300 |  | B2/23/17-J
| B2/23/17 | 200000 | 233600 | K | SR 900x350 | Nr | 30 | 1079.75 | 32392.5 | W | W2336032 | SR 900x350 |  | B2/23/17-K
| B2/23/17 | 200000 | 233600 | L | RR 900x350 | Nr | 30 | 892.25 | 26767.5 | W | W2336033 | RR 900x350 |  | B2/23/17-L
5 | B2/23/17 |  |  |  | Slot diffusers: supply/return linear slot diffusers |  |  |  | 92429.56
| B2/23/17 | 200000 | 233600 | M | SLD-1200mm- 2S - N.S ?200mm each | Nr | 12 | 1158.13 | 13897.56 | W | W2336034 | SLD-1200mm- 2S - N.S ?200mm each |  | B2/23/17-M
| B2/23/17 | 200000 | 233600 | N | RLD-1200mm- 2S - N.S ?200mm each | Nr | 12 | 1017.25 | 12207 | W | W2336035 | RLD-1200mm- 2S - N.S ?200mm each |  | B2/23/17-N
| B2/23/17 | 200000 | 233600 | P | Sound attenuator | Item | 1 | 66325 | 66325 | W | W2336036 | Sound attenuator |  | B2/23/17-P
4 | B2/23/18 |  |  |  | Warehouse - Block C |  |  |  | 275802.1
5 | B2/23/18 |  |  |  | Diffusers: supply/return/fresh air/transfer and exhaust square ceiling diffusers |  |  |  | 25862.5
| B2/23/18 | 200000 | 233600 | A | SCD 600x600 | Nr | 25 | 517.25 | 12931.25 | W | W2336037 | SCD 600x600 |  | B2/23/18-A
| B2/23/18 | 200000 | 233600 | B | SCD 600x600 | Nr | 25 | 517.25 | 12931.25 | W | W2336038 | SCD 600x600 |  | B2/23/18-B
5 | B2/23/18 |  |  |  | Registers: supply/return/ fresh air/ exhaust registers |  |  |  | 161860.8
| B2/23/18 | 200000 | 233600 | C | ER150x150 | Nr | 35 | 276.63 | 9682.05 | W | W2336039 | ER150x150 |  | B2/23/18-C
| B2/23/18 | 200000 | 233600 | D | ER 350x350 | Nr | 35 | 454.75 | 15916.25 | W | W2336040 | ER 350x350 |  | B2/23/18-D
| B2/23/18 | 200000 | 233600 | E | SR 450x300 | Nr | 75 | 642.25 | 48168.75 | W | W2336041 | SR 450x300 |  | B2/23/18-E
| B2/23/18 | 200000 | 233600 | F | RR 450x300 | Nr | 75 | 517.25 | 38793.75 | W | W2336042 | RR 450x300 |  | B2/23/18-F
| B2/23/18 | 200000 | 233600 | G | SR 900x350 | Nr | 25 | 1079.75 | 26993.75 | W | W2336043 | SR 900x350 |  | B2/23/18-G
| B2/23/18 | 200000 | 233600 | H | RR 900x350 | Nr | 25 | 892.25 | 22306.25 | W | W2336044 | RR 900x350 |  | B2/23/18-H
5 | B2/23/18 |  |  |  | Slot diffusers: supply/return linear slot diffusers |  |  |  | 88078.8
| B2/23/18 | 200000 | 233600 | J | SLD-1200mm- 2S - N.S ?200mm each | Nr | 10 | 1158.13 | 11581.3 | W | W2336045 | SLD-1200mm- 2S - N.S ?200mm each |  | B2/23/18-J
| B2/23/18 | 200000 | 233600 | K | RLD-1200mm- 2S - N.S ?200mm each | Nr | 10 | 1017.25 | 10172.5 | W | W2336046 | RLD-1200mm- 2S - N.S ?200mm each |  | B2/23/18-K
| B2/23/18 | 200000 | 233600 | L | Sound attenuator | Item | 1 | 66325 | 66325 | W | W2336047 | Sound attenuator |  | B2/23/18-L
3 | B2/23/19 |  |  |  | 237200 - AIR-TO-AIR ENERGY RECOVERY EQUIPMENT |  |  |  | 206055
4 | B2/23/19 |  |  |  | Packaged energy recovery units, complete with housing, heat wheel, controls, heat pipe heat exchanger, fixed plate heat exchangers, supply and exhaust fans, filters, piping and cabling/wiring and all other necessary accessories listed in the specifications |  |  |  | 206055
| B2/23/19 | 200000 | 237200 | A | RAHU-FM-RF-01 | Nr | 1 | 206055 | 206055 | W | W2372001 | RAHU-FM-RF-01 |  | B2/23/19-A
3 | B2/23/19 |  |  |  | 237313 - MODULAR INDOOR CENTRAL-STATION AIR-HANDLING UNITS |  |  |  | 6000555
4 | B2/23/19 |  |  |  | Factory assembled, consisting of fans, motor and drive assembly, coils, damper, plenums, filters, drip pans, mixing dampers,humidifiers and discharge collars with flexible duct connectors |  |  |  | 6000555
5 | B2/23/19 |  |  |  | EMC - Site |  |  |  | 1191720
| B2/23/19 | 200000 | 237300 | B | AHU-FM-GF-01 | Nr | 2 | 148965 | 297930 | W | W2373003 | AHU-FM-GF-01 |  | B2/23/19-B
| B2/23/19 | 200000 | 237300 | C | AHU-BA-GF-01 | Nr | 2 | 148965 | 297930 | W | W2373004 | AHU-BA-GF-01 |  | B2/23/19-C
| B2/23/19 | 200000 | 237300 | D | AHU-BB-GF-01 | Nr | 2 | 148965 | 297930 | W | W2373005 | AHU-BB-GF-01 |  | B2/23/19-D
| B2/23/19 | 200000 | 237300 | E | AHU-BC-GF-01 | Nr | 2 | 148965 | 297930 | W | W2373006 | AHU-BC-GF-01 |  | B2/23/19-E
5 | B2/23/19 |  |  |  | Facility Management Building |  |  |  | 1305900
| B2/23/19 | 200000 | 237300 | F | FAHU-FM-RF-02 | Nr | 1 | 206055 | 206055 | W | W2373007 | FAHU-FM-RF-02 |  | B2/23/19-F
| B2/23/19 | 200000 | 237300 | G | MAHU-FM-RF-MA | Nr | 1 | 206055 | 206055 | W | W2373008 | MAHU-FM-RF-MA |  | B2/23/19-G
| B2/23/19 | 200000 | 237300 | H | AHU-FM-RF-01 | Nr | 1 | 148965 | 148965 | W | W2373009 | AHU-FM-RF-01 |  | B2/23/19-H
| B2/23/19 | 200000 | 237300 | J | AHU-FM-RF-02 | Nr | 1 | 148965 | 148965 | W | W2373010 | AHU-FM-RF-02 |  | B2/23/19-J
| B2/23/20 | 200000 | 237300 | A | AHU-FM-RF-03 | Nr | 1 | 148965 | 148965 | W | W2373011 | AHU-FM-RF-03 |  | B2/23/20-A
| B2/23/20 | 200000 | 237300 | B | AHU-FM-RF-04 | Nr | 1 | 148965 | 148965 | W | W2373012 | AHU-FM-RF-04 |  | B2/23/20-B
| B2/23/20 | 200000 | 237300 | C | AHU-FM-RF-05 | Nr | 2 | 148965 | 297930 | W | W2373013 | AHU-FM-RF-05 |  | B2/23/20-C
5 | B2/23/20 |  |  |  | Warehouse - Block A |  |  |  | 1236330
| B2/23/20 | 200000 | 237300 | D | FAHU-BA-MZ-01 | Nr | 6 | 206055 | 1236330 | W | W2373014 | FAHU-BA-MZ-01 |  | B2/23/20-D
5 | B2/23/20 |  |  |  | Warehouse - Block B |  |  |  | 1236330
| B2/23/20 | 200000 | 237300 | E | FAHU-BA-MZ-01 | Nr | 6 | 206055 | 1236330 | W | W2373015 | FAHU-BA-MZ-01 |  | B2/23/20-E
5 | B2/23/20 |  |  |  | Warehouse - Block C |  |  |  | 1030275
| B2/23/20 | 200000 | 237300 | F | FAHU-BC-MZ-01 | Nr | 5 | 206055 | 1030275 | W | W2373016 | FAHU-BC-MZ-01 |  | B2/23/20-F
3 | B2/23/20 |  |  |  | 238219 - FAN-COIL UNITS |  |  |  | 2453456.25
4 | B2/23/20 |  |  |  | Concealed units: an enclosed including cabinet, chassis, coil, drain pans, fan and motor with cooling coil as specified, filters, dampers, control, outlet duct colar and all other necessary accessories listed in the specifications |  |  |  | 2453456.25
5 | B2/23/20 |  |  |  | Facility Management Building |  |  |  | 245868.75
| B2/23/20 | 200000 | 238219 | G | FCU | Nr | 47 | 5231.25 | 245868.75 | W | W2382192 | FCU |  | B2/23/20-G
5 | B2/23/20 |  |  |  | Warehouse - Block A |  |  |  | 774225
| B2/23/20 | 200000 | 238219 | H | FCU | Nr | 148 | 5231.25 | 774225 | W | W2382193 | FCU |  | B2/23/20-H
5 | B2/23/20 |  |  |  | Warehouse - Block B |  |  |  | 774225
| B2/23/20 | 200000 | 238219 | J | FCU | Nr | 148 | 5231.25 | 774225 | W | W2382194 | FCU |  | B2/23/20-J
5 | B2/23/20 |  |  |  | Warehouse - Block C |  |  |  | 659137.5
| B2/23/20 | 200000 | 238219 | K | FCU | Nr | 126 | 5231.25 | 659137.5 | W | W2382195 | FCU |  | B2/23/20-K
3 | B2/23/21 |  |  |  | 237413 - SPLIT-SYSTEM AIR-CONDITIONERS |  |  |  | 1486502.3
4 | B2/23/21 |  |  |  | Split unit without heat pump. Concealed evaporator fan, including evaporator with refrigerant coil, fan, fan motor, filters, cabling/wiring, casing, compressor, mounting base, controld and other necessary accessories listed in the specifications |  |  |  | 63212.66
| B2/23/21 | 200000 | 237400 | A | SRAC-01/SRCU-01 | Nr | 2 | 9030.38 | 18060.76 | W | W2374006 | SRAC-01/SRCU-01 |  | B2/23/21-A
| B2/23/21 | 200000 | 237400 | B | SRAC-02/SRCU-02 | Nr | 1 | 9030.38 | 9030.38 | W | W2374007 | SRAC-02/SRCU-02 |  | B2/23/21-B
| B2/23/21 | 200000 | 237400 | C | SRAC-03/SRCU-03 | Nr | 1 | 9030.38 | 9030.38 | W | W2374008 | SRAC-03/SRCU-03 |  | B2/23/21-C
| B2/23/21 | 200000 | 237400 | D | SRAC-04/SRCU-04 | Nr | 2 | 9030.38 | 18060.76 | W | W2374009 | SRAC-04/SRCU-04 |  | B2/23/21-D
| B2/23/21 | 200000 | 237400 | E | SRAC-05/SRCU-05 | Nr | 1 | 9030.38 | 9030.38 | W | W2374010 | SRAC-05/SRCU-05 |  | B2/23/21-E
4 | B2/23/21 |  |  |  | Plate heat exchangers, including piping connections, gaskets and all other accessories listed in the specification |  |  |  | 996773.64
| B2/23/21 | 200000 | 237400 | F | HEX-ETS1-GR-01 TO 03 | Nr | 3 | 332257.88 | 996773.64 | W | W2374011 | HEX-ETS1-GR-01 TO 03 |  | B2/23/21-F
4 | B2/23/21 |  |  |  | Facility Management Building |  |  |  | 8850
| B2/23/21 | 200000 | 237400 | G | HEX-FM-F1-01 | Nr | 1 | 8850 | 8850 | W | W2374012 | HEX-FM-F1-01 |  | B2/23/21-G
4 | B2/23/21 |  |  |  | Solar collectors and all other accessories listed in the specification |  |  |  | 258141
5 | B2/23/21 |  |  |  | Facility Management Building |  |  |  | 258141
| B2/23/21 | 200000 | 237400 | H | Solar panel collecting area | m2 | 156 | 1654.75 | 258141 | W | W2374013 | Solar panel collecting area |  | B2/23/21-H
4 | B2/23/22 |  |  |  | Hot water storage tank with Solar system connections |  |  |  | 123150
5 | B2/23/22 |  |  |  | Facility Management Building |  |  |  | 123150
| B2/23/22 | 200000 | 237400 | A | HWST-FM-F1-01 | Nr | 2 | 30787.5 | 61575 | W | W2374014 | HWST-FM-F1-01 |  | B2/23/22-A
| B2/23/22 | 200000 | 237400 | B | HWST-FM-GF-01 | Nr | 2 | 30787.5 | 61575 | W | W2374015 | HWST-FM-GF-01 |  | B2/23/22-B
4 | B2/23/22 |  |  |  | SIDE STREAM FILTRATION UNIT |  |  |  | 34087.5
| B2/23/22 | 200000 | 237400 | C | SSF-ETS1-GR-01 | Nr | 1 | 34087.5 | 34087.5 | W | W2374016 | SSF-ETS1-GR-01 |  | B2/23/22-C
4 | B2/23/22 |  |  |  | Kitchen exhaust ecology units : fan unit: a package consisting of a backward inclined exhaust fan with heavy duty bearings, fan isolators, sound attenuation, two grease sheaves, filter box and odour reducing pellets section. |  |  |  | 2287.5
| B2/23/22 | 200000 | 237400 | D | EU-FM-RF-01 | Nr | 1 | 2287.5 | 2287.5 | W | W2374017 | EU-FM-RF-01 |  | B2/23/22-D
c | B2/23/22 |  |  |  | 23 - HEATING, VENTILATING AND AIR CONDITIONING
c | B2/23/22 |  |  |  | To Summary
2 | B2/26/01 |  |  |  | 26 - ELECTRICAL |  |  |  | 40917086.96
3 | B2/26/01 |  |  |  | 260513 - MEDIUM-VOLTAGE CABLES |  |  |  | 575649.6
4 | B2/26/01 |  |  |  | Supply and installation of Multi-core aluminium conductors, xlpe insulated, LLDPE outer sheath, unarmoured mv cables, rated 36kv; |  |  |  | 525118
| B2/26/01 | 200000 | 260500 | A | 3 x 400 mm2 | m | 1100 | 477.38 | 525118 | Z | Z2605035 | 3 x 400 mm2 |  | B2/26/01-A
4 | B2/26/01 |  |  |  | Multi-core copper conductors, xlpe insulated, extruded pvc outer sheath, unarmoured mv cables, rated 18/30 (36)kv; |  |  |  | 50531.6
| B2/26/01 | 200000 | 260500 | B | 3 x 185 mm2 | m | 70 | 721.88 | 50531.6 | Z | Z2605036 | 3 x 185 mm2 |  | B2/26/01-B
3 | B2/26/01 |  |  |  | 260519 - LOW-VOLTAGE ELECTRICAL POWER CONDUCTORS AND CABLES |  |  |  | 2808706.4
4 | B2/26/01 |  |  |  | Supply and installation of Fire resistant cable type fr6; multi-core copper conductor; galvanized steel wire-armoured; rated 0.6/1 kv; |  |  |  | 1832.6
| B2/26/01 | 200000 | 260500 | C | 4 x 10 mm2 | m | 20 | 91.63 | 1832.6 | Z | Z2605037 | 4 x 10 mm2 |  | B2/26/01-C
4 | B2/26/01 |  |  |  | Supply and installation of Fire resistant circuit protective conductor (earthing) type fre; single-core copper conductor; rated 450/750 v or 0.6/1kv; |  |  |  | 680
| B2/26/01 | 200000 | 260500 | D | 10 mm2 | m | 20 | 34 | 680 | Z | Z2605038 | 10 mm2 |  | B2/26/01-D
4 | B2/26/02 |  |  |  | Supply and installation of Multi-core, copper conductor, xlpe insulated, pvc sheathed feeder cables; steel wire armoured (swa); 0.6/1 kv; |  |  |  | 1211452.43
| B2/26/02 | 200000 | 260500 | A | 4 x 240 mm2 | m | 685 | 1003.75 | 687568.75 | Z | Z2605039 | 4 x 240 mm2 |  | B2/26/02-A
| B2/26/02 | 200000 | 260500 | B | 4 x 185 mm2 | m | 50 | 793.75 | 39687.5 | Z | Z2605040 | 4 x 185 mm2 |  | B2/26/02-B
| B2/26/02 | 200000 | 260500 | C | 4 x 150 mm2 | m | 250 | 657.25 | 164312.5 | Z | Z2605041 | 4 x 150 mm2 |  | B2/26/02-C
| B2/26/02 | 200000 | 260500 | D | 4 x 95 mm2 | m | 565 | 410.38 | 231864.7 | Z | Z2605042 | 4 x 95 mm2 |  | B2/26/02-D
| B2/26/02 | 200000 | 260500 | E | 4 x 25 mm2 | m | 495 | 131.13 | 64909.35 | Z | Z2605043 | 4 x 25 mm2 |  | B2/26/02-E
| B2/26/02 | 200000 | 260500 | F | 4 x 6 mm2 | m | 401 | 57.63 | 23109.63 | Z | Z2605044 | 4 x 6 mm2 |  | B2/26/02-F
4 | B2/26/02 |  |  |  | Supply and installation of Multi-core, copper conductor, xlpe insulated, pvc sheathed feeder cables; unarmoured; 0.6/1 kv; |  |  |  | 1097845.93
| B2/26/02 | 200000 | 260500 | G | 4 x 300 mm2 | m | 468 | 1182.25 | 553293 | Z | Z2605045 | 4 x 300 mm2 |  | B2/26/02-G
| B2/26/02 | 200000 | 260500 | H | 4 x 240 mm2 | m | 25 | 952.75 | 23818.75 | Z | Z2605046 | 4 x 240 mm2 |  | B2/26/02-H
| B2/26/02 | 200000 | 260500 | J | 4 x 185 mm2 | m | 95 | 747.25 | 70988.75 | Z | Z2605047 | 4 x 185 mm2 |  | B2/26/02-J
| B2/26/02 | 200000 | 260500 | K | 4 x 150 mm2 | m | 10 | 615.25 | 6152.5 | Z | Z2605048 | 4 x 150 mm2 |  | B2/26/02-K
| B2/26/02 | 200000 | 260500 | L | 4 x 120 mm2 | m | 60 | 511.75 | 30705 | Z | Z2605049 | 4 x 120 mm2 |  | B2/26/02-L
| B2/26/02 | 200000 | 260500 | M | 4 x 95 mm2 | m | 100 | 383.38 | 38338 | Z | Z2605050 | 4 x 95 mm2 |  | B2/26/02-M
| B2/26/02 | 200000 | 260500 | N | 4 x 70 mm2 | m | 197 | 288.88 | 56909.36 | Z | Z2605051 | 4 x 70 mm2 |  | B2/26/02-N
| B2/26/02 | 200000 | 260500 | P | 4 x 10 mm2 | m | 5239 | 60.63 | 317640.57 | Z | Z2605052 | 4 x 10 mm2 |  | B2/26/02-P
4 | B2/26/03 |  |  |  | Supply and installation of VFD cables; as specified |  |  |  | 49525.83
| B2/26/03 | 200000 | 260500 | A | (4C,4 mm2 + 1C(E)) | m | 836 | 42.63 | 35638.68 | Z | Z2605053 | (4C,4 mm2 + 1C(E)) |  | B2/26/03-A
| B2/26/03 | 200000 | 260500 | B | (4C,6 mm2 + 1C(E)) | m | 155 | 54.63 | 8467.65 | Z | Z2605054 | (4C,6 mm2 + 1C(E)) |  | B2/26/03-B
| B2/26/03 | 200000 | 260500 | C | (3C,2.5 mm2 + 1C(E)) | m | 50 | 38.13 | 1906.5 | Z | Z2605055 | (3C,2.5 mm2 + 1C(E)) |  | B2/26/03-C
| B2/26/03 | 200000 | 260500 | D | (2C,4 mm2 +1C(E)) | m | 100 | 35.13 | 3513 | Z | Z2605056 | (2C,4 mm2 +1C(E)) |  | B2/26/03-D
4 | B2/26/03 |  |  |  | Supply and installation of Single core, copper conductor, pvc sheathed earthing cables; 450/750 v; |  |  |  | 447369.61
| B2/26/03 | 200000 | 260500 | E | 240 mm2 | m | 310 | 294.25 | 91217.5 | Z | Z2605057 | 240 mm2 |  | B2/26/03-E
| B2/26/03 | 200000 | 260500 | F | 185 mm2 | m | 50 | 243.25 | 12162.5 | Z | Z2605058 | 185 mm2 |  | B2/26/03-F
| B2/26/03 | 200000 | 260500 | G | 150 mm2 | m | 328 | 210.25 | 68962 | Z | Z2605059 | 150 mm2 |  | B2/26/03-G
| B2/26/03 | 200000 | 260500 | H | 120 mm2 | m | 138 | 184.75 | 25495.5 | Z | Z2605060 | 120 mm2 |  | B2/26/03-H
| B2/26/03 | 200000 | 260500 | J | 95 mm2 | m | 440 | 123.88 | 54507.2 | Z | Z2605061 | 95 mm2 |  | B2/26/03-J
| B2/26/03 | 200000 | 260500 | K | 70 mm2 | m | 10 | 101.38 | 1013.8 | Z | Z2605062 | 70 mm2 |  | B2/26/03-K
| B2/26/03 | 200000 | 260500 | L | 50 mm2 | m | 90 | 83.38 | 7504.2 | Z | Z2605063 | 50 mm2 |  | B2/26/03-L
| B2/26/03 | 200000 | 260500 | M | 35 mm2 | m | 212 | 51.63 | 10945.56 | Z | Z2605064 | 35 mm2 |  | B2/26/03-M
| B2/26/03 | 200000 | 260500 | N | 16 mm2 | m | 355 | 35.13 | 12471.15 | Z | Z2605065 | 16 mm2 |  | B2/26/03-N
| B2/26/03 | 200000 | 260500 | P | 10 mm2 | m | 5239 | 29.13 | 152612.07 | Z | Z2605066 | 10 mm2 |  | B2/26/03-P
| B2/26/03 | 200000 | 260500 | Q | 6 mm2 | m | 401 | 26.13 | 10478.13 | Z | Z2605067 | 6 mm2 |  | B2/26/03-Q
3 | B2/26/04 |  |  |  | 260526 - GROUNDING AND BONDING FOR ELECTRICAL SYSTEMS |  |  |  | 128825
4 | B2/26/04 |  |  |  | Supply and installation of Complete earthing system as specified and as shown on the drawings, including earthing conductors, earth pits, and all necessary accessories and connections |  |  |  | 128825
| B2/26/04 | 200000 | 260500 | A | Complete Grounding Protection System of buildings | Item | 1 | 128825 | 128825 | Z | Z2605068 | Complete Grounding Protection System of buildings |  | B2/26/04-A
3 | B2/26/04 |  |  |  | 260533 - RACEWAYS AND BOXES FOR ELECTRICAL SYSTEMS |  |  |  | 33765.2
4 | B2/26/04 |  |  |  | Flexible pvc conduits; classification code 3321, compression force 750n; |  |  |  | 33765.2
| B2/26/04 | 200000 | 260500 | B | Ø 150 mm | m | 40 | 844.13 | 33765.2 | Z | Z2605069 | Ø 150 mm |  | B2/26/04-B
3 | B2/26/04 |  |  |  | 260536 - CABLE TRAYS FOR ELECTRICAL SYSTEMS |  |  |  | 489132.45
4 | B2/26/04 |  |  |  | Supply and installation of Cable ladders; as specified; |  |  |  | 74496.35
| B2/26/04 | 200000 | 260500 | C | 300 mm wide | m | 145 | 232.63 | 33731.35 | Z | Z2605070 | 300 mm wide |  | B2/26/04-C
| B2/26/04 | 200000 | 260500 | D | 600 mm wide | m | 155 | 263 | 40765 | Z | Z2605071 | 600 mm wide |  | B2/26/04-D
4 | B2/26/04 |  |  |  | Supply and installation of Covered cable trays; as specified; |  |  |  | 50332.4
| B2/26/04 | 200000 | 260500 | E | 300 mm wide; | m | 20 | 210 | 4200 | Z | Z2605072 | 300 mm wide; |  | B2/26/04-E
| B2/26/04 | 200000 | 260500 | F | 600 mm wide; | m | 55 | 336.38 | 18500.9 | Z | Z2605073 | 600 mm wide; |  | B2/26/04-F
| B2/26/04 | 200000 | 260500 | G | 900 mm wide; | m | 50 | 552.63 | 27631.5 | Z | Z2605074 | 900 mm wide; |  | B2/26/04-G
4 | B2/26/05 |  |  |  | Supply and installation of perforated cable trays; as specified; |  |  |  | 181046.6
| B2/26/05 | 200000 | 260500 | A | 300 mm wide; | m | 750 | 210 | 157500 | Z | Z2605075 | 300 mm wide; |  | B2/26/05-A
| B2/26/05 | 200000 | 260500 | B | 600 mm wide; | m | 70 | 336.38 | 23546.6 | Z | Z2605076 | 600 mm wide; |  | B2/26/05-B
c | B2/26/05 |  |  |  | C260536 - CABLE TRAYS FOR ELECTRICAL SYSTEMS
4 | B2/26/05 |  |  |  | Cable trays in heavy gauge perforated sheet steel, hot-dip galvanized with fittings and accessories; as specified and shown on the drawings |  |  |  | 124820.4
| B2/26/05 | 200000 | 260500 | C | 300 x 100mm cable tray | m | 340 | 210 | 71400 | Z | Z2605077 | 300 x 100mm cable tray |  | B2/26/05-C
| B2/26/05 | 200000 | 260500 | D | 150 x 100mm cable tray | m | 330 | 161.88 | 53420.4 | Z | Z2605078 | 150 x 100mm cable tray |  | B2/26/05-D
4 | B2/26/05 |  |  |  | Cable Ladder in heavy gauge sheet steel, hot-dip galvanized with fittings and accessories; as specified and shown on the drawings |  |  |  | 20936.7
| B2/26/05 | 200000 | 260500 | E | 300 x 100mm cable tray | m | 90 | 232.63 | 20936.7 | Z | Z2605079 | 300 x 100mm cable tray |  | B2/26/05-E
4 | B2/26/05 |  |  |  | Spare parts, tools and instruments; |  |  |  | 37500
| B2/26/05 | 200000 | 260500 | F | Set of spare parts; | Item | 1 | 18750 | 18750 | Z | Z2605080 | Set of spare parts; |  | B2/26/05-F
| B2/26/05 | 200000 | 260500 | G | Set of tools and instruments; | Item | 1 | 18750 | 18750 | Z | Z2605081 | Set of tools and instruments; |  | B2/26/05-G
3 | B2/26/06 |  |  |  | 260543 - UNDERGROUND DUCTS AND RACEWAYS FOR ELECTRICAL SYSTEMS |  |  |  | 15948682.8
4 | B2/26/06 |  |  |  | Supply and lay trenches including excavation, backfilling, disposal of surplus excavated material, earthwork support, sand bedding, cable markers, protective tiles and warning tapes - for MV network: |  |  |  | 3656125
| B2/26/06 | 200000 | 260500 | A | (500x800) (width x depth) mm; | m | 1100 | 3323.75 | 3656125 | Z | Z2605082 | (500x800) (width x depth) mm; |  | B2/26/06-A
4 | B2/26/06 |  |  |  | Supply and lay trenches including excavation, backfilling, disposal of surplus excavated material, earthwork support, sand bedding, cable markers, protective tiles and warning tapes - for lv network: |  |  |  | 2712225
| B2/26/06 | 200000 | 260500 | B | (500x650) (width x depth) mm; | m | 870 | 3117.5 | 2712225 | Z | Z2605083 | (500x650) (width x depth) mm; |  | B2/26/06-B
4 | B2/26/06 |  |  |  | Supply and lay trenches including excavation, backfilling, disposal of surplus excavated material, earthwork support, sand bedding, cable markers, protective tiles and warning tapes - for street lighting network: |  |  |  | 6390875
| B2/26/06 | 200000 | 260500 | C | (500x650) (width x depth) mm; | m | 2050 | 3117.5 | 6390875 | Z | Z2605084 | (500x650) (width x depth) mm; |  | B2/26/06-C
4 | B2/26/06 |  |  |  | Supply and lay Underground cable duct assemblies; encased in concrete; including excavating trenches, concrete encasement, and refilling - for mv feeders; |  |  |  | 129589.2
| B2/26/06 | 200000 | 260500 | D | 4 x 150 mm | m | 90 | 1439.88 | 129589.2 | Z | Z2605085 | 4 x 150 mm |  | B2/26/06-D
4 | B2/26/07 |  |  |  | Supply and lay Underground cable duct assemblies; encased in concrete; including excavating trenches, concrete encasement, and refilling - for lv feeders; |  |  |  | 251979
| B2/26/07 | 200000 | 260500 | A | 4 x 150 mm | m | 175 | 1439.88 | 251979 | Z | Z2605086 | 4 x 150 mm |  | B2/26/07-A
4 | B2/26/07 |  |  |  | Supply and installation of duct-banks, manholes, trenches complete with all excavation and refill works along with all necessary fittings, accessories and warning tapes; as specified and shown on the drawings. |  |  |  | 2770389.6
| B2/26/07 | 200000 | 260500 | B | 6x110 HDPE ducts with 5x32mm preinstalled sub ducts onshore encased in sand , including duct installation, sand bedding, cable markers, protective tiles and warning tape | m | 1380 | 1161.5 | 1602870 | Z | Z2605087 | 6x110 HDPE ducts with 5x32mm preinstalled sub ducts onshore encased in sand , including duct installation, sand bedding, cable markers, protective tiles and warning tape |  | B2/26/07-B
| B2/26/07 | 200000 | 260500 | C | 6x110 HDPE ducts with 5x32mm preinstalled sub ducts onshore encased in concrete , including duct installation, sand bedding, cable markers, protective tiles and warning tape | m | 350 | 1838.38 | 643433 | Z | Z2605088 | 6x110 HDPE ducts with 5x32mm preinstalled sub ducts onshore encased in concrete , including duct installation, sand bedding, cable markers, protective tiles and warning tape |  | B2/26/07-C
| B2/26/07 | 200000 | 260500 | D | 2x50 HDPE ducts encased in sand , including duct installation, sand bedding, cable markers, protective tiles and warning tape | m | 100 | 797.75 | 79775 | Z | Z2605089 | 2x50 HDPE ducts encased in sand , including duct installation, sand bedding, cable markers, protective tiles and warning tape |  | B2/26/07-D
| B2/26/07 | 200000 | 260500 | E | 2x50 HDPE ducts encased in concrete , including duct installation, sand bedding, cable markers, protective tiles and warning tape | m | 70 | 964.63 | 67524.1 | Z | Z2605090 | 2x50 HDPE ducts encased in concrete , including duct installation, sand bedding, cable markers, protective tiles and warning tape |  | B2/26/07-E
| B2/26/07 | 200000 | 260500 | F | Telecom Manhole, JRC14; | Nr | 37 | 8762.5 | 324212.5 | Z | Z2605091 | Telecom Manhole, JRC14; |  | B2/26/07-F
| B2/26/07 | 200000 | 260500 | G | Telecom Handhole, 600 x 600 x 600 mm; | Nr | 6 | 8762.5 | 52575 | Z | Z2605092 | Telecom Handhole, 600 x 600 x 600 mm; |  | B2/26/07-G
4 | B2/26/08 |  |  |  | Spare parts, tools and instruments; |  |  |  | 37500
| B2/26/08 | 200000 | 260500 | A | Set of spare parts; | Item | 1 | 18750 | 18750 | Z | Z2605093 | Set of spare parts; |  | B2/26/08-A
| B2/26/08 | 200000 | 260500 | B | Set of tools and instruments; | Item | 1 | 18750 | 18750 | Z | Z2605094 | Set of tools and instruments; |  | B2/26/08-B
3 | B2/26/08 |  |  |  | 260923 - LIGHTING CONTROL DEVICES |  |  |  | 132353.46
4 | B2/26/08 |  |  |  | Occupancy sensors |  |  |  | 132353.46
| B2/26/08 | 200000 | 260900 | C | Ultrasonic type; ceiling mounted; | Nr | 109 | 295.25 | 32182.25 | Z | Z2609004 | Ultrasonic type; ceiling mounted; |  | B2/26/08-C
| B2/26/08 | 200000 | 260900 | D | Ultrasonic; hallway type; | Nr | 67 | 471.38 | 31582.46 | Z | Z2609005 | Ultrasonic; hallway type; |  | B2/26/08-D
| B2/26/08 | 200000 | 260900 | E | Dual type | Nr | 45 | 829.75 | 37338.75 | Z | Z2609006 | Dual type |  | B2/26/08-E
| B2/26/08 | 200000 | 260900 | F | Supply and installation of lighting control panels, lighting relay panels, including all necessary accessories and connections | Item | 1 | 31250 | 31250 | Z | Z2609007 | Supply and installation of lighting control panels, lighting relay panels, including all necessary accessories and connections |  | B2/26/08-F
3 | B2/26/08 |  |  |  | 261200 - MEDIUM VOLTAGE TRANSFORMERS |  |  |  | 1728150
4 | B2/26/08 |  |  |  | Supply and installation of Dry type cast resin distribution transformer, indoor type, step-down, mv and lv copper windings, |  |  |  | 1728150
| B2/26/08 | 200000 | 261200 | G | TR-C2-GF-01; 1500 kva | Nr | 1 | 288025 | 288025 | Z | Z2612003 | TR-C2-GF-01; 1500 kva |  | B2/26/08-G
| B2/26/08 | 200000 | 261200 | H | TR-C2-GF-02; 1500 kva | Nr | 1 | 288025 | 288025 | Z | Z2612004 | TR-C2-GF-02; 1500 kva |  | B2/26/08-H
| B2/26/08 | 200000 | 261200 | J | TR-C3-GF-01; 1500 kva | Nr | 1 | 288025 | 288025 | Z | Z2612005 | TR-C3-GF-01; 1500 kva |  | B2/26/08-J
| B2/26/08 | 200000 | 261200 | K | TR-C3-GF-02; 1500 kva | Nr | 1 | 288025 | 288025 | Z | Z2612006 | TR-C3-GF-02; 1500 kva |  | B2/26/08-K
| B2/26/08 | 200000 | 261200 | L | TR-C5-GF-01; 1500 kva | Nr | 1 | 288025 | 288025 | Z | Z2612007 | TR-C5-GF-01; 1500 kva |  | B2/26/08-L
| B2/26/08 | 200000 | 261200 | M | TR-C5-GF-02; 1500 kva | Nr | 1 | 288025 | 288025 | Z | Z2612008 | TR-C5-GF-02; 1500 kva |  | B2/26/08-M
3 | B2/26/09 |  |  |  | 261300 - MEDIUM-VOLTAGE SWITCHGEAR |  |  |  | 723100
4 | B2/26/09 |  |  |  | Supply and installation of Indoor ring main unit type switchgear; |  |  |  | 723100
| B2/26/09 | 200000 | 261300 | A | RMU-C2-GF-01; 36kv; 3-phase, 60hz, lsc2b-pm; comprising two (2) ring main switch disconnectors (400a), two (2) outgoing feeder circuit breakers (200a), all auxiliaries, surge arrestors, dc power supply system, interface with scada system, trench steel coverplates and rubber mats; | Nr | 1 | 180775 | 180775 | Z | Z2613003 | RMU-C2-GF-01; 36kv; 3-phase, 60hz, lsc2b-pm; comprising two (2) ring main switch disconnectors (400a), two (2) outgoing feeder circuit breakers (200a), all auxiliaries, surge arrestors, dc power supply system, interface with scada system, trench steel coverplates and rubber mats; |  | B2/26/09-A
| B2/26/09 | 200000 | 261300 | B | RMU-C3-GF-01; 36kv; 3-phase, 60hz, lsc2b-pm; comprising two (2) ring main switch disconnectors (400a), two (2) outgoing feeder circuit breakers (200a), all auxiliaries, surge arrestors, dc power supply system, interface with scada system, trench steel coverplates and rubber mats; | Nr | 1 | 180775 | 180775 | Z | Z2613004 | RMU-C3-GF-01; 36kv; 3-phase, 60hz, lsc2b-pm; comprising two (2) ring main switch disconnectors (400a), two (2) outgoing feeder circuit breakers (200a), all auxiliaries, surge arrestors, dc power supply system, interface with scada system, trench steel coverplates and rubber mats; |  | B2/26/09-B
| B2/26/09 | 200000 | 261300 | C | RMU-C5-GF-01; 36kv; 3-phase, 60hz, lsc2b-pm; comprising two (2) ring main switch disconnectors (400a), two (2) outgoing feeder circuit breakers (200a), all auxiliaries, surge arrestors, dc power supply system, interface with scada system, trench steel coverplates and rubber mats; | Nr | 1 | 180775 | 180775 | Z | Z2613005 | RMU-C5-GF-01; 36kv; 3-phase, 60hz, lsc2b-pm; comprising two (2) ring main switch disconnectors (400a), two (2) outgoing feeder circuit breakers (200a), all auxiliaries, surge arrestors, dc power supply system, interface with scada system, trench steel coverplates and rubber mats; |  | B2/26/09-C
| B2/26/09 | 200000 | 261300 | D | RMU-C1-01; 36kv; 3-phase, 60hz, lsc2b-pm; comprising two (2) ring main switch disconnectors (400a), two (2) outgoing feeder circuit breakers (200a), all auxiliaries, surge arrestors, dc power supply system, interface with scada system, trench steel coverplates and rubber mats; | Nr | 1 | 180775 | 180775 | Z | Z2613006 | RMU-C1-01; 36kv; 3-phase, 60hz, lsc2b-pm; comprising two (2) ring main switch disconnectors (400a), two (2) outgoing feeder circuit breakers (200a), all auxiliaries, surge arrestors, dc power supply system, interface with scada system, trench steel coverplates and rubber mats; |  | B2/26/09-D
3 | B2/26/10 |  |  |  | 262413 - SWITCHBOARDS |  |  |  | 1159312.5
4 | B2/26/10 |  |  |  | Supply and installation of Lv distribution boards; as specified; |  |  |  | 1159312.5
| B2/26/10 | 200000 | 262400 | A | MDB-C2-GF-01 (2500A); | Nr | 1 | 247412.5 | 247412.5 | Z | Z2624016 | MDB-C2-GF-01 (2500A); |  | B2/26/10-A
| B2/26/10 | 200000 | 262400 | B | MDB-C3-GF-01 (2500A); | Nr | 3 | 183387.5 | 550162.5 | Z | Z2624017 | MDB-C3-GF-01 (2500A); |  | B2/26/10-B
| B2/26/10 | 200000 | 262400 | C | MDB-C5-GF-01 (2500A); | Nr | 1 | 279587.5 | 279587.5 | Z | Z2624018 | MDB-C5-GF-01 (2500A); |  | B2/26/10-C
| B2/26/10 | 200000 | 262400 | D | EMDB-C1-01 (630A); | Nr | 1 | 41075 | 41075 | Z | Z2624019 | EMDB-C1-01 (630A); |  | B2/26/10-D
| B2/26/10 | 200000 | 262400 | E | EMDB-C5-GF-01 (630A); | Nr | 1 | 41075 | 41075 | Z | Z2624020 | EMDB-C5-GF-01 (630A); |  | B2/26/10-E
3 | B2/26/10 |  |  |  | 262416 - PANELBOARDS |  |  |  | 1227483.25
4 | B2/26/10 |  |  |  | Supply and installation of Distribution panelboards |  |  |  | 474112.5
| B2/26/10 | 200000 | 262400 | F | EDB-C2-GF-01 (160A); | Nr | 1 | 19000 | 19000 | Z | Z2624021 | EDB-C2-GF-01 (160A); |  | B2/26/10-F
| B2/26/10 | 200000 | 262400 | G | SMDB-C2-GF-01 (160A); | Nr | 1 | 30512.5 | 30512.5 | Z | Z2624022 | SMDB-C2-GF-01 (160A); |  | B2/26/10-G
| B2/26/10 | 200000 | 262400 | H | SMDB-C2-M1-01 (160A); | Nr | 1 | 31487.5 | 31487.5 | Z | Z2624023 | SMDB-C2-M1-01 (160A); |  | B2/26/10-H
| B2/26/10 | 200000 | 262400 | J | SMDB-C2-KITCHEN (250A); | Nr | 1 | 38312.5 | 38312.5 | Z | Z2624024 | SMDB-C2-KITCHEN (250A); |  | B2/26/10-J
| B2/26/10 | 200000 | 262400 | K | EDB-C3-GF-01 (250A); | Nr | 1 | 22737.5 | 22737.5 | Z | Z2624025 | EDB-C3-GF-01 (250A); |  | B2/26/10-K
| B2/26/10 | 200000 | 262400 | L | SMDB-C3-GF-01 (400A); | Nr | 1 | 61062.5 | 61062.5 | Z | Z2624026 | SMDB-C3-GF-01 (400A); |  | B2/26/10-L
| B2/26/10 | 200000 | 262400 | M | SMDB-C3-GF-02 (400A); | Nr | 1 | 49037.5 | 49037.5 | Z | Z2624027 | SMDB-C3-GF-02 (400A); |  | B2/26/10-M
| B2/26/10 | 200000 | 262400 | N | EDB-C4-GF-01 (250A); | Nr | 1 | 22250 | 22250 | Z | Z2624028 | EDB-C4-GF-01 (250A); |  | B2/26/10-N
| B2/26/10 | 200000 | 262400 | P | SMDB-C4-GF-01 (400A); | Nr | 1 | 48550 | 48550 | Z | Z2624029 | SMDB-C4-GF-01 (400A); |  | B2/26/10-P
| B2/26/10 | 200000 | 262400 | Q | SMDB-C4-GF-02 (400A); | Nr | 1 | 46600 | 46600 | Z | Z2624030 | SMDB-C4-GF-02 (400A); |  | B2/26/10-Q
| B2/26/10 | 200000 | 262400 | R | EDB-C5-GF-01 (160A); | Nr | 1 | 19650 | 19650 | Z | Z2624031 | EDB-C5-GF-01 (160A); |  | B2/26/10-R
| B2/26/11 | 200000 | 262400 | A | SMDB-C5-GF-01 (400A); | Nr | 1 | 54887.5 | 54887.5 | Z | Z2624032 | SMDB-C5-GF-01 (400A); |  | B2/26/11-A
| B2/26/11 | 200000 | 262400 | B | SMDB-C5-GF-02 (250A); | Nr | 1 | 30025 | 30025 | Z | Z2624033 | SMDB-C5-GF-02 (250A); |  | B2/26/11-B
4 | B2/26/11 |  |  |  | Supply and installation of Final branch circuit panelboards |  |  |  | 568700
| B2/26/11 | 200000 | 262400 | C | EPP-C2-GF-01 | Nr | 1 | 4700 | 4700 | Z | Z2624034 | EPP-C2-GF-01 |  | B2/26/11-C
| B2/26/11 | 200000 | 262400 | D | EPP-C2-GF-02 | Nr | 1 | 4700 | 4700 | Z | Z2624035 | EPP-C2-GF-02 |  | B2/26/11-D
| B2/26/11 | 200000 | 262400 | E | EPP-C2-GF-03 | Nr | 1 | 4700 | 4700 | Z | Z2624036 | EPP-C2-GF-03 |  | B2/26/11-E
| B2/26/11 | 200000 | 262400 | F | EPP-C2-GF-04 | Nr | 1 | 4700 | 4700 | Z | Z2624037 | EPP-C2-GF-04 |  | B2/26/11-F
| B2/26/11 | 200000 | 262400 | G | EPP-C2-GF-05 | Nr | 1 | 4700 | 4700 | Z | Z2624038 | EPP-C2-GF-05 |  | B2/26/11-G
| B2/26/11 | 200000 | 262400 | H | EPP-C2-M1-01 | Nr | 1 | 4700 | 4700 | Z | Z2624039 | EPP-C2-M1-01 |  | B2/26/11-H
| B2/26/11 | 200000 | 262400 | J | EPP-C2-M1-02 | Nr | 1 | 4700 | 4700 | Z | Z2624040 | EPP-C2-M1-02 |  | B2/26/11-J
| B2/26/11 | 200000 | 262400 | K | EPP-C2-M1-03 | Nr | 1 | 4700 | 4700 | Z | Z2624041 | EPP-C2-M1-03 |  | B2/26/11-K
| B2/26/11 | 200000 | 262400 | L | LP-C2-GF-01 | Nr | 1 | 4700 | 4700 | Z | Z2624042 | LP-C2-GF-01 |  | B2/26/11-L
| B2/26/11 | 200000 | 262400 | M | LP-C2-GF-02 | Nr | 1 | 4700 | 4700 | Z | Z2624043 | LP-C2-GF-02 |  | B2/26/11-M
| B2/26/11 | 200000 | 262400 | N | LP-C2-M1-01 | Nr | 1 | 4700 | 4700 | Z | Z2624044 | LP-C2-M1-01 |  | B2/26/11-N
| B2/26/11 | 200000 | 262400 | P | LP-C2-M1-02 | Nr | 1 | 4700 | 4700 | Z | Z2624045 | LP-C2-M1-02 |  | B2/26/11-P
| B2/26/11 | 200000 | 262400 | Q | PP-C2-GF-01 | Nr | 1 | 4700 | 4700 | Z | Z2624046 | PP-C2-GF-01 |  | B2/26/11-Q
| B2/26/11 | 200000 | 262400 | R | PP-C2-GF-02 | Nr | 1 | 4700 | 4700 | Z | Z2624047 | PP-C2-GF-02 |  | B2/26/11-R
| B2/26/11 | 200000 | 262400 | S | PP-C2-M1-01 | Nr | 1 | 4700 | 4700 | Z | Z2624048 | PP-C2-M1-01 |  | B2/26/11-S
| B2/26/11 | 200000 | 262400 | T | PP-C2-M1-02 | Nr | 1 | 4700 | 4700 | Z | Z2624049 | PP-C2-M1-02 |  | B2/26/11-T
| B2/26/11 | 200000 | 262400 | U | PP-C1-PR-01 | Nr | 1 | 4700 | 4700 | Z | Z2624050 | PP-C1-PR-01 |  | B2/26/11-U
| B2/26/12 | 200000 | 262400 | A | EPP-C3-GF-01 | Nr | 1 | 4700 | 4700 | Z | Z2624051 | EPP-C3-GF-01 |  | B2/26/12-A
| B2/26/12 | 200000 | 262400 | B | EPP-C3-GF-02 | Nr | 1 | 4700 | 4700 | Z | Z2624052 | EPP-C3-GF-02 |  | B2/26/12-B
| B2/26/12 | 200000 | 262400 | C | EPP-C3-GF-03 | Nr | 1 | 4700 | 4700 | Z | Z2624053 | EPP-C3-GF-03 |  | B2/26/12-C
| B2/26/12 | 200000 | 262400 | D | EPP-C3-GF-04 | Nr | 1 | 4700 | 4700 | Z | Z2624054 | EPP-C3-GF-04 |  | B2/26/12-D
| B2/26/12 | 200000 | 262400 | E | EPP-C3-GF-05 | Nr | 1 | 4700 | 4700 | Z | Z2624055 | EPP-C3-GF-05 |  | B2/26/12-E
| B2/26/12 | 200000 | 262400 | F | EPP-C3-GF-06 | Nr | 1 | 4700 | 4700 | Z | Z2624056 | EPP-C3-GF-06 |  | B2/26/12-F
| B2/26/12 | 200000 | 262400 | G | EPP-C3-MF-01 | Nr | 1 | 4700 | 4700 | Z | Z2624057 | EPP-C3-MF-01 |  | B2/26/12-G
| B2/26/12 | 200000 | 262400 | H | EPP-C3-MF-02 | Nr | 1 | 4700 | 4700 | Z | Z2624058 | EPP-C3-MF-02 |  | B2/26/12-H
| B2/26/12 | 200000 | 262400 | J | EPP-C3-MF-03 | Nr | 1 | 4700 | 4700 | Z | Z2624059 | EPP-C3-MF-03 |  | B2/26/12-J
| B2/26/12 | 200000 | 262400 | K | EPP-C3-MF-04 | Nr | 1 | 4700 | 4700 | Z | Z2624060 | EPP-C3-MF-04 |  | B2/26/12-K
| B2/26/12 | 200000 | 262400 | L | EPP-C3-MF-05 | Nr | 1 | 4700 | 4700 | Z | Z2624061 | EPP-C3-MF-05 |  | B2/26/12-L
| B2/26/12 | 200000 | 262400 | M | EPP-C3-MF-06 | Nr | 1 | 4700 | 4700 | Z | Z2624062 | EPP-C3-MF-06 |  | B2/26/12-M
| B2/26/12 | 200000 | 262400 | N | LP-C3-GF-01 | Nr | 1 | 4700 | 4700 | Z | Z2624063 | LP-C3-GF-01 |  | B2/26/12-N
| B2/26/12 | 200000 | 262400 | P | LP-C3-GF-02 | Nr | 1 | 4700 | 4700 | Z | Z2624064 | LP-C3-GF-02 |  | B2/26/12-P
| B2/26/12 | 200000 | 262400 | Q | LP-C3-GF-03 | Nr | 1 | 4700 | 4700 | Z | Z2624065 | LP-C3-GF-03 |  | B2/26/12-Q
| B2/26/12 | 200000 | 262400 | R | LP-C3-GF-04 | Nr | 1 | 4700 | 4700 | Z | Z2624066 | LP-C3-GF-04 |  | B2/26/12-R
| B2/26/12 | 200000 | 262400 | S | LP-C3-GF-05 | Nr | 1 | 4700 | 4700 | Z | Z2624067 | LP-C3-GF-05 |  | B2/26/12-S
| B2/26/12 | 200000 | 262400 | T | LP-C3-GF-06 | Nr | 1 | 4700 | 4700 | Z | Z2624068 | LP-C3-GF-06 |  | B2/26/12-T
| B2/26/12 | 200000 | 262400 | U | LP-C3-MF-01 | Nr | 1 | 4700 | 4700 | Z | Z2624069 | LP-C3-MF-01 |  | B2/26/12-U
| B2/26/12 | 200000 | 262400 | V | LP-C3-MF-02 | Nr | 1 | 4700 | 4700 | Z | Z2624070 | LP-C3-MF-02 |  | B2/26/12-V
| B2/26/13 | 200000 | 262400 | A | LP-C3-MF-03 | Nr | 1 | 4700 | 4700 | Z | Z2624071 | LP-C3-MF-03 |  | B2/26/13-A
| B2/26/13 | 200000 | 262400 | B | LP-C3-MF-04 | Nr | 1 | 4700 | 4700 | Z | Z2624072 | LP-C3-MF-04 |  | B2/26/13-B
| B2/26/13 | 200000 | 262400 | C | LP-C3-MF-05 | Nr | 1 | 4700 | 4700 | Z | Z2624073 | LP-C3-MF-05 |  | B2/26/13-C
| B2/26/13 | 200000 | 262400 | D | LP-C3-MF-06 | Nr | 1 | 4700 | 4700 | Z | Z2624074 | LP-C3-MF-06 |  | B2/26/13-D
| B2/26/13 | 200000 | 262400 | E | PP-C3-GF-01 | Nr | 1 | 4700 | 4700 | Z | Z2624075 | PP-C3-GF-01 |  | B2/26/13-E
| B2/26/13 | 200000 | 262400 | F | PP-C3-GF-02 | Nr | 1 | 4700 | 4700 | Z | Z2624076 | PP-C3-GF-02 |  | B2/26/13-F
| B2/26/13 | 200000 | 262400 | G | PP-C3-GF-03 | Nr | 1 | 4700 | 4700 | Z | Z2624077 | PP-C3-GF-03 |  | B2/26/13-G
| B2/26/13 | 200000 | 262400 | H | PP-C3-GF-04 | Nr | 1 | 4700 | 4700 | Z | Z2624078 | PP-C3-GF-04 |  | B2/26/13-H
| B2/26/13 | 200000 | 262400 | J | PP-C3-GF-05 | Nr | 1 | 4700 | 4700 | Z | Z2624079 | PP-C3-GF-05 |  | B2/26/13-J
| B2/26/13 | 200000 | 262400 | K | PP-C3-GF-06 | Nr | 1 | 4700 | 4700 | Z | Z2624080 | PP-C3-GF-06 |  | B2/26/13-K
| B2/26/13 | 200000 | 262400 | L | PP-C3-MF-01 | Nr | 1 | 4700 | 4700 | Z | Z2624081 | PP-C3-MF-01 |  | B2/26/13-L
| B2/26/13 | 200000 | 262400 | M | PP-C3-MF-02 | Nr | 1 | 4700 | 4700 | Z | Z2624082 | PP-C3-MF-02 |  | B2/26/13-M
| B2/26/13 | 200000 | 262400 | N | PP-C3-MF-03 | Nr | 1 | 4700 | 4700 | Z | Z2624083 | PP-C3-MF-03 |  | B2/26/13-N
| B2/26/13 | 200000 | 262400 | P | PP-C3-MF-04 | Nr | 1 | 4700 | 4700 | Z | Z2624084 | PP-C3-MF-04 |  | B2/26/13-P
| B2/26/13 | 200000 | 262400 | Q | PP-C3-MF-05 | Nr | 1 | 4700 | 4700 | Z | Z2624085 | PP-C3-MF-05 |  | B2/26/13-Q
| B2/26/13 | 200000 | 262400 | R | PP-C3-MF-06 | Nr | 1 | 4700 | 4700 | Z | Z2624086 | PP-C3-MF-06 |  | B2/26/13-R
| B2/26/13 | 200000 | 262400 | S | EPP-C4-GF-01 | Nr | 1 | 4700 | 4700 | Z | Z2624087 | EPP-C4-GF-01 |  | B2/26/13-S
| B2/26/13 | 200000 | 262400 | T | EPP-C4-GF-02 | Nr | 1 | 4700 | 4700 | Z | Z2624088 | EPP-C4-GF-02 |  | B2/26/13-T
| B2/26/13 | 200000 | 262400 | U | EPP-C4-GF-03 | Nr | 1 | 4700 | 4700 | Z | Z2624089 | EPP-C4-GF-03 |  | B2/26/13-U
| B2/26/13 | 200000 | 262400 | V | EPP-C4-GF-04 | Nr | 1 | 4700 | 4700 | Z | Z2624090 | EPP-C4-GF-04 |  | B2/26/13-V
| B2/26/13 | 200000 | 262400 | W | EPP-C4-GF-05 | Nr | 1 | 4700 | 4700 | Z | Z2624091 | EPP-C4-GF-05 |  | B2/26/13-W
| B2/26/14 | 200000 | 262400 | A | EPP-C4-GF-06 | Nr | 1 | 4700 | 4700 | Z | Z2624092 | EPP-C4-GF-06 |  | B2/26/14-A
| B2/26/14 | 200000 | 262400 | B | EPP-C4-MF-01 | Nr | 1 | 4700 | 4700 | Z | Z2624093 | EPP-C4-MF-01 |  | B2/26/14-B
| B2/26/14 | 200000 | 262400 | C | EPP-C4-MF-02 | Nr | 1 | 4700 | 4700 | Z | Z2624094 | EPP-C4-MF-02 |  | B2/26/14-C
| B2/26/14 | 200000 | 262400 | D | EPP-C4-MF-03 | Nr | 1 | 4700 | 4700 | Z | Z2624095 | EPP-C4-MF-03 |  | B2/26/14-D
| B2/26/14 | 200000 | 262400 | E | EPP-C4-MF-04 | Nr | 1 | 4700 | 4700 | Z | Z2624096 | EPP-C4-MF-04 |  | B2/26/14-E
| B2/26/14 | 200000 | 262400 | F | EPP-C4-MF-05 | Nr | 1 | 4700 | 4700 | Z | Z2624097 | EPP-C4-MF-05 |  | B2/26/14-F
| B2/26/14 | 200000 | 262400 | G | EPP-C4-MF-06 | Nr | 1 | 4700 | 4700 | Z | Z2624098 | EPP-C4-MF-06 |  | B2/26/14-G
| B2/26/14 | 200000 | 262400 | H | LP-C4-GF-01 | Nr | 1 | 4700 | 4700 | Z | Z2624099 | LP-C4-GF-01 |  | B2/26/14-H
| B2/26/14 | 200000 | 262400 | J | LP-C4-GF-02 | Nr | 1 | 4700 | 4700 | Z | Z2624100 | LP-C4-GF-02 |  | B2/26/14-J
| B2/26/14 | 200000 | 262400 | K | LP-C4-GF-03 | Nr | 1 | 4700 | 4700 | Z | Z2624101 | LP-C4-GF-03 |  | B2/26/14-K
| B2/26/14 | 200000 | 262400 | L | LP-C4-GF-04 | Nr | 1 | 4700 | 4700 | Z | Z2624102 | LP-C4-GF-04 |  | B2/26/14-L
| B2/26/14 | 200000 | 262400 | M | LP-C4-GF-05 | Nr | 1 | 4700 | 4700 | Z | Z2624103 | LP-C4-GF-05 |  | B2/26/14-M
| B2/26/14 | 200000 | 262400 | N | LP-C4-GF-06 | Nr | 1 | 4700 | 4700 | Z | Z2624104 | LP-C4-GF-06 |  | B2/26/14-N
| B2/26/14 | 200000 | 262400 | P | LP-C4-MF-01 | Nr | 1 | 4700 | 4700 | Z | Z2624105 | LP-C4-MF-01 |  | B2/26/14-P
| B2/26/14 | 200000 | 262400 | Q | LP-C4-MF-02 | Nr | 1 | 4700 | 4700 | Z | Z2624106 | LP-C4-MF-02 |  | B2/26/14-Q
| B2/26/14 | 200000 | 262400 | R | LP-C4-MF-03 | Nr | 1 | 4700 | 4700 | Z | Z2624107 | LP-C4-MF-03 |  | B2/26/14-R
| B2/26/14 | 200000 | 262400 | S | LP-C4-MF-04 | Nr | 1 | 4700 | 4700 | Z | Z2624108 | LP-C4-MF-04 |  | B2/26/14-S
| B2/26/14 | 200000 | 262400 | T | LP-C4-MF-05 | Nr | 1 | 4700 | 4700 | Z | Z2624109 | LP-C4-MF-05 |  | B2/26/14-T
| B2/26/14 | 200000 | 262400 | U | LP-C4-MF-06 | Nr | 1 | 4700 | 4700 | Z | Z2624110 | LP-C4-MF-06 |  | B2/26/14-U
| B2/26/14 | 200000 | 262400 | V | PP-C4-GF-01 | Nr | 1 | 4700 | 4700 | Z | Z2624111 | PP-C4-GF-01 |  | B2/26/14-V
| B2/26/14 | 200000 | 262400 | W | PP-C4-GF-02 | Nr | 1 | 4700 | 4700 | Z | Z2624112 | PP-C4-GF-02 |  | B2/26/14-W
| B2/26/15 | 200000 | 262400 | A | PP-C4-GF-03 | Nr | 1 | 4700 | 4700 | Z | Z2624113 | PP-C4-GF-03 |  | B2/26/15-A
| B2/26/15 | 200000 | 262400 | B | PP-C4-GF-04 | Nr | 1 | 4700 | 4700 | Z | Z2624114 | PP-C4-GF-04 |  | B2/26/15-B
| B2/26/15 | 200000 | 262400 | C | PP-C4-GF-05 | Nr | 1 | 4700 | 4700 | Z | Z2624115 | PP-C4-GF-05 |  | B2/26/15-C
| B2/26/15 | 200000 | 262400 | D | PP-C4-GF-06 | Nr | 1 | 4700 | 4700 | Z | Z2624116 | PP-C4-GF-06 |  | B2/26/15-D
| B2/26/15 | 200000 | 262400 | E | PP-C4-MF-01 | Nr | 1 | 4700 | 4700 | Z | Z2624117 | PP-C4-MF-01 |  | B2/26/15-E
| B2/26/15 | 200000 | 262400 | F | PP-C4-MF-02 | Nr | 1 | 4700 | 4700 | Z | Z2624118 | PP-C4-MF-02 |  | B2/26/15-F
| B2/26/15 | 200000 | 262400 | G | PP-C4-MF-03 | Nr | 1 | 4700 | 4700 | Z | Z2624119 | PP-C4-MF-03 |  | B2/26/15-G
| B2/26/15 | 200000 | 262400 | H | PP-C4-MF-04 | Nr | 1 | 4700 | 4700 | Z | Z2624120 | PP-C4-MF-04 |  | B2/26/15-H
| B2/26/15 | 200000 | 262400 | J | PP-C4-MF-05 | Nr | 1 | 4700 | 4700 | Z | Z2624121 | PP-C4-MF-05 |  | B2/26/15-J
| B2/26/15 | 200000 | 262400 | K | PP-C4-MF-06 | Nr | 1 | 4700 | 4700 | Z | Z2624122 | PP-C4-MF-06 |  | B2/26/15-K
| B2/26/15 | 200000 | 262400 | L | EPP-C5-GF-01 | Nr | 1 | 4700 | 4700 | Z | Z2624123 | EPP-C5-GF-01 |  | B2/26/15-L
| B2/26/15 | 200000 | 262400 | M | EPP-C5-GF-02 | Nr | 1 | 4700 | 4700 | Z | Z2624124 | EPP-C5-GF-02 |  | B2/26/15-M
| B2/26/15 | 200000 | 262400 | N | EPP-C5-GF-03 | Nr | 1 | 4700 | 4700 | Z | Z2624125 | EPP-C5-GF-03 |  | B2/26/15-N
| B2/26/15 | 200000 | 262400 | P | EPP-C5-GF-04 | Nr | 1 | 4700 | 4700 | Z | Z2624126 | EPP-C5-GF-04 |  | B2/26/15-P
| B2/26/15 | 200000 | 262400 | Q | EPP-C5-GF-05 | Nr | 1 | 4700 | 4700 | Z | Z2624127 | EPP-C5-GF-05 |  | B2/26/15-Q
| B2/26/15 | 200000 | 262400 | R | EPP-C5-MF-01 | Nr | 1 | 4700 | 4700 | Z | Z2624128 | EPP-C5-MF-01 |  | B2/26/15-R
| B2/26/15 | 200000 | 262400 | S | EPP-C5-MF-02 | Nr | 1 | 4700 | 4700 | Z | Z2624129 | EPP-C5-MF-02 |  | B2/26/15-S
| B2/26/15 | 200000 | 262400 | T | EPP-C5-MF-03 | Nr | 1 | 4700 | 4700 | Z | Z2624130 | EPP-C5-MF-03 |  | B2/26/15-T
| B2/26/15 | 200000 | 262400 | U | EPP-C5-MF-04 | Nr | 1 | 4700 | 4700 | Z | Z2624131 | EPP-C5-MF-04 |  | B2/26/15-U
| B2/26/15 | 200000 | 262400 | V | EPP-C5-MF-05 | Nr | 1 | 4700 | 4700 | Z | Z2624132 | EPP-C5-MF-05 |  | B2/26/15-V
| B2/26/15 | 200000 | 262400 | W | LP-C5-GF-01 | Nr | 1 | 4700 | 4700 | Z | Z2624133 | LP-C5-GF-01 |  | B2/26/15-W
| B2/26/16 | 200000 | 262400 | A | LP-C5-GF-02 | Nr | 1 | 4700 | 4700 | Z | Z2624134 | LP-C5-GF-02 |  | B2/26/16-A
| B2/26/16 | 200000 | 262400 | B | LP-C5-GF-03 | Nr | 1 | 4700 | 4700 | Z | Z2624135 | LP-C5-GF-03 |  | B2/26/16-B
| B2/26/16 | 200000 | 262400 | C | LP-C5-GF-04 | Nr | 1 | 4700 | 4700 | Z | Z2624136 | LP-C5-GF-04 |  | B2/26/16-C
| B2/26/16 | 200000 | 262400 | D | LP-C5-GF-05 | Nr | 1 | 4700 | 4700 | Z | Z2624137 | LP-C5-GF-05 |  | B2/26/16-D
| B2/26/16 | 200000 | 262400 | E | LP-C5-MF-01 | Nr | 1 | 4700 | 4700 | Z | Z2624138 | LP-C5-MF-01 |  | B2/26/16-E
| B2/26/16 | 200000 | 262400 | F | LP-C5-MF-02 | Nr | 1 | 4700 | 4700 | Z | Z2624139 | LP-C5-MF-02 |  | B2/26/16-F
| B2/26/16 | 200000 | 262400 | G | LP-C5-MF-03 | Nr | 1 | 4700 | 4700 | Z | Z2624140 | LP-C5-MF-03 |  | B2/26/16-G
| B2/26/16 | 200000 | 262400 | H | LP-C5-MF-04 | Nr | 1 | 4700 | 4700 | Z | Z2624141 | LP-C5-MF-04 |  | B2/26/16-H
| B2/26/16 | 200000 | 262400 | J | LP-C5-MF-05 | Nr | 1 | 4700 | 4700 | Z | Z2624142 | LP-C5-MF-05 |  | B2/26/16-J
| B2/26/16 | 200000 | 262400 | K | PP-C5-GF-01 | Nr | 1 | 4700 | 4700 | Z | Z2624143 | PP-C5-GF-01 |  | B2/26/16-K
| B2/26/16 | 200000 | 262400 | L | PP-C5-GF-02 | Nr | 1 | 4700 | 4700 | Z | Z2624144 | PP-C5-GF-02 |  | B2/26/16-L
| B2/26/16 | 200000 | 262400 | M | PP-C5-GF-03 | Nr | 1 | 4700 | 4700 | Z | Z2624145 | PP-C5-GF-03 |  | B2/26/16-M
| B2/26/16 | 200000 | 262400 | N | PP-C5-GF-04 | Nr | 1 | 4700 | 4700 | Z | Z2624146 | PP-C5-GF-04 |  | B2/26/16-N
| B2/26/16 | 200000 | 262400 | P | PP-C5-GF-05 | Nr | 1 | 4700 | 4700 | Z | Z2624147 | PP-C5-GF-05 |  | B2/26/16-P
| B2/26/16 | 200000 | 262400 | Q | PP-C5-MF-01 | Nr | 1 | 4700 | 4700 | Z | Z2624148 | PP-C5-MF-01 |  | B2/26/16-Q
| B2/26/16 | 200000 | 262400 | R | PP-C5-MF-02 | Nr | 1 | 4700 | 4700 | Z | Z2624149 | PP-C5-MF-02 |  | B2/26/16-R
| B2/26/16 | 200000 | 262400 | S | PP-C5-MF-03 | Nr | 1 | 4700 | 4700 | Z | Z2624150 | PP-C5-MF-03 |  | B2/26/16-S
| B2/26/16 | 200000 | 262400 | T | PP-C5-MF-04 | Nr | 1 | 4700 | 4700 | Z | Z2624151 | PP-C5-MF-04 |  | B2/26/16-T
| B2/26/16 | 200000 | 262400 | U | PP-C5-MF-05 | Nr | 1 | 4700 | 4700 | Z | Z2624152 | PP-C5-MF-05 |  | B2/26/16-U
| B2/26/16 | 200000 | 262400 | V | PP-C1-SG-01 | Nr | 1 | 4700 | 4700 | Z | Z2624153 | PP-C1-SG-01 |  | B2/26/16-V
| B2/26/16 | 200000 | 262400 | W | PP-C1-SG-02 | Nr | 1 | 4700 | 4700 | Z | Z2624154 | PP-C1-SG-02 |  | B2/26/16-W
4 | B2/26/17 |  |  |  | Supply and installation of feeder pillars, including photocell, timer, selector switch, etc. and all necessary excavation and civil works. |  |  |  | 184670.75
| B2/26/17 | 200000 | 262400 | A | FP-C1-EV-01 | Nr | 1 | 36642.25 | 36642.25 | Z | Z2624155 | FP-C1-EV-01 |  | B2/26/17-A
| B2/26/17 | 200000 | 262400 | B | FP-C1-EV-02 | Nr | 1 | 23967.25 | 23967.25 | Z | Z2624156 | FP-C1-EV-02 |  | B2/26/17-B
| B2/26/17 | 200000 | 262400 | C | FP-C1-EV-03 | Nr | 1 | 36642.25 | 36642.25 | Z | Z2624157 | FP-C1-EV-03 |  | B2/26/17-C
| B2/26/17 | 200000 | 262400 | D | FP-C4-EV-01 | Nr | 1 | 36642.25 | 36642.25 | Z | Z2624158 | FP-C4-EV-01 |  | B2/26/17-D
| B2/26/17 | 200000 | 262400 | E | FP-C5-EV-01 | Nr | 1 | 36642.25 | 36642.25 | Z | Z2624159 | FP-C5-EV-01 |  | B2/26/17-E
| B2/26/17 | 200000 | 262400 | F | FP-C1-STL-01 | Nr | 1 | 7067.25 | 7067.25 | Z | Z2624160 | FP-C1-STL-01 |  | B2/26/17-F
| B2/26/17 | 200000 | 262400 | G | FP-C1-STL-02 | Nr | 1 | 7067.25 | 7067.25 | Z | Z2624161 | FP-C1-STL-02 |  | B2/26/17-G
3 | B2/26/17 |  |  |  | 262419 - MOTOR-CONTROL CENTERS |  |  |  | 483613.75
4 | B2/26/17 |  |  |  | Supply and installation of Motor control centers including starters; |  |  |  | 0
| B2/26/17 | 200000 | 262400 | H | MCC-C2-RF-01 (800A); | Nr | 1 |  | Included | Z | Z2624162 | MCC-C2-RF-01 (800A); |  | B2/26/17-H
4 | B2/26/17 |  |  |  | Supply and installation of Motor control panels |  |  |  | 30812.5
| B2/26/17 | 200000 | 262400 | J | MCP-C2-GF-01; | Nr | 1 | 6162.5 | 6162.5 | Z | Z2624163 | MCP-C2-GF-01; |  | B2/26/17-J
| B2/26/17 | 200000 | 262400 | K | MCP-C3-GF-01; | Nr | 1 | 6162.5 | 6162.5 | Z | Z2624164 | MCP-C3-GF-01; |  | B2/26/17-K
| B2/26/17 | 200000 | 262400 | L | MCP-C4-GF-01; | Nr | 1 | 6162.5 | 6162.5 | Z | Z2624165 | MCP-C4-GF-01; |  | B2/26/17-L
| B2/26/17 | 200000 | 262400 | M | MCP-C5-GF-01; | Nr | 1 | 6162.5 | 6162.5 | Z | Z2624166 | MCP-C5-GF-01; |  | B2/26/17-M
| B2/26/17 | 200000 | 262400 | N | MCP-C1-ETS-01 | Nr | 1 | 6162.5 | 6162.5 | Z | Z2624167 | MCP-C1-ETS-01 |  | B2/26/17-N
4 | B2/26/18 |  |  |  | Variable frequency drives; as specified; |  |  |  | 452801.25
| B2/26/18 | 200000 | 262400 | A | VFD, 5 kW, 3 phase | Nr | 33 | 13721.25 | 452801.25 | Z | Z2624168 | VFD, 5 kW, 3 phase |  | B2/26/18-A
4 | B2/26/18 |  |  |  | Combination Motor Starter; as specified; |  |  |  | 0
| B2/26/18 | 200000 | 262400 | B | 20 amp, 2 pole | Nr | 22 |  | Included | Z | Z2624169 | 20 amp, 2 pole |  | B2/26/18-B
3 | B2/26/18 |  |  |  | 262726 - WIRING DEVICES |  |  |  | 2732303.84
4 | B2/26/18 |  |  |  | Supply and installation of Electric outlets |  |  |  | 540000.89
| B2/26/18 | 200000 | 262700 | C | 2x20a electric outlet; weatherproof | Nr | 617 | 640.63 | 395268.71 | Z | Z2627015 | 2x20a electric outlet; weatherproof |  | B2/26/18-C
| B2/26/18 | 200000 | 262700 | D | 2x20a electric outlet; weatherproof, switched | Nr | 186 | 778.13 | 144732.18 | Z | Z2627016 | 2x20a electric outlet; weatherproof, switched |  | B2/26/18-D
4 | B2/26/18 |  |  |  | Supply and installation of Socket outlets |  |  |  | 1874339.27
| B2/26/18 | 200000 | 262700 | E | Type r01; simplex | Nr | 124 | 423.5 | 52514 | Z | Z2627017 | Type r01; simplex |  | B2/26/18-E
| B2/26/18 | 200000 | 262700 | F | Type r02; simplex | Nr | 456 | 532.13 | 242651.28 | Z | Z2627018 | Type r02; simplex |  | B2/26/18-F
| B2/26/18 | 200000 | 262700 | G | Type r04; simplex | Nr | 167 | 600.88 | 100346.96 | Z | Z2627019 | Type r04; simplex |  | B2/26/18-G
| B2/26/18 | 200000 | 262700 | H | Type r04; duplex | Nr | 331 | 1201.63 | 397739.53 | Z | Z2627020 | Type r04; duplex |  | B2/26/18-H
| B2/26/18 | 200000 | 262700 | J | Type r05; simplex | Nr | 187 | 1418.75 | 265306.25 | Z | Z2627021 | Type r05; simplex |  | B2/26/18-J
| B2/26/18 | 200000 | 262700 | K | Type r05; duplex | Nr | 34 | 1418.75 | 48237.5 | Z | Z2627022 | Type r05; duplex |  | B2/26/18-K
| B2/26/18 | 200000 | 262700 | L | Type r45 | Nr | 73 | 1418.75 | 103568.75 | Z | Z2627023 | Type r45 |  | B2/26/18-L
| B2/26/18 | 200000 | 262700 | M | Type r41 | Nr | 468 | 1418.75 | 663975 | Z | Z2627024 | Type r41 |  | B2/26/18-M
4 | B2/26/18 |  |  |  | Supply and installation of Floor Boxes |  |  |  | 38137
| B2/26/18 | 200000 | 262700 | N | Type Type FB1; | Nr | 65 | 561 | 36465 | Z | Z2627025 | Type Type FB1; |  | B2/26/18-N
| B2/26/18 | 200000 | 262700 | P | Type FB4; | Nr | 2 | 836 | 1672 | Z | Z2627026 | Type FB4; |  | B2/26/18-P
4 | B2/26/19 |  |  |  | Supply and installation of Switches |  |  |  | 279826.68
| B2/26/19 | 200000 | 262700 | A | General lighting switch - Metal Clad (s1); one way; | Nr | 60 | 276.63 | 16597.8 | Z | Z2627027 | General lighting switch - Metal Clad (s1); one way; |  | B2/26/19-A
| B2/26/19 | 200000 | 262700 | B | General lighting switch - Metal Clad (s2); one way; | Nr | 149 | 407.88 | 60774.12 | Z | Z2627028 | General lighting switch - Metal Clad (s2); one way; |  | B2/26/19-B
| B2/26/19 | 200000 | 262700 | C | General lighting switch - Decorative plate (s4); one way | Nr | 29 | 670.38 | 19441.02 | Z | Z2627029 | General lighting switch - Decorative plate (s4); one way |  | B2/26/19-C
| B2/26/19 | 200000 | 262700 | D | Weatherproof switch (s5); | Nr | 273 | 670.38 | 183013.74 | Z | Z2627030 | Weatherproof switch (s5); |  | B2/26/19-D
3 | B2/26/19 |  |  |  | 262816 - ENCLOSED SWITCHES AND CIRCUIT BREAKERS |  |  |  | 42761.78
4 | B2/26/19 |  |  |  | Supply and installation of Switch disconnectors (disconnecting switches), double-pole; |  |  |  | 26876.66
| B2/26/19 | 200000 | 262800 | E | 20 amp; 2p; weatherproof | Nr | 135 | 187.75 | 25346.25 | Z | Z2628010 | 20 amp; 2p; weatherproof |  | B2/26/19-E
| B2/26/19 | 200000 | 262800 | F | 32 amp; 2p; weatherproof | Nr | 7 | 218.63 | 1530.41 | Z | Z2628011 | 32 amp; 2p; weatherproof |  | B2/26/19-F
4 | B2/26/19 |  |  |  | Supply and installation of Switch disconnectors (disconnecting switches), three-pole |  |  |  | 15087.52
| B2/26/19 | 200000 | 262800 | G | 20 amp; 3p; weatherproof | Nr | 15 | 218.63 | 3279.45 | Z | Z2628012 | 20 amp; 3p; weatherproof |  | B2/26/19-G
| B2/26/19 | 200000 | 262800 | H | 32 amp; 3p; weatherproof (pedestal) | Nr | 1 | 225.38 | 225.38 | Z | Z2628013 | 32 amp; 3p; weatherproof (pedestal) |  | B2/26/19-H
| B2/26/19 | 200000 | 262800 | J | 40 amp; 3p; weatherproof | Nr | 5 | 327.5 | 1637.5 | Z | Z2628014 | 40 amp; 3p; weatherproof |  | B2/26/19-J
| B2/26/19 | 200000 | 262800 | K | 63 amp; 3p; weatherproof | Nr | 12 | 515.63 | 6187.56 | Z | Z2628015 | 63 amp; 3p; weatherproof |  | B2/26/19-K
| B2/26/19 | 200000 | 262800 | L | 125 amp; 3p; weatherproof (pedestal) | Nr | 1 | 1634.88 | 1634.88 | Z | Z2628016 | 125 amp; 3p; weatherproof (pedestal) |  | B2/26/19-L
| B2/26/19 | 200000 | 262800 | M | 200 amp; 3p; weatherproof | Nr | 1 | 2122.75 | 2122.75 | Z | Z2628017 | 200 amp; 3p; weatherproof |  | B2/26/19-M
4 | B2/26/20 |  |  |  | Supply and installation of Switch disconnectors (disconnecting switches), four-pole |  |  |  | 797.6
| B2/26/20 | 200000 | 262800 | A | 32 amp; 4p; weatherproof | Nr | 20 | 39.88 | 797.6 | Z | Z2628018 | 32 amp; 4p; weatherproof |  | B2/26/20-A
3 | B2/26/20 |  |  |  | 263213 - PACKAGED ENGINE GENERATORS |  |  |  | 847152.5
4 | B2/26/20 |  |  |  | Supply and installation of Diesel generator sets |  |  |  | 847152.5
| B2/26/20 | 200000 | 263200 | B | GEN-C1-01; Standby rated 300 kva; 1800 rpm; 400v; 60hz; 3-phase; 4-wire; with insulated solidly earthed neutral; including filters, fuel system, overhead hoists and all auxiliary accessories; | Nr | 1 | 423576.25 | 423576.25 | Z | Z2632002 | GEN-C1-01; Standby rated 300 kva; 1800 rpm; 400v; 60hz; 3-phase; 4-wire; with insulated solidly earthed neutral; including filters, fuel system, overhead hoists and all auxiliary accessories; |  | B2/26/20-B
| B2/26/20 | 200000 | 263200 | C | GEN-C5-01; Standby rated 300 kva; 1800 rpm; 400v; 60hz; 3-phase; 4-wire; with insulated solidly earthed neutral; including filters, fuel system, overhead hoists and all auxiliary accessories; | Nr | 1 | 423576.25 | 423576.25 | Z | Z2632003 | GEN-C5-01; Standby rated 300 kva; 1800 rpm; 400v; 60hz; 3-phase; 4-wire; with insulated solidly earthed neutral; including filters, fuel system, overhead hoists and all auxiliary accessories; |  | B2/26/20-C
3 | B2/26/20 |  |  |  | 263324 - DC CENTRAL BATTERY SYSTEM FOR EMERGENCY LIGHTING |  |  |  | 62500
4 | B2/26/20 |  |  |  | Supply and installation of Emergency central monitoring system; as specified; |  |  |  | 62500
| B2/26/20 | 200000 | 263300 | D | Emergency central monitoring system; | Item | 1 | 62500 | 62500 | Z | Z2633001 | Emergency central monitoring system; |  | B2/26/20-D
4 | B2/26/20 |  |  |  | Supply and installation of Emergency dc central battery system complete as specified and shown on drawings; [insert reference] minutes autonomy; |  |  |  | 0
| B2/26/20 | 200000 | 263300 | E | ECBS-C2-GF-01; 20kva; | Nr | 1 |  | Included | Z | Z2633002 | ECBS-C2-GF-01; 20kva; |  | B2/26/20-E
| B2/26/20 | 200000 | 263300 | F | ECBS-C2-MF-01; 20kva; | Nr | 1 |  | Included | Z | Z2633003 | ECBS-C2-MF-01; 20kva; |  | B2/26/20-F
3 | B2/26/21 |  |  |  | 263533 - POWER FACTOR CORRECTION CAPACITORS |  |  |  | 114581.25
4 | B2/26/21 |  |  |  | Supply and installation of Automatic power factor correction capacitors; |  |  |  | 114581.25
| B2/26/21 | 200000 | 263500 | A | PFC-C3-GF-01, 140 kvar; | Nr | 1 | 30131.25 | 30131.25 | Z | Z2635002 | PFC-C3-GF-01, 140 kvar; |  | B2/26/21-A
| B2/26/21 | 200000 | 263500 | B | PFC-C2-GF-01, 200 kvar; | Nr | 1 | 42225 | 42225 | Z | Z2635003 | PFC-C2-GF-01, 200 kvar; |  | B2/26/21-B
| B2/26/21 | 200000 | 263500 | C | PFC-C5-GF-01, 200 kvar; | Nr | 1 | 42225 | 42225 | Z | Z2635004 | PFC-C5-GF-01, 200 kvar; |  | B2/26/21-C
3 | B2/26/21 |  |  |  | 263600 - TRANSFER SWITCHES |  |  |  | 272305.26
4 | B2/26/21 |  |  |  | Supply and installation of Automatic transfer switches; with manual double bypass |  |  |  | 272305.26
| B2/26/21 | 200000 | 263600 | D | ATS-C2-GF-01; 160 a; 4 pole; | Nr | 1 | 56782.88 | 56782.88 | Z | Z2636002 | ATS-C2-GF-01; 160 a; 4 pole; |  | B2/26/21-D
| B2/26/21 | 200000 | 263600 | E | ATS-C3-GF-01; 250 a; 4 pole; | Nr | 1 | 79369.75 | 79369.75 | Z | Z2636003 | ATS-C3-GF-01; 250 a; 4 pole; |  | B2/26/21-E
| B2/26/21 | 200000 | 263600 | F | ATS-C4-GF-01; 250 a; 4 pole; | Nr | 1 | 79369.75 | 79369.75 | Z | Z2636004 | ATS-C4-GF-01; 250 a; 4 pole; |  | B2/26/21-F
| B2/26/21 | 200000 | 263600 | G | ATS-C5-GF-01; 160 a; 4 pole; | Nr | 1 | 56782.88 | 56782.88 | Z | Z2636005 | ATS-C5-GF-01; 160 a; 4 pole; |  | B2/26/21-G
3 | B2/26/21 |  |  |  | 264113 - LIGHTNING PROTECTION FOR STRUCTURES |  |  |  | 497852.5
4 | B2/26/21 |  |  |  | Supply and installation of Complete system corresponding to a lightning protection level (lpl) [insert reference], as a minimum; as specified and as shown on drawings using structure; in accordance with bs en 62305 for the: |  |  |  | 497852.5
| B2/26/21 | 200000 | 264100 | H | Complete Lightning Protection System for buildings | Item | 1 | 497852.5 | 497852.5 | Z | Z2641002 | Complete Lightning Protection System for buildings |  | B2/26/21-H
3 | B2/26/22 |  |  |  | 265100 - INTERIOR LIGHTING |  |  |  | 9869359.17
4 | B2/26/22 |  |  |  | Supply and installation of Led lighting fixtures |  |  |  | 7524692.24
| B2/26/22 | 200000 | 265100 | A | F1; Ceiling Suspended Lighting | Nr | 511 | 752.5 | 384527.5 | Z | Z2651011 | F1; Ceiling Suspended Lighting |  | B2/26/22-A
| B2/26/22 | 200000 | 265100 | B | F1A; Ceiling Suspended Lighting | Nr | 20 | 958.63 | 19172.6 | Z | Z2651012 | F1A; Ceiling Suspended Lighting |  | B2/26/22-B
| B2/26/22 | 200000 | 265100 | C | F2A; Ceiling Suspended Lighting (Weatherproof) | Nr | 129 | 900.25 | 116132.25 | Z | Z2651013 | F2A; Ceiling Suspended Lighting (Weatherproof) |  | B2/26/22-C
| B2/26/22 | 200000 | 265100 | D | F2B; Ceiling Suspended Lighting (Weatherproof) | Nr | 46 | 2283.38 | 105035.48 | Z | Z2651014 | F2B; Ceiling Suspended Lighting (Weatherproof) |  | B2/26/22-D
| B2/26/22 | 200000 | 265100 | E | F2C; Ceiling Suspended Lighting (Weatherproof) | Nr | 34 | 1240.75 | 42185.5 | Z | Z2651015 | F2C; Ceiling Suspended Lighting (Weatherproof) |  | B2/26/22-E
| B2/26/22 | 200000 | 265100 | F | F2; Ceiling Suspended Lighting (Weatherproof) | Nr | 615 | 900.25 | 553653.75 | Z | Z2651016 | F2; Ceiling Suspended Lighting (Weatherproof) |  | B2/26/22-F
| B2/26/22 | 200000 | 265100 | G | F4A; 60x60 Ceiling Recessed Lighting | Nr | 126 | 1144.38 | 144191.88 | Z | Z2651017 | F4A; 60x60 Ceiling Recessed Lighting |  | B2/26/22-G
| B2/26/22 | 200000 | 265100 | H | F4B; 60x60 Ceiling Recessed Lighting | Nr | 172 | 1144.38 | 196833.36 | Z | Z2651018 | F4B; 60x60 Ceiling Recessed Lighting |  | B2/26/22-H
| B2/26/22 | 200000 | 265100 | J | D4; Spot Recessed | Nr | 528 | 2413.5 | 1274328 | Z | Z2651019 | D4; Spot Recessed |  | B2/26/22-J
| B2/26/22 | 200000 | 265100 | K | D4A; Spot Recessed | Nr | 378 | 2484 | 938952 | Z | Z2651020 | D4A; Spot Recessed |  | B2/26/22-K
| B2/26/22 | 200000 | 265100 | L | D4B; Spot Recessed | Nr | 42 | 4259.38 | 178893.96 | Z | Z2651021 | D4B; Spot Recessed |  | B2/26/22-L
| B2/26/22 | 200000 | 265100 | M | H1; High Bay | Nr | 312 | 8981.13 | 2802112.56 | Z | Z2651022 | H1; High Bay |  | B2/26/22-M
| B2/26/22 | 200000 | 265100 | N | H1A; High Bay | Nr | 30 | 8981.13 | 269433.9 | Z | Z2651023 | H1A; High Bay |  | B2/26/22-N
| B2/26/22 | 200000 | 265100 | P | O1; Bulkhead Lighting | Nr | 74 | 2409.5 | 178303 | Z | Z2651024 | O1; Bulkhead Lighting |  | B2/26/22-P
| B2/26/22 | 200000 | 265100 | Q | O3; Bulkhead Lighting | Nr | 68 | 2409.5 | 163846 | Z | Z2651025 | O3; Bulkhead Lighting |  | B2/26/22-Q
| B2/26/22 | 200000 | 265100 | R | O6; Bulkhead Roof Lighting | Nr | 63 | 2493.5 | 157090.5 | Z | Z2651026 | O6; Bulkhead Roof Lighting |  | B2/26/22-R
4 | B2/26/23 |  |  |  | Supply and installation of Led lighting fixtures; with battery Kit |  |  |  | 1552491.25
| B2/26/23 | 200000 | 265100 | A | O3E; Outdoor Bulkhead Lighting | Nr | 19 | 3217.75 | 61137.25 | Z | Z2651027 | O3E; Outdoor Bulkhead Lighting |  | B2/26/23-A
| B2/26/23 | 200000 | 265100 | B | E1; Emergency with battery kit surface mounted | Nr | 954 | 1535 | 1464390 | Z | Z2651028 | E1; Emergency with battery kit surface mounted |  | B2/26/23-B
| B2/26/23 | 200000 | 265100 | C | E2; Emergency with battery kit reccessed | Nr | 126 | 214 | 26964 | Z | Z2651029 | E2; Emergency with battery kit reccessed |  | B2/26/23-C
4 | B2/26/23 |  |  |  | Supply and installation of Led lighting fixtures; fed from central battery system; |  |  |  | 760925.68
| B2/26/23 | 200000 | 265100 | D | F1E; Ceiling Suspended Lighting | Nr | 11 | 915.25 | 10067.75 | Z | Z2651030 | F1E; Ceiling Suspended Lighting |  | B2/26/23-D
| B2/26/23 | 200000 | 265100 | E | F1AE; Ceiling Suspended Lighting | Nr | 3 | 1063 | 3189 | Z | Z2651031 | F1AE; Ceiling Suspended Lighting |  | B2/26/23-E
| B2/26/23 | 200000 | 265100 | F | F2E; Ceiling Suspended Lighting (Weatherproof) | Nr | 25 | 1777.75 | 44443.75 | Z | Z2651032 | F2E; Ceiling Suspended Lighting (Weatherproof) |  | B2/26/23-F
| B2/26/23 | 200000 | 265100 | G | F2AE; Ceiling Suspended Lighting (Weatherproof) | Nr | 3 | 1777.75 | 5333.25 | Z | Z2651033 | F2AE; Ceiling Suspended Lighting (Weatherproof) |  | B2/26/23-G
| B2/26/23 | 200000 | 265100 | H | F4AE; 600x600 Ceiling Recessed Lighting | Nr | 34 | 1898.5 | 64549 | Z | Z2651034 | F4AE; 600x600 Ceiling Recessed Lighting |  | B2/26/23-H
| B2/26/23 | 200000 | 265100 | J | F4BE; 600x600 Ceiling Recessed Lighting | Nr | 14 | 1898.5 | 26579 | Z | Z2651035 | F4BE; 600x600 Ceiling Recessed Lighting |  | B2/26/23-J
| B2/26/23 | 200000 | 265100 | K | D4E; Spot Recessed | Nr | 29 | 2898 | 84042 | Z | Z2651036 | D4E; Spot Recessed |  | B2/26/23-K
| B2/26/23 | 200000 | 265100 | L | D4AE; Spot Recessed | Nr | 142 | 2984.88 | 423852.96 | Z | Z2651037 | D4AE; Spot Recessed |  | B2/26/23-L
| B2/26/23 | 200000 | 265100 | M | D4BE; Spot Recessed | Nr | 19 | 5203.63 | 98868.97 | Z | Z2651038 | D4BE; Spot Recessed |  | B2/26/23-M
4 | B2/26/23 |  |  |  | Supply and installation of Exit Signs; |  |  |  | 31250
| B2/26/23 | 200000 | 265100 | N | Exit Signs; | Item | 1 | 31250 | 31250 | Z | Z2651039 | Exit Signs; |  | B2/26/23-N
3 | B2/26/24 |  |  |  | 265600 - EXTERIOR LIGHTING |  |  |  | 1039496.25
4 | B2/26/24 |  |  |  | Supply and installation of Exterior lighting fixtures |  |  |  | 1039496.25
| B2/26/24 | 200000 | 265600 | A | P1; Street lighting pole | Nr | 51 | 10398.5 | 530323.5 | Z | Z2656004 | P1; Street lighting pole |  | B2/26/24-A
| B2/26/24 | 200000 | 265600 | B | FL4 | Nr | 16 | 3737.25 | 59796 | Z | Z2656005 | FL4 |  | B2/26/24-B
| B2/26/24 | 200000 | 265600 | C | D10 | Nr | 213 | 2109.75 | 449376.75 | Z | Z2656006 | D10 |  | B2/26/24-C
c | B2/26/24 |  |  |  | 26 - ELECTRICAL
c | B2/26/24 |  |  |  | To Summary
2 | B2/27/01 |  |  |  | 27 - COMMUNICATIONS |  |  |  | 16702003.21
3 | B2/27/01 |  |  |  | 270501 - COMMON CLAUSES FOR IT & SECURITY SYSTEMS |  |  |  | 0
4 | B2/27/01 |  |  |  | Refer to the individual Sections listed below for applicable Bill of Quantities: |  |  |  | 0
4 | B2/27/01 |  |  |  | IT Systems |  |  |  | 0
5 | B2/27/01 |  |  |  | -Section 272109 - Data Communications for Campus Network. |  |  |  | 0
5 | B2/27/01 |  |  |  | -Section 272111 - Data Communications for Data Center. |  |  |  | 0
5 | B2/27/01 |  |  |  | -Section 272133 - Wireless Data Network. |  |  |  | 0
5 | B2/27/01 |  |  |  | -Section 272140 - Virtual Servers Environment (VSE). |  |  |  | 0
5 | B2/27/01 |  |  |  | -Section 272231 - Computers & Related Peripherals. |  |  |  | 0
5 | B2/27/01 |  |  |  | -Section 272541 - Cyber Security For Enterprise Network - System Design and Performance Requirements. |  |  |  | 0
5 | B2/27/01 |  |  |  | -Section 273123 - IP-Based Telephony Communications System. |  |  |  | 0
5 | B2/27/01 |  |  |  | Section 250555 - Data Center Infrastructure Management (DCIM) System |  |  |  | 0
4 | B2/27/01 |  |  |  | Security Systems |  |  |  | 0
5 | B2/27/01 |  |  |  | -Section 281300 - Access Control Software and Database Management. |  |  |  | 0
5 | B2/27/01 |  |  |  | -Section 281500 - Access Control Hardware Devices. |  |  |  | 0
5 | B2/27/01 |  |  |  | -Section 282000 - Video Surveillance System (VSS). |  |  |  | 0
5 | B2/27/01 |  |  |  | Section 255805 - Physical Security Information (DCIM) System |  |  |  | 0
5 | B2/27/01 |  |  |  | Section 281800- Security Screening Systems |  |  |  | 0
4 | B2/27/01 |  |  |  | Other Communications Systems |  |  |  | 0
5 | B2/27/01 |  |  |  | -Section 275117 - IP-Based Public Address System. |  |  |  | 0
5 | B2/27/01 |  |  |  | -Section 275313 - Master Clock System (MCS). |  |  |  | 0
3 | B2/27/01 |  |  |  | 270555 - IDENTIFICATION FOR COMMUNICATIONS SYSTEMS (TIA) |  |  |  | 12500
4 | B2/27/01 |  |  |  | Identification for Communications Systems: |  |  |  | 12500
| B2/27/01 | 200000 | 270500 | A | Identification for communications systems as per specified Administration Scheme; | Item | 1 | 12500 | 12500 | a | a2705002 | Identification for communications systems as per specified Administration Scheme; |  | B2/27/01-A
3 | B2/27/02 |  |  |  | 271005 - COMMON CLAUSES FOR STRUCTURED CABLING (TIA) |  |  |  | 1113287.5
4 | B2/27/02 |  |  |  | Refer to the individual Sections listed below for applicable Bill of Quantities: |  |  |  | 1049962.5
5 | B2/27/02 |  |  |  | -Section 270555 - Identification for Communications Systems (TIA). |  |  |  | 0
5 | B2/27/02 |  |  |  | -Section 271105- Communications Equipment Room Fittings (TIA). |  |  |  | 0
5 | B2/27/02 |  |  |  | -Section 271305 - Communications Backbone Cabling (TIA). |  |  |  | 0
5 | B2/27/02 |  |  |  | -Section 271505 - Communications Horizontal Cabling (TIA). |  |  |  | 0
5 | B2/27/02 |  |  |  | 271105 - COMMUNICATIONS EQUIPMENT ROOM FITTINGS (TIA) |  |  |  | 0
5 | B2/27/02 |  |  |  | Telecommunications Equipment Cabinets; Freestanding; modular type; |  |  |  | 1049962.5
| B2/27/02 | 200000 | 271000 | A | For Main communication room/Incoming Service Room: Network Cabinet, Steel; door & ventilation provisions as specified; (800 x 1000) (width x depth) mm; 42RU; | Nr | 9 | 12962.5 | 116662.5 | a | a2710023 | For Main communication room/Incoming Service Room: Network Cabinet, Steel; door & ventilation provisions as specified; (800 x 1000) (width x depth) mm; 42RU; |  | B2/27/02-A
| B2/27/02 | 200000 | 271000 | B | For communication room: Network Cabinet, Steel; door & ventilation provisions as specified; (800 x 800) (width x depth) mm; 42RU; | Nr | 72 | 12962.5 | 933300 | a | a2710024 | For communication room: Network Cabinet, Steel; door & ventilation provisions as specified; (800 x 800) (width x depth) mm; 42RU; |  | B2/27/02-B
4 | B2/27/02 |  |  |  | Telecommunications Equipment Cabinets; Wall mounted; modular type; |  |  |  | 19787.5
| B2/27/02 | 200000 | 271000 | C | For communication closet: Network Cabinet, Steel; door & ventilation provisions as specified; (600 x 600) (width x depth) mm; 21RU; | Nr | 2 | 9893.75 | 19787.5 | a | a2710025 | For communication closet: Network Cabinet, Steel; door & ventilation provisions as specified; (600 x 600) (width x depth) mm; 21RU; |  | B2/27/02-C
4 | B2/27/02 |  |  |  | Outdoor Telecommunications Equipment Cabinets; Freestanding; modular type; |  |  |  | 29787.5
| B2/27/02 | 200000 | 271000 | D | For Site: Network Cabinet, Steel; door & ventilation provisions as specified; (600 x 600) (width x depth) mm; 21RU; | Nr | 2 | 14893.75 | 29787.5 | a | a2710026 | For Site: Network Cabinet, Steel; door & ventilation provisions as specified; (600 x 600) (width x depth) mm; 21RU; |  | B2/27/02-D
4 | B2/27/03 |  |  |  | Spare Parts, Tools and Instruments; |  |  |  | 13750
| B2/27/03 | 200000 | 271000 | A | Set of spare parts; | Item | 1 | 9375 | 9375 | a | a2710027 | Set of spare parts; |  | B2/27/03-A
| B2/27/03 | 200000 | 271000 | B | Set of tools and instruments; | Item | 1 | 4375 | 4375 | a | a2710028 | Set of tools and instruments; |  | B2/27/03-B
3 | B2/27/03 |  |  |  | 271305 - COMMUNICATIONS BACKBONE CABLING (TIA) |  |  |  | 2736717.73
4 | B2/27/03 |  |  |  | Backbone Cables: SMF Fiber Optic; Type OS2; Application: Indoor/Outdoor "Plenum rated (Fire Resistant)" (both Inside Plant (ISP) and Outside Plant (OSP)) as specified; |  |  |  | 97575
| B2/27/03 | 200000 | 271000 | C | 24-Core; tight-buffered using dry water blocking technology; non-conductive (non-metallic) (metal-free) (all-dielectric); reinforcement, with a central strength element of aramid / glass fiber yarn; PVC inner jacket (around the sub-units of fiber); Plenum rated PVDF outer jacket; Type OFNP; | Item | 1 | 97575 | 97575 | a | a2710029 | 24-Core; tight-buffered using dry water blocking technology; non-conductive (non-metallic) (metal-free) (all-dielectric); reinforcement, with a central strength element of aramid / glass fiber yarn; PVC inner jacket (around the sub-units of fiber); Plenum rated PVDF outer jacket; Type OFNP; |  | B2/27/03-C
4 | B2/27/03 |  |  |  | Main and Intermediate Cross-Connects, as specified: |  |  |  | 116325
| B2/27/03 | 200000 | 271000 | D | 24-core SMF Duplex LC UPC; fully equipped; Fiber Optic Patch Panels; intelligent type; | Item | 1 | 97575 | 97575 | a | a2710030 | 24-core SMF Duplex LC UPC; fully equipped; Fiber Optic Patch Panels; intelligent type; |  | B2/27/03-D
| B2/27/03 | 200000 | 271000 | E | Splice Enclosure; | Item | 1 | 18750 | 18750 | a | a2710031 | Splice Enclosure; |  | B2/27/03-E
4 | B2/27/03 |  |  |  | Spare Parts, Tools and Instruments; |  |  |  | 13750
| B2/27/03 | 200000 | 271000 | F | Set of spare parts; | Item | 1 | 9375 | 9375 | a | a2710032 | Set of spare parts; |  | B2/27/03-F
| B2/27/03 | 200000 | 271000 | G | Set of tools and instruments; | Item | 1 | 4375 | 4375 | a | a2710033 | Set of tools and instruments; |  | B2/27/03-G
4 | B2/27/03 |  |  |  | 271500 - Structured Cabling System |  |  |  | 2495317.73
| B2/27/03 | 200000 | 271000 | H | 48 Port Cat6a Patch Panel; | Nr | 151 | 3125 | 471875 | a | a2710034 | 48 Port Cat6a Patch Panel; |  | B2/27/03-H
| B2/27/03 | 200000 | 271000 | J | Single port Data outlet RJ45, wall mounted | Nr | 346 | 1000 | 346000 | a | a2710035 | Single port Data outlet RJ45, wall mounted |  | B2/27/03-J
| B2/27/04 | 200000 | 271000 | A | Single port Data outlet RJ45, wall mounted,Weather Proof | Nr | 1 | 1851.63 | 1851.63 | a | a2710036 | Single port Data outlet RJ45, wall mounted,Weather Proof |  | B2/27/04-A
| B2/27/04 | 200000 | 271000 | B | Single port Data outlet RJ45, floor mounted | Nr | 9 | 1195.38 | 10758.42 | a | a2710037 | Single port Data outlet RJ45, floor mounted |  | B2/27/04-B
| B2/27/04 | 200000 | 271000 | C | Dual port Data outlet RJ45, wall mounted | Nr | 412 | 2000 | 824000 | a | a2710038 | Dual port Data outlet RJ45, wall mounted |  | B2/27/04-C
| B2/27/04 | 200000 | 271000 | D | Dual port Data outlet RJ45, wall mounted, Weather Proof | Nr | 12 | 2000 | 24000 | a | a2710039 | Dual port Data outlet RJ45, wall mounted, Weather Proof |  | B2/27/04-D
| B2/27/04 | 200000 | 271000 | E | Dual port Data outlet RJ45, floor mounted | Nr | 78 | 1800 | 140400 | a | a2710040 | Dual port Data outlet RJ45, floor mounted |  | B2/27/04-E
| B2/27/04 | 200000 | 271000 | F | Dual port Data outlet RJ45, ceiling mounted | Nr | 443 | 1195.38 | 529553.34 | a | a2710041 | Dual port Data outlet RJ45, ceiling mounted |  | B2/27/04-F
| B2/27/04 | 200000 | 271000 | G | Dual port Data outlet RJ45, ceiling mounted,Weather Proof | Nr | 2 | 1851.63 | 3703.26 | a | a2710042 | Dual port Data outlet RJ45, ceiling mounted,Weather Proof |  | B2/27/04-G
| B2/27/04 | 200000 | 271000 | H | Triple port Data outlet RJ45, floor mounted | Nr | 6 | 1195.38 | 7172.28 | a | a2710043 | Triple port Data outlet RJ45, floor mounted |  | B2/27/04-H
| B2/27/04 | 200000 | 271000 | J | Quad port Data outlet RJ45, wall mounted | Nr | 10 | 1720.38 | 17203.8 | a | a2710044 | Quad port Data outlet RJ45, wall mounted |  | B2/27/04-J
| B2/27/04 | 200000 | 271000 | K | Outdoor Dual port Data outlet RJ45 | Nr | 66 | 1800 | 118800 | a | a2710045 | Outdoor Dual port Data outlet RJ45 |  | B2/27/04-K
4 | B2/27/04 |  |  |  | Spare Parts, Tools and Instruments; |  |  |  | 13750
| B2/27/04 | 200000 | 271000 | L | Set of spare parts; | Item | 1 | 9375 | 9375 | a | a2710046 | Set of spare parts; |  | B2/27/04-L
| B2/27/04 | 200000 | 271000 | M | Set of tools and instruments; | Item | 1 | 4375 | 4375 | a | a2710047 | Set of tools and instruments; |  | B2/27/04-M
3 | B2/27/04 |  |  |  | 272109 - DATA COMMUNICATIONS FOR CAMPUS NETWORK |  |  |  | 3092290.77
4 | B2/27/04 |  |  |  | Active Communications and Data Processing Equipment |  |  |  | 3078540.77
| B2/27/04 | 200000 | 272000 | N | ICT Access Data Switches 48 ports; | Nr | 78 | 33750 | 2632500 | a | a2720015 | ICT Access Data Switches 48 ports; |  | B2/27/04-N
| B2/27/04 | 200000 | 272000 | P | Security Access Data Switches 48 ports; | Nr | 73 | 3229.75 | 235771.75 | a | a2720016 | Security Access Data Switches 48 ports; |  | B2/27/04-P
| B2/27/04 | 200000 | 272000 | Q | ICT Industrial Switches; | Nr | 3 | 17500 | 52500 | a | a2720017 | ICT Industrial Switches; |  | B2/27/04-Q
| B2/27/05 | 200000 | 272000 | A | Security Industrial Switches; | Nr | 4 | 17500 | 70000 | a | a2720018 | Security Industrial Switches; |  | B2/27/05-A
| B2/27/05 | 200000 | 272000 | B | ICT Distribution Switches; | Nr | 2 | 1064.13 | 2128.26 | a | a2720019 | ICT Distribution Switches; |  | B2/27/05-B
| B2/27/05 | 200000 | 272000 | C | Security Distribution Switches; | Nr | 2 | 1064.13 | 2128.26 | a | a2720020 | Security Distribution Switches; |  | B2/27/05-C
| B2/27/05 | 200000 | 272000 | D | Routers and Gateways; For Third party network | Nr | 17 | 4912.5 | 83512.5 | a | a2720021 | Routers and Gateways; For Third party network |  | B2/27/05-D
4 | B2/27/05 |  |  |  | Spare Parts, Tools and Instruments |  |  |  | 13750
| B2/27/05 | 200000 | 272000 | E | Set of spare parts; | Item | 1 | 9375 | 9375 | a | a2720022 | Set of spare parts; |  | B2/27/05-E
| B2/27/05 | 200000 | 272000 | F | Set of tools and instruments; | Item | 1 | 4375 | 4375 | a | a2720023 | Set of tools and instruments; |  | B2/27/05-F
3 | B2/27/05 |  |  |  | 272133 - WIRELESS DATA NETWORK |  |  |  | 3152745.71
4 | B2/27/05 |  |  |  | Wireless data network components |  |  |  | 3138995.71
| B2/27/05 | 200000 | 272000 | G | Wireless radio access points; IEEE 802.11ax (WI-FI 6E); Indoor type; | Nr | 229 | 13475.95 | 3085992.55 | a | a2720024 | Wireless radio access points; IEEE 802.11ax (WI-FI 6E); Indoor type; |  | B2/27/05-G
| B2/27/05 | 200000 | 272000 | H | Wireless radio access points; IEEE 802.11ax (WI-FI 6E); Outdoor type; | Nr | 7 | 7571.88 | 53003.16 | a | a2720025 | Wireless radio access points; IEEE 802.11ax (WI-FI 6E); Outdoor type; |  | B2/27/05-H
4 | B2/27/05 |  |  |  | Spare Part, Tools and Instruments; |  |  |  | 13750
| B2/27/05 | 200000 | 272000 | J | Set of spare parts; | Item | 1 | 9375 | 9375 | a | a2720026 | Set of spare parts; |  | B2/27/05-J
| B2/27/05 | 200000 | 272000 | K | Set of tools and instruments; | Item | 1 | 4375 | 4375 | a | a2720027 | Set of tools and instruments; |  | B2/27/05-K
3 | B2/27/05 |  |  |  | 272231 COMPUTERS & RELATED PERIPHERALS |  |  |  | 27475
| B2/27/05 | 200000 | 272000 | L | Workstation; At security Control Room; Equipped with three screens; | Nr | 2 | 6862.5 | 13725 | a | a2720028 | Workstation; At security Control Room; Equipped with three screens; |  | B2/27/05-L
| B2/27/05 | 200000 | 272000 | M | Set of spare parts; | Item | 1 | 9375 | 9375 | a | a2720029 | Set of spare parts; |  | B2/27/05-M
| B2/27/05 | 200000 | 272000 | N | Set of tools and instruments; | Item | 1 | 4375 | 4375 | a | a2720030 | Set of tools and instruments; |  | B2/27/05-N
3 | B2/27/06 |  |  |  | 273123 - IP-BASED TELEPHONY COMMUNICATIONS SYSTEM |  |  |  | 3619275.28
4 | B2/27/06 |  |  |  | Call Processing Components |  |  |  | 3605525.28
5 | B2/27/06 |  |  |  | Phones and Terminals; |  |  |  | 3605525.28
| B2/27/06 | 200000 | 273000 | A | Wall mounted IP Phone, as specified; | Nr | 325 | 6898.68 | 2242071 | a | a2730006 | Wall mounted IP Phone, as specified; |  | B2/27/06-A
| B2/27/06 | 200000 | 273000 | B | Wireless IP Phone, as specified; | Nr | 50 | 9612.15 | 480607.5 | a | a2730007 | Wireless IP Phone, as specified; |  | B2/27/06-B
| B2/27/06 | 200000 | 273000 | C | Standard IP Phone, as specified; | Nr | 99 | 8439.68 | 835528.32 | a | a2730008 | Standard IP Phone, as specified; |  | B2/27/06-C
| B2/27/06 | 200000 | 273000 | D | Enhanced IP Phone, as specified; | Nr | 32 | 1064.13 | 34052.16 | a | a2730009 | Enhanced IP Phone, as specified; |  | B2/27/06-D
| B2/27/06 | 200000 | 273000 | E | Conference IP Phone, as specified; | Nr | 10 | 1326.63 | 13266.3 | a | a2730010 | Conference IP Phone, as specified; |  | B2/27/06-E
4 | B2/27/06 |  |  |  | Spare Part, Tools and Instruments; |  |  |  | 13750
| B2/27/06 | 200000 | 273000 | F | Set of spare parts; | Item | 1 | 9375 | 9375 | a | a2730011 | Set of spare parts; |  | B2/27/06-F
| B2/27/06 | 200000 | 273000 | G | Set of tools and instruments; | Item | 1 | 4375 | 4375 | a | a2730012 | Set of tools and instruments; |  | B2/27/06-G
5 | B2/27/06 |  |  |  | 274100 - GENERAL CONDITIONS FOR INTEGRATED AUDIOVISUAL SYSTEMS |  |  |  | 0
5 | B2/27/06 |  |  |  | Refer to the individual Sections listed below for applicable Bill of Quantities: |  |  |  | 0
5 | B2/27/06 |  |  |  | -Section 274116.27 - Integrated Audiovisual Systems and Equipment – For Meeting/Conference/ Operation Breakout Rooms. |  |  |  | 0
5 | B2/27/06 |  |  |  | -Section 274116.28 -Integrated Audiovisual Systems and Equipment – For EOC Training Room. |  |  |  | 0
5 | B2/27/06 |  |  |  | -Section 274116.62 - Integrated Audiovisual Systems and Equipment – For Crisis Management Center. |  |  |  | 0
5 | B2/27/06 |  |  |  | -Section 274223 - Digital Media Displays |  |  |  | 0
3 | B2/27/07 |  |  |  | 274116.28 - INTEGRATED AUDIOVISUAL SYSTEMS AND EQUIPMENT - FOR MEETING/CONFERENCE ROOMS |  |  |  | 712917.8
4 | B2/27/07 |  |  |  | Audio Systems; |  |  |  | 229339.52
| B2/27/07 | 200000 | 274116 | A | Audio digital signal processors; | Item | 1 | 5650 | 5650 | a | a2741161 | Audio digital signal processors; |  | B2/27/07-A
| B2/27/07 | 200000 | 274116 | B | Power amplifiers; | Item | 1 | 22192.5 | 22192.5 | a | a2741162 | Power amplifiers; |  | B2/27/07-B
| B2/27/07 | 200000 | 274116 | C | Ceiling speakers; | Nr | 29 | 3309.38 | 95972.02 | a | a2741163 | Ceiling speakers; |  | B2/27/07-C
| B2/27/07 | 200000 | 274116 | D | Digital Wireless Microphone System: wireless handheld microphone transmitter & Receiver; | Nr | 21 | 2512.5 | 52762.5 | a | a2741164 | Digital Wireless Microphone System: wireless handheld microphone transmitter & Receiver; |  | B2/27/07-D
| B2/27/07 | 200000 | 274116 | E | Digital Wireless Microphone System: wireless body-pack microphone; | Nr | 21 | 2512.5 | 52762.5 | a | a2741165 | Digital Wireless Microphone System: wireless body-pack microphone; |  | B2/27/07-E
4 | B2/27/07 |  |  |  | Displays; |  |  |  | 21937.5
| B2/27/07 | 200000 | 274116 | F | Flat panel displays; | Nr | 10 | 2193.75 | 21937.5 | a | a2741166 | Flat panel displays; |  | B2/27/07-F
4 | B2/27/07 |  |  |  | Presentation Source Equipment; |  |  |  | 273968.8
| B2/27/07 | 200000 | 274116 | G | Analog Audio Signal Interfaces/Line-Drivers; | Item | 1 | 4400 | 4400 | a | a2741167 | Analog Audio Signal Interfaces/Line-Drivers; |  | B2/27/07-G
| B2/27/07 | 200000 | 274116 | H | Video Conferencing System; | Item | 1 | 20025 | 20025 | a | a2741168 | Video Conferencing System; |  | B2/27/07-H
| B2/27/07 | 200000 | 274116 | J | Video Capture; | Nr | 10 | 3284.38 | 32843.8 | a | a2741169 | Video Capture; |  | B2/27/07-J
| B2/27/07 | 200000 | 274116 | K | Video Communications Server (VCS); | Item | 1 | 26275 | 26275 | a | a2741170 | Video Communications Server (VCS); |  | B2/27/07-K
| B2/27/07 | 200000 | 274116 | L | Digital Extender Transmitter / Receiver; | Item | 1 | 45025 | 45025 | a | a2741171 | Digital Extender Transmitter / Receiver; |  | B2/27/07-L
| B2/27/07 | 200000 | 274116 | M | Digital Audio-Video Matrix Switcher; | Item | 1 | 45025 | 45025 | a | a2741172 | Digital Audio-Video Matrix Switcher; |  | B2/27/07-M
| B2/27/07 | 200000 | 274116 | N | Wireless Presentation System; | Nr | 10 | 10037.5 | 100375 | a | a2741173 | Wireless Presentation System; |  | B2/27/07-N
4 | B2/27/08 |  |  |  | Control Systems; |  |  |  | 66962.5
| B2/27/08 | 200000 | 274116 | A | System Controller; | Item | 1 | 45025 | 45025 | a | a2741174 | System Controller; |  | B2/27/08-A
| B2/27/08 | 200000 | 274116 | B | Wireless Touch Panel; | Nr | 10 | 2193.75 | 21937.5 | a | a2741175 | Wireless Touch Panel; |  | B2/27/08-B
4 | B2/27/08 |  |  |  | Miscellaneous Products and Systems; |  |  |  | 106959.48
| B2/27/08 | 200000 | 274116 | C | Technical panels, boxes and cover plates, including floor boxes; | Nr | 21 | 1959.38 | 41146.98 | a | a2741176 | Technical panels, boxes and cover plates, including floor boxes; |  | B2/27/08-C
| B2/27/08 | 200000 | 274116 | D | A/V Equipment racks/cabinets; | Nr | 10 | 6581.25 | 65812.5 | a | a2741177 | A/V Equipment racks/cabinets; |  | B2/27/08-D
4 | B2/27/08 |  |  |  | Spare Parts, Tools and Instruments: |  |  |  | 13750
| B2/27/08 | 200000 | 274116 | E | Set of spare parts; | Item | 1 | 9375 | 9375 | a | a2741178 | Set of spare parts; |  | B2/27/08-E
| B2/27/08 | 200000 | 274116 | F | Set of tools and instruments; | Item | 1 | 4375 | 4375 | a | a2741179 | Set of tools and instruments; |  | B2/27/08-F
3 | B2/27/08 |  |  |  | 274223 - DIGITAL MEDIA DISPLAYS |  |  |  | 397300
4 | B2/27/08 |  |  |  | Video Wall Displays; |  |  |  | 56400
| B2/27/08 | 200000 | 274000 | G | Video Wall LCD flat panel displays (with LED backlight) (3x2) 55"displays; | Nr | 1 | 56400 | 56400 | a | a2740006 | Video Wall LCD flat panel displays (with LED backlight) (3x2) 55"displays; |  | B2/27/08-G
4 | B2/27/08 |  |  |  | Video Wall Controllers; |  |  |  | 327150
| B2/27/08 | 200000 | 274000 | H | Video Wall Controller – Standalone unit, non-networked; | Item | 1 | 116700 | 116700 | a | a2740007 | Video Wall Controller – Standalone unit, non-networked; |  | B2/27/08-H
| B2/27/08 | 200000 | 274000 | J | Video Wall Controller – Network-Based Streaming System, Video Wall Processor Node; | Item | 1 | 210450 | 210450 | a | a2740008 | Video Wall Controller – Network-Based Streaming System, Video Wall Processor Node; |  | B2/27/08-J
4 | B2/27/08 |  |  |  | Spare Parts, Tools and Instruments; |  |  |  | 13750
| B2/27/08 | 200000 | 274000 | K | Set of spare parts; | Item | 1 | 9375 | 9375 | a | a2740009 | Set of spare parts; |  | B2/27/08-K
| B2/27/08 | 200000 | 274000 | L | Set of tools and instruments; | Item | 1 | 4375 | 4375 | a | a2740010 | Set of tools and instruments; |  | B2/27/08-L
3 | B2/27/09 |  |  |  | 275117 - IP-BASED PUBLIC ADDRESS SYSTEM |  |  |  | 1319735.04
4 | B2/27/09 |  |  |  | System Peripheral Devices; |  |  |  | 1305985.04
| B2/27/09 | 200000 | 275000 | A | Public Address Digital Communication Stations (microphone stations); | Nr | 3 |  | Included | a | a2750020 | Public Address Digital Communication Stations (microphone stations); |  | B2/27/09-A
| B2/27/09 | 200000 | 275000 | B | Ceiling Loudspeaker; | Nr | 220 | 3309.38 | 728063.6 | a | a2750021 | Ceiling Loudspeaker; |  | B2/27/09-B
| B2/27/09 | 200000 | 275000 | C | Wall Loudspeaker; | Nr | 163 | 3409.38 | 555728.94 | a | a2750022 | Wall Loudspeaker; |  | B2/27/09-C
| B2/27/09 | 200000 | 275000 | D | Amplifier; | Item | 1 | 22192.5 | 22192.5 | a | a2750023 | Amplifier; |  | B2/27/09-D
4 | B2/27/09 |  |  |  | Spare parts, tools and instruments; |  |  |  | 13750
| B2/27/09 | 200000 | 275000 | E | Set of spare parts; | Item | 1 | 9375 | 9375 | a | a2750024 | Set of spare parts; |  | B2/27/09-E
| B2/27/09 | 200000 | 275000 | F | Set of tools and instruments; | Item | 1 | 4375 | 4375 | a | a2750025 | Set of tools and instruments; |  | B2/27/09-F
3 | B2/27/09 |  |  |  | 275129.17 - EMERGENCY ASSIST ALARM SYSTEM |  |  |  | 345893.94
4 | B2/27/09 |  |  |  | System Peripheral Devices; |  |  |  | 296400.19
| B2/27/09 | 200000 | 275000 | G | Ceiling Pull Cord Units | Nr | 19 | 1381.25 | 26243.75 | a | a2750026 | Ceiling Pull Cord Units |  | B2/27/09-G
| B2/27/09 | 200000 | 275000 | H | Call Points | Nr | 19 | 1540.63 | 29271.97 | a | a2750027 | Call Points |  | B2/27/09-H
| B2/27/09 | 200000 | 275000 | J | Reset Points / Cancel buttons | Nr | 19 | 1721.88 | 32715.72 | a | a2750028 | Reset Points / Cancel buttons |  | B2/27/09-J
| B2/27/09 | 200000 | 275000 | K | Overdoor Indicators | Nr | 19 | 2193.75 | 41681.25 | a | a2750029 | Overdoor Indicators |  | B2/27/09-K
| B2/27/09 | 200000 | 275000 | L | Controller | Nr | 19 | 8762.5 | 166487.5 | a | a2750030 | Controller |  | B2/27/09-L
4 | B2/27/09 |  |  |  | Panic Bars |  |  |  | 35743.75
| B2/27/09 | 200000 | 275000 | M | Panic Bars, as specified; | Nr | 19 | 1881.25 | 35743.75 | a | a2750031 | Panic Bars, as specified; |  | B2/27/09-M
4 | B2/27/10 |  |  |  | Spare parts, tools and instruments; |  |  |  | 13750
| B2/27/10 | 200000 | 275000 | A | Set of spare parts; | Item | 1 | 9375 | 9375 | a | a2750032 | Set of spare parts; |  | B2/27/10-A
| B2/27/10 | 200000 | 275000 | B | Set of tools and instruments; | Item | 1 | 4375 | 4375 | a | a2750033 | Set of tools and instruments; |  | B2/27/10-B
3 | B2/27/10 |  |  |  | 275123.15 - IP Based Video Intercom system |  |  |  | 171864.44
4 | B2/27/10 |  |  |  | System Peripheral Devices; |  |  |  | 158114.44
| B2/27/10 | 200000 | 275000 | C | Master Intercom Unit; | Nr | 2 | 51107.09 | 102214.18 | a | a2750034 | Master Intercom Unit; |  | B2/27/10-C
| B2/27/10 | 200000 | 275000 | D | Slave Intercom Unit; | Nr | 4 | 9316.71 | 37266.84 | a | a2750035 | Slave Intercom Unit; |  | B2/27/10-D
| B2/27/10 | 200000 | 275000 | E | Entrance/ Exits Push Buttons; | Nr | 2 | 9316.71 | 18633.42 | a | a2750036 | Entrance/ Exits Push Buttons; |  | B2/27/10-E
4 | B2/27/10 |  |  |  | Spare parts, tools and instruments; |  |  |  | 13750
| B2/27/10 | 200000 | 275000 | F | Set of spare parts; | Item | 1 | 9375 | 9375 | a | a2750037 | Set of spare parts; |  | B2/27/10-F
| B2/27/10 | 200000 | 275000 | G | Set of tools and instruments; | Item | 1 | 4375 | 4375 | a | a2750038 | Set of tools and instruments; |  | B2/27/10-G
c | B2/27/10 |  |  |  | 27 - COMMUNICATIONS
c | B2/27/10 |  |  |  | To Summary
2 | B2/28/01 |  |  |  | 28 - ELECTRONIC SAFETY AND SECURITY |  |  |  | 10838317.92
3 | B2/28/01 |  |  |  | 281500 - ACCESS CONTROL HARDWARE DEVICES |  |  |  | 3134315.63
4 | B2/28/01 |  |  |  | card readers, credential cards, keypads & touch terminals; |  |  |  | 304931.25
| B2/28/01 | 200000 | 281500 | A | Touch-plate and proximity readers: active-detection type; | Nr | 92 | 2193.75 | 201825 | b | b2815010 | Touch-plate and proximity readers: active-detection type; |  | B2/28/01-A
| B2/28/01 | 200000 | 281500 | B | Touch-plate and proximity readers: active-detection type; Weather proof | Nr | 47 | 2193.75 | 103106.25 | b | b2815011 | Touch-plate and proximity readers: active-detection type; Weather proof |  | B2/28/01-B
4 | B2/28/01 |  |  |  | biometric identity verification equipment |  |  |  | 69112.5
| B2/28/01 | 200000 | 281500 | C | Fingerprint analysis scanner; | Nr | 38 | 1818.75 | 69112.5 | b | b2815012 | Fingerprint analysis scanner; |  | B2/28/01-C
4 | B2/28/01 |  |  |  | Miscellaneous Access Control Devices; |  |  |  | 2746521.88
| B2/28/01 | 200000 | 281500 | D | Push-button switches (Request-To-Exit (REX)), | Item | 1 | 1721.88 | 1721.88 | b | b2815013 | Push-button switches (Request-To-Exit (REX)), |  | B2/28/01-D
| B2/28/01 | 200000 | 281500 | E | Door and gate hardware interface; | Item | 1 | 118150 | 118150 | b | b2815014 | Door and gate hardware interface; |  | B2/28/01-E
| B2/28/01 | 200000 | 281500 | F | Door Contact | Nr | 316 | 1131.25 | 357475 | b | b2815015 | Door Contact |  | B2/28/01-F
| B2/28/01 | 200000 | 281500 | G | Access Control Panel; | Nr | 139 | 16325 | 2269175 | b | b2815016 | Access Control Panel; |  | B2/28/01-G
4 | B2/28/01 |  |  |  | Spare Parts, Tools and Instruments; |  |  |  | 13750
| B2/28/01 | 200000 | 281500 | H | Set of spare parts; | Item | 1 | 9375 | 9375 | b | b2815017 | Set of spare parts; |  | B2/28/01-H
| B2/28/01 | 200000 | 281500 | J | Set of tools and instruments; | Item | 1 | 4375 | 4375 | b | b2815018 | Set of tools and instruments; |  | B2/28/01-J
3 | B2/28/01 |  |  |  | 282000 - VIDEO SURVEILLANCE SYSTEM (VSS) |  |  |  | 3990661.95
4 | B2/28/01 |  |  |  | CCTV cameras & accessories |  |  |  | 3965661.95
| B2/28/01 | 200000 | 282000 | K | Fixed dome camera, Megapixel Resolution; ceiling mounted; | Nr | 270 | 9806.25 | 2647687.5 | b | b2820010 | Fixed dome camera, Megapixel Resolution; ceiling mounted; |  | B2/28/01-K
| B2/28/02 | 200000 | 282000 | A | Fixed dome camera, Megapixel Resolution; wall mounted; | Nr | 51 | 9806.25 | 500118.75 | b | b2820011 | Fixed dome camera, Megapixel Resolution; wall mounted; |  | B2/28/02-A
| B2/28/02 | 200000 | 282000 | B | Fixed dome camera, Megapixel Resolution; wall mounted; weatherproof; | Nr | 8 | 9806.25 | 78450 | b | b2820012 | Fixed dome camera, Megapixel Resolution; wall mounted; weatherproof; |  | B2/28/02-B
| B2/28/02 | 200000 | 282000 | C | Fixed dome camera, Megapixel Resolution; wall mounted; weatherproof; ANPR; | Nr | 4 | 53096.29 | 212385.16 | b | b2820013 | Fixed dome camera, Megapixel Resolution; wall mounted; weatherproof; ANPR; |  | B2/28/02-C
| B2/28/02 | 200000 | 282000 | D | Fixed Camera, pole mounted; | Nr | 21 | 6862.5 | 144112.5 | b | b2820014 | Fixed Camera, pole mounted; |  | B2/28/02-D
| B2/28/02 | 200000 | 282000 | E | PTZ Camera, pole mounted; | Nr | 2 | 4912.5 | 9825 | b | b2820015 | PTZ Camera, pole mounted; |  | B2/28/02-E
| B2/28/02 | 200000 | 282000 | F | Camera Pole | Nr | 11 | 33916.64 | 373083.04 | b | b2820016 | Camera Pole |  | B2/28/02-F
4 | B2/28/02 |  |  |  | Spare Part, Tools and Instruments; |  |  |  | 25000
| B2/28/02 | 200000 | 282000 | G | Set of spare parts; | Item | 1 | 12500 | 12500 | b | b2820017 | Set of spare parts; |  | B2/28/02-G
| B2/28/02 | 200000 | 282000 | H | Set of tools and instruments; | Item | 1 | 12500 | 12500 | b | b2820018 | Set of tools and instruments; |  | B2/28/02-H
3 | B2/28/02 |  |  |  | 284621.11 - ADDRESSABLE FIRE ALARM SYSTEMS |  |  |  | 3713340.34
4 | B2/28/02 |  |  |  | Control Panels; |  |  |  | 52663.76
| B2/28/02 | 200000 | 284600 | J | FACP; | Nr | 1 | 26331.88 | 26331.88 | b | b2846019 | FACP; |  | B2/28/02-J
| B2/28/02 | 200000 | 284600 | K | FARP; | Nr | 1 | 26331.88 | 26331.88 | b | b2846020 | FARP; |  | B2/28/02-K
4 | B2/28/02 |  |  |  | Fire alarm signal initiation devices and systems; |  |  |  | 2159151.48
| B2/28/02 | 200000 | 284600 | L | Manual Pull Station; | Nr | 104 | 2556.38 | 265863.52 | b | b2846021 | Manual Pull Station; |  | B2/28/02-L
| B2/28/02 | 200000 | 284600 | M | Photoelectric smoke detectors; | Nr | 617 | 471.88 | 291149.96 | b | b2846022 | Photoelectric smoke detectors; |  | B2/28/02-M
| B2/28/02 | 200000 | 284600 | N | Duct smoke detectors; | Item | 1 | 114218.75 | 114218.75 | b | b2846023 | Duct smoke detectors; |  | B2/28/02-N
| B2/28/02 | 200000 | 284600 | P | Multi-criteria detectors; as specified; | Nr | 50 | 392.25 | 19612.5 | b | b2846024 | Multi-criteria detectors; as specified; |  | B2/28/02-P
| B2/28/02 | 200000 | 284600 | Q | Heat detectors; | Nr | 39 | 1881.25 | 73368.75 | b | b2846025 | Heat detectors; |  | B2/28/02-Q
| B2/28/03 | 200000 | 284600 | A | Flame detectors; | Nr | 2 | 3443.75 | 6887.5 | b | b2846026 | Flame detectors; |  | B2/28/03-A
| B2/28/03 | 200000 | 284600 | B | Continuous Linear Heat-Detector System: digital type; | Item | 1 | 325312.5 | 325312.5 | b | b2846027 | Continuous Linear Heat-Detector System: digital type; |  | B2/28/03-B
| B2/28/03 | 200000 | 284600 | C | Air-sampling smoke detectors (aspirating smoke detectors); | Nr | 68 | 7497.25 | 509813 | b | b2846028 | Air-sampling smoke detectors (aspirating smoke detectors); |  | B2/28/03-C
| B2/28/03 | 200000 | 284600 | D | Air-sampling smoke detection panel (aspirating smoke detection panel); | Nr | 34 | 16262.5 | 552925 | b | b2846029 | Air-sampling smoke detection panel (aspirating smoke detection panel); |  | B2/28/03-D
4 | B2/28/03 |  |  |  | Notification Appliances (audible/visible alarm devices); |  |  |  | 932679.72
| B2/28/03 | 200000 | 284600 | E | Combination device: Horn/Strobe unit; | Nr | 444 | 2100.63 | 932679.72 | b | b2846030 | Combination device: Horn/Strobe unit; |  | B2/28/03-E
4 | B2/28/03 |  |  |  | Peripherals and accessories; |  |  |  | 531345.38
| B2/28/03 | 200000 | 284600 | F | Monitor modules (input modules); | Item | 1 | 135867.25 | 135867.25 | b | b2846031 | Monitor modules (input modules); |  | B2/28/03-F
| B2/28/03 | 200000 | 284600 | G | Control modules; | Item | 1 | 90812.5 | 90812.5 | b | b2846032 | Control modules; |  | B2/28/03-G
| B2/28/03 | 200000 | 284600 | H | Relay modules; | Item | 1 | 302971.88 | 302971.88 | b | b2846033 | Relay modules; |  | B2/28/03-H
| B2/28/03 | 200000 | 284600 | J | Fault isolator modules (fault isolators); | Item | 1 | 1693.75 | 1693.75 | b | b2846034 | Fault isolator modules (fault isolators); |  | B2/28/03-J
4 | B2/28/03 |  |  |  | Spare Part, Tools and Instruments; |  |  |  | 37500
| B2/28/03 | 200000 | 284600 | K | Set of spare parts; | Item | 1 | 18750 | 18750 | b | b2846035 | Set of spare parts; |  | B2/28/03-K
| B2/28/03 | 200000 | 284600 | L | Set of tools and instruments; | Item | 1 | 18750 | 18750 | b | b2846036 | Set of tools and instruments; |  | B2/28/03-L
c | B2/28/03 |  |  |  | 28 - ELECTRONIC SAFETY AND SECURITY
c | B2/28/03 |  |  |  | To Summary
2 | B2/31/01 |  |  |  | 31 - EARTHWORK |  |  |  | 3488012.05
3 | B2/31/01 |  |  |  | 311000 - SITE CLEARING |  |  |  | 41563.32
4 | B2/31/01 |  |  |  | Site preparation |  |  |  | 41563.32
| B2/31/01 |  | 311000 | A | Clearing the site generally | item | 1 | 41563.32 | 41563.32 | e | e3110011 | Clearing the site generall-EMC |  | B2/31/01-A
3 | B2/31/01 |  |  |  | 312000 - EARTHMOVING |  |  |  | 2875966.62
4 | B2/31/01 |  |  |  | Excavating |  |  |  | 635179.5
| B2/31/01 |  | 312310 | B | Foundations, Basements and the like | m³ | 10350 | 61.37 | 635179.5 | e | e3123101 | Excavation to foundation, basement etc |  | B2/31/01-B
4 | B2/31/01 |  |  |  | Soil fill and engineered fill |  |  |  | 2240787.12
| B2/31/01 |  | 312320 | C | Engineered fill, below slab on grade | m³ | 33792 | 47.96 | 1620664.32 | e | e3123201 | Engineered fill |  | B2/31/01-C
| B2/31/01 |  | 312320 | D | Engineered Fill (Provisional), below foundations | m³ | 12930 | 47.96 | 620122.8 | e | e3123201 | Engineered fill |  | B2/31/01-D
3 | B2/31/01 |  |  |  | TRANSPORTATION WORKS |  |  |  | 0
4 | B2/31/01 |  |  |  | 311000 - SITE CLEARING |  |  |  | 0
5 | B2/31/01 |  |  |  | Clearing and grubbing for the entire site area including clearing vegetation, timber, trash and unsuitable material and removing top soil and disposal outside |  |  |  | 0
| B2/31/01 |  | 311000 | E | Site area | m2 | 0 |  | Included | e | e3110014 | Site area |  | B2/31/01-E
3 | B2/31/02 |  |  |  | 312000 - EARTHMOVING |  |  |  | 570482.11
4 | B2/31/02 |  |  | A | Unclassified Excavation including all materials encountered of any nature, and disposal unsuitable material outside the project site |  |  |  | 570434.15
| B2/31/02 |  | 312310 | B | Unclassified excavation | m3 | 9295 | 61.37 | 570434.15 | e | e3123102 | Unclassified excavation |  | B2/31/02-B
4 | B2/31/02 |  |  |  | Backfill till the bottom level of sub-base layer (CBR not less than 15%), with layers 150mm thick for each layer |  |  |  | 47.96
| B2/31/02 |  | 312320 | C | Fill | m3 | 1 | 47.96 | 47.96 | e | e3123202 | Backfilling |  | B2/31/02-C
| B2/31/02 |  | 312320 | D | 300mm Improved Subgrade Layer, Compacted to 100% M.D.D., CBR ? 25% (to be laid and compacted in 2 lifts 150mm each) | m2 | 0 | 14.39 | Rate only | e | e3123203 | 300mm Improved Subgrade Layer, Compacted to 100% M.D.D., CBR ? 25% (to be laid and compacted in 2 lifts 150mm each) |  | B2/31/02-D
| B2/31/02 |  | 312320 | E | Subgrade preparation/Subgrade Layer. | m2 | 0 | 4.86 | Rate only | e | e3123204 | Subgrade preparation/Subgrade Layer. |  | B2/31/02-E
c | B2/31/02 |  |  |  | 31 - EARTHWORK
c | B2/31/02 |  |  |  | To Summary
2 | B2/32/01 |  |  |  | 32 - EXTERIOR IMPROVEMENTS |  |  |  | 9578436.95
3 | B2/32/01 |  |  |  | PAVEMENT ASSESSMENT |  |  |  | 5104249.39
4 | B2/32/01 |  |  |  | Vehicular Roads |  |  |  | 2971486.1
5 | B2/32/01 |  |  |  | 321216.30 - ASPHALT PAVING |  |  |  | 2087812.5
| B2/32/01 |  | 321216 | A | Tack Coat | m2 | 11135 | 12.5 | 139187.5 | f | f3212160 | Tack Coat (Proviosional Quantity) | Quantity not available so assume provisional quantity same as Foot area | B2/32/01-A
| B2/32/01 |  | 321216 | B | Prime Coat | m2 | 11135 | 12.5 | 139187.5 | f | f3212161 | Prime Coat (Proviosional Quantity) | Quantity not available so assume provisional quantity same as Foot area | B2/32/01-B
| B2/32/01 |  | 321216 | C | 50mm Polymer Modified Bituminous (PMB) Wearing (Surface) Course, (Bitumen Performance Graded PG76-10, Grade H) | m2 | 11135 | 93.75 | 1043906.25 | f | f3212162 | 50mm Polymer Modified Bituminous (PMB) Wearing (Surface) Course, (Bitumen Performance Graded PG76-10, Grade H) (Proviosional Quantity) | Quantity not available so assume provisional quantity same as Foot area | B2/32/01-C
| B2/32/01 |  | 321216 | D | 80mm Polymer Modified Bituminous (PMB) Base Course, (Bitumen Performance Graded PG76-10, Grade H) | m2 | 11135 | 68.75 | 765531.25 | f | f3212163 | 80mm Polymer Modified Bituminous (PMB) Base Course, (Bitumen Performance Graded PG76-10, Grade H) (Proviosional Quantity) | Quantity not available so assume provisional quantity same as Foot area | B2/32/01-D
5 | B2/32/01 |  |  |  | 321123 - AGGREGATE BASE COURSE |  |  |  | 883673.6
| B2/32/01 |  | 321123 | E | 150 mm Crushed Aggregate Base Course, Compacted to 100% M.D.D., CBR ? 80% | m2 | 11135 | 24.83 | 276482.05 | f | f3211230 | 150 mm Crushed Aggregate Base Course, Compacted to 100% M.D.D., CBR ? 80% (Proviosional Quantity) | Quantity not available so assume provisional quantity same as Footing area | B2/32/01-E
| B2/32/01 |  | 321123 | F | 300mm Improved Subgrade Layer, Compacted to 100% M.D.D., CBR ? 25% (to be laid and compacted in 2 lifts 150mm each) | m2 | 11135 | 49.67 | 553075.45 | f | f3211231 | 300mm Improved Subgrade Layer, Compacted to 100% M.D.D., CBR ? 25% (to be laid and compacted in 2 lifts 150mm each) (Proviosional Quantity) | Quantity not available so assume provisional quantity same as Footing area | B2/32/01-F
| B2/32/01 |  | 321123 | G | Subgrade, prepared and compacted as specified | m2 | 11135 | 4.86 | 54116.1 | f | f3211232 | Subgrade, prepared and compacted as specified (Proviosional Quantity) | Quantity not available so assume provisional quantity same as Footing area | B2/32/01-G
4 | B2/32/02 |  |  |  | 321313.26 - CONCRETE CURBS |  |  |  | 145458.29
5 | B2/32/02 |  |  |  | Provision and fixing pre-cast curbstone including excavation, concrete bedding and backing and mortar bed , laying and backfilling |  |  |  | 145458.29
| B2/32/02 |  | 321313 | A | Precast Upstand Curb | m | 757 | 185.47 | 140400.79 | f | f3213130 | Precast Upstand Curb |  | B2/32/02-A
| B2/32/02 |  | 321313 | B | Wheel Stop | m | 14 | 361.25 | 5057.5 | f | f3213132 | Wheel Stop |  | B2/32/02-B
4 | B2/32/02 |  |  |  | 321400 - UNIT PAVING |  |  |  | 1675180
5 | B2/32/02 |  |  |  | Concrete Paving |  |  |  | 1015359.92
| B2/32/02 |  | 321413 | C | Light Grey Precast Concrete Pavers, Shot blasted finish, 200x600x60mm, 50mm sand bedding layer, 200mm aggregate base course, geotextile, 300mm capillary break layer. | m2 | 4555 | 216.08 | 984244.4 | f | f3214131 | Light Grey Precast Concrete Pavers, Shot blasted finish, 200x600x60mm, 50mm sand bedding layer, 200mm aggregate base course, geotextile, 300mm capillary break layer. |  | B2/32/02-C
| B2/32/02 |  | 321413 | D | Medium Grey Precast Concrete Pavers - 200x600x60mm, 50mm sand bedding layer, 200mm aggregate base course, geotextile, 300mm capillary break layer. | m2 | 144 | 216.08 | 31115.52 | f | f3214131 | Light Grey Precast Concrete Pavers, Shot blasted finish, 200x600x60mm, 50mm sand bedding layer, 200mm aggregate base course, geotextile, 300mm capillary break layer. |  | B2/32/02-D
5 | B2/32/02 |  |  |  | Curbs and Edge Restraints |  |  |  | 659820.08
| B2/32/02 |  | 321313 | E | Concrete Flush Curb, 100x600x250mm, including all civil works and accessories. | L.m | 3688 | 178.91 | 659820.08 | f | f3213131 | Concrete Flush Curb, 100x600x250mm, including all civil works and accessories |  | B2/32/02-E
4 | B2/32/02 |  |  |  | 321723 - ROADS PAVEMENT MARKING |  |  |  | 285875
| B2/32/02 |  | 321723 | F | Solid reflectorised white thermoplastic line, Stop line | m2 | 0 | 250 | Rate only | f | f3217231 | Solid reflectorised white thermoplastic line, Stop line | Quantity not available | B2/32/02-F
| B2/32/02 |  | 321723 | G | Reflectorised white thermoplastic line, yield line | m2 | 0 | 250 | Rate only | f | f3217232 | Reflectorised white thermoplastic line, yield line, divider line, yellow line, white line | Quantity not available | B2/32/02-G
| B2/32/02 |  | 321723 | H | Reflectorised white thermoplastic line, centerline divider | m2 | 222.7 | 250 | 55675 | f | f3217232 | Reflectorised white thermoplastic line, yield line, divider line, yellow line, white line | Quantity not available so we assume provisional quantity | B2/32/02-H
| B2/32/03 |  | 321723 | A | Solid reflectorised yellow, thermoplastic line | m2 | 445.4 | 250 | 111350 | f | f3217232 | Reflectorised white thermoplastic line, yield line, divider line, yellow line, white line | Quantity not available so we assume provisional quantity | B2/32/03-A
| B2/32/03 |  | 321723 | B | Solid reflectorised white, thermoplastic line | m2 | 445.4 | 250 | 111350 | f | f3217232 | Reflectorised white thermoplastic line, yield line, divider line, yellow line, white line | Quantity not available so we assume provisional quantity | B2/32/03-B
| B2/32/03 |  | 321723 | C | Reflectorised white thermoplastic line, crosswalk | m2 | 0 | 250 | Rate only | f | f3217233 | Reflectorised white thermoplastic line, crosswalk | Quantity not available | B2/32/03-C
| B2/32/03 |  | 321723 | D | Reflectorised yellow thermoplastic line, edge line marking | m2 | 0 | 250 | Rate only | f | f3217232 | Reflectorised white thermoplastic line, yield line, divider line, yellow line, white line | Quantity not available | B2/32/03-D
| B2/32/03 |  | 321723 | E | Arrow Marking | m2 | 30 | 250 | 7500 | f | f3217234 | Arrow Marking | Quantity not available so we assume provisional quantity | B2/32/03-E
| B2/32/03 |  | 321723 | F | Parking bay Marking (white) | m2 | 0 | 250 | Rate only | f | f3217235 | Parking bay Marking (white) | Quantity not available | B2/32/03-F
| B2/32/03 |  | 321723 | H | Parking for disabled Marking(white) | m2 | 0 | 250 | Rate only | f | f3217236 | Parking for disabled Marking(white) | Quantity not available | B2/32/03-H
4 | B2/32/03 |  |  |  | 321750 - ROAD TRAFFIC SIGNS |  |  |  | 26250
| B2/32/03 |  | 101453 | H.1 | Small signs (not exceeding 1 sq.m area) including Single post breakaway sign support and foundation | Nr | 7 | 3750 | 26250 | J | J1014530 | Small signs (not exceeding 1 sq.m area) including Single post breakaway sign support and foundation |  | B2/32/03-H.1
| B2/32/03 |  | 101453 | H.2 | Large ground mounted signs (exceeding 1 sq.m area) including Two post breakaway sign support assemblies and foundation | Nr | 0 | 12500 | Rate only | J | J1014531 | Large ground mounted signs (exceeding 1 sq.m area) including Two post breakaway sign support assemblies and foundation |  | B2/32/03-H.2
3 | B2/32/03 |  |  |  | 323300 - SITE FURNISHINGS |  |  |  | 1031571.36
4 | B2/32/03 |  |  |  | Site Furniture |  |  |  | 1031571.36
| B2/32/03 |  | 323300 | J | Litter Bin | Nr | 3 | 3193.37 | 9580.11 | f | f3233001 | Litter Bin |  | B2/32/03-J
| B2/32/03 |  | 323300 | K | Litter Bin with Ashtray | Nr | 8 | 4811.19 | 38489.52 | f | f3233002 | Litter Bin with Ashtray |  | B2/32/03-K
| B2/32/03 |  | 323300 | L | Bench 50x200x45cm | Nr | 20 | 3522.81 | 70456.2 | f | f3233003 | Bench 50x200x45cm |  | B2/32/03-L
| B2/32/03 |  | 323300 | M | Lighting Pole | Nr | 60 | 11238.79 | 674327.4 | f | f3233004 | Lighting Pole |  | B2/32/03-M
| B2/32/03 |  | 323300 | N | Lighting Bollard | Nr | 64 | 2592.87 | 165943.68 | f | f3233005 | Lighting Bollard |  | B2/32/03-N
| B2/32/03 |  | 323300 | P | Tree Uplight | Nr | 35 | 2079.27 | 72774.45 | f | f3233006 | Tree Uplight |  | B2/32/03-P
3 | B2/32/04 |  |  |  | 329113 - SOIL PREPARATION |  |  |  | 1192392.6
4 | B2/32/04 |  |  |  | To planting areas, sweet soil mixed with compost and fertilizers and all other necessary amendments, for all planting areas, as per the below calculations: 1.Trees pit (1.5x1.5x1.5) 2.Shrubs and (0.5m depth) 3.Ground cover (0.3m depth) |  |  |  | 1192392.6
| B2/32/04 |  | 329113 | A | Planting soil for trees | m3 | 543 | 514.85 | 279563.55 | f | f3291130 | Collection, transport - Planting medium |  | B2/32/04-A
| B2/32/04 |  | 329113 | B | Planting soil for shrubs | m3 | 1168 | 514.85 | 601344.8 | f | f3291130 | Collection, transport - Planting medium |  | B2/32/04-B
| B2/32/04 |  | 329113 | C | Planting soil for groundcovers | m3 | 605 | 514.85 | 311484.25 | f | f3291130 | Collection, transport - Planting medium |  | B2/32/04-C
3 | B2/32/04 |  |  |  | 329300 - PLANTS |  |  |  | 2250223.6
4 | B2/32/04 |  |  |  | Planting of vegetation specified on drawings, including soil amendments, application of fertilizer, planting soil, mulch, weed barrier, pesticide, plant stabilizating system and all other miscellaneous material and accessories. |  |  |  | 2072131.1
5 | B2/32/04 |  |  |  | Trees |  |  |  | 1511935.17
| B2/32/04 |  | 329300 | D | Albezia Lebbeck | Nr | 67 | 14828.31 | 993496.77 | f | f3293001 | Albezia Lebbeck |  | B2/32/04-D
| B2/32/04 |  | 329300 | E | Acacia Farnesiana | Nr | 29 | 2626.85 | 76178.65 | f | f3293002 | Acacia Farnesiana |  | B2/32/04-E
| B2/32/04 |  | 329300 | F | Acacia Sieberiana | Nr | 43 | 7207.29 | 309913.47 | f | f3293003 | Acacia Sieberiana |  | B2/32/04-F
| B2/32/04 |  | 329300 | G | Terminalia Arjuna | Nr | 22 | 6015.74 | 132346.28 | f | f3293004 | Terminalia Arjuna |  | B2/32/04-G
5 | B2/32/04 |  |  |  | Shrubs |  |  |  | 328423.36
| B2/32/04 |  | 329300 | H | Anabsis Setifera | m2 | 12 | 206.95 | 2483.4 | f | f3293013 | Anabsis Setifera |  | B2/32/04-H
| B2/32/04 |  | 329300 | J | Salsola Drummondii | m2 | 1006 | 209.26 | 210515.56 | f | f3293011 | Salsola Drummondii |  | B2/32/04-J
| B2/32/04 |  | 329300 | K | Suaeda Fruticosa | m2 | 520 | 221.97 | 115424.4 | f | f3293014 | Suaeda Fruticosa |  | B2/32/04-K
5 | B2/32/05 |  |  |  | Ground Cover |  |  |  | 231772.57
| B2/32/05 |  | 329300 | A | Cenchrus Ciliaris | m2 | 105 | 110.99 | 11653.95 | f | f3293023 | Cenchrus Ciliaris |  | B2/32/05-A
| B2/32/05 |  | 329300 | B | Helitropium Curassavicum | m2 | 1738 | 116.31 | 202146.78 | f | f3293028 | Helitropium Curassavicum |  | B2/32/05-B
| B2/32/05 |  | 329300 | C | Imperata Cylindrica | m2 | 155 | 101.69 | 15761.95 | f | f3293025 | Imperata Cylindrica |  | B2/32/05-C
| B2/32/05 |  | 329300 | D | Pennisetum Setaceum Rubrum | m2 | 19 | 116.31 | 2209.89 | f | f3293024 | Pennisetum Setaceum Rubrum |  | B2/32/05-D
4 | B2/32/05 |  |  |  | Plant Mixes |  |  |  | 33034.16
5 | B2/32/05 |  |  |  | Cenchrus Ciliaris 75% + Imperata Cylindrica 25% |  |  |  | 33034.16
| B2/32/05 |  |  | E | Cenchrus Ciliaris | m2 | 228 | 110.99 | 25305.72 | f | f3293023 | Cenchrus Ciliaris |  | B2/32/05-E
| B2/32/05 |  |  | F | Imperata Cylindrica | m2 | 76 | 101.69 | 7728.44 | f | f3293025 | Imperata Cylindrica |  | B2/32/05-F
4 | B2/32/05 |  |  |  | Gravel / Plant Mixes |  |  |  | 0
5 | B2/32/05 |  |  |  | Light grey color gravel, 70mm thick, of size up to 6mm, light grey color |  |  |  | 0
4 | B2/32/05 |  |  |  | Gravel 75% + Pennisetum Setaceum 25% |  |  |  | 145058.34
| B2/32/05 |  | 329120 | G | Gravel | m2 | 1480 | 59.19 | 87601.2 | f | f3291200 | Gravel |  | B2/32/05-G
| B2/32/05 |  | 329120 | H | Pennisetum Setaceum Rubrum | m2 | 494 | 116.31 | 57457.14 | f | f3293024 | Pennisetum Setaceum Rubrum |  | B2/32/05-H
c | B2/32/05 |  |  |  | 32 - EXTERIOR IMPROVEMENTS
c | B2/32/05 |  |  |  | To Summary
2 | B2/33/01 |  |  |  | 33 - UTILITIES |  |  |  | 6074529.17
3 | B2/33/01 |  |  |  | POTABLE WATER WORKS |  |  |  | 1764819.48
4 | B2/33/01 |  |  |  | PIPEWORK - PIPES |  |  |  | 1185963.75
5 | B2/33/01 |  |  |  | Supply, lay, test, and Install HDPE SDR 11, PN16 pipes including, cleaning, disinfection, concrete protection, and others accessories (other than measured under this BOQ), trenching, connection and commissioning etc., all related excavation, backfilling, disposal (including excavation in rock), thrust block, surface rehabilitation, warning tape, dewatering and associated works complete as per relevant Authority standards. |  |  |  | 1185963.75
6 | B2/33/01 |  |  |  | For EMC |  |  |  | 0
6 | B2/33/01 |  |  |  | Nominal dia 75mm |  |  |  | 126911.25
| B2/33/01 | 200000 | 331000 | A | In trenches depth 1.2m-2.0 m. | m | 145 | 875.25 | 126911.25 | g | g3310012 | In trenches depth 1.2m-2.0 m. |  | B2/33/01-A
6 | B2/33/01 |  |  |  | Nominal dia 110mm |  |  |  | 612675
| B2/33/01 | 200000 | 331000 | B | In trenches depth 1.2m-2.0 m. | m | 700 | 875.25 | 612675 | g | g3310013 | In trenches depth 1.2m-2.0 m. |  | B2/33/01-B
6 | B2/33/01 |  |  |  | Nominal dia 180mm |  |  |  | 201307.5
| B2/33/01 | 200000 | 331000 | C | In trenches depth 1.5m-2.0 m. | m | 230 | 875.25 | 201307.5 | g | g3310014 | In trenches depth 1.5m-2.0 m. |  | B2/33/01-C
6 | B2/33/01 |  |  |  | Nominal dia 200mm |  |  |  | 175050
| B2/33/01 | 200000 | 331000 | D | In trenches depth 1.5m-2.0 m. | m | 200 | 875.25 | 175050 | g | g3310015 | In trenches depth 1.5m-2.0 m. |  | B2/33/01-D
6 | B2/33/01 |  |  |  | Nominal dia 315mm |  |  |  | 70020
| B2/33/01 | 200000 | 331000 | E | In trenches depth 1.5m-2.0 m. | m | 80 | 875.25 | 70020 | g | g3310016 | In trenches depth 1.5m-2.0 m. |  | B2/33/01-E
4 | B2/33/02 |  |  |  | Gate Valves ( buried with surface boxes ) |  |  |  | 434030.73
| B2/33/02 | 200000 | 331000 | A | Hand operated gate valves buried inside surface box, work includes surface box, heavy duty DI frame and cover, concrete bases, protection tubes, lengthening rod, muff coupling socketed joint, with extension spindle including accessories, according to drawings and specifications. | Nr | 21 | 20668.13 | 434030.73 | g | g3310017 | Hand operated gate valves buried inside surface box, work includes surface box, heavy duty DI frame and cover, concrete bases, protection tubes, lengthening rod, muff coupling socketed joint, with extension spindle including accessories, according to drawings and specifications. |  | B2/33/02-A
4 | B2/33/02 |  |  |  | Air Valves |  |  |  | 52305
| B2/33/02 | 200000 | 331000 | B | Supply, Install and test Air Release Valves chamber 2000 mm width, 2300mm length and 3100mm Height, along the potable water system including earth works, concrete works, steel steps, heavy duty lockable cast iron cover and farm, air valve, isolation valve, dismantling joints, piping, Tees, Elbows, flanges, bends, concrete support, and all required works as per drawings and specifications. | Nr | 2 | 26152.5 | 52305 | g | g3310018 | Supply, Install and test Air Release Valves chamber 2000 mm width, 2300mm length and 3100mm Height, along the potable water system including earth works, concrete works, steel steps, heavy duty lockable cast iron cover and farm, air valve, isolation valve, dismantling joints, piping, Tees, Elbows, flanges, bends, concrete support, and all required works as per drawings and specifications. |  | B2/33/02-B
4 | B2/33/02 |  |  |  | Washout Valves |  |  |  | 57305
| B2/33/02 | 200000 | 331000 | C | Supply, Install and test Washout Valves chamber 2100 mm width, 2300mm length and 4800mm Height, along the potable water system including earth works, concrete works, galvanized steel steps, heavy duty lockable cast iron cover and farm, washout valve, dismantling joints, piping, Tees, Elbows, flanges, bends, concrete support, and all required works as per drawings and specifications. | Nr | 2 | 28652.5 | 57305 | g | g3310019 | Supply, Install and test Washout Valves chamber 2100 mm width, 2300mm length and 4800mm Height, along the potable water system including earth works, concrete works, galvanized steel steps, heavy duty lockable cast iron cover and farm, washout valve, dismantling joints, piping, Tees, Elbows, flanges, bends, concrete support, and all required works as per drawings and specifications. |  | B2/33/02-C
4 | B2/33/03 |  |  |  | WATER PUMP STATION |  |  |  | 35215
5 | B2/33/03 |  |  |  | Supply and Install water pump station with all fittings as specified to the requirements of water supply with connections & adaptors all as per drawings, etc. and any other requirements to suit the pump specs as directed by the Engineer, and all related excavation, backfilling, disposal (including excavation in rock), thrust block, surface rehabilitation, warning tape, dewatering and associated works complete as per relevant Authority standards |  |  |  | 35215
6 | B2/33/03 |  |  |  | PUMP |  |  |  | 0
6 | B2/33/03 |  |  |  | For EMC |  |  |  | 35215
| B2/33/03 | 200000 | 331223 | A | Flow Discharge 87 L/s | Nr | 2 | 17607.5 | 35215 | g | g3312232 | Flow Discharge 87 L/s |  | B2/33/03-A
c | B2/33/03 |  |  |  | Head 5 Bar
3 | B2/33/03 |  |  |  | FIRE WATER WORKS |  |  |  | 1050300
4 | B2/33/03 |  |  |  | PIPEWORK - PIPES |  |  |  | 1050300
5 | B2/33/03 |  |  |  | Supply, lay, test, and Install HDPE, PN20 pipes including, cleaning, disinfection, concrete protection, and others accessories (other than measured under this BOQ), trenching, connection and commissioning etc., all related excavation, backfilling, disposal (including excavation in rock), thrust block, surface rehabilitation, warning tape, dewatering and associated works complete as per relevant Authority standards. |  |  |  | 1050300
6 | B2/33/03 |  |  |  | For EMC |  |  |  | 0
6 | B2/33/03 |  |  |  | Nominal dia 225mm |  |  |  | 1050300
| B2/33/03 | 200000 | 331000 | B | In trenches depth 1.2m-2.0 m. | m | 1200 | 875.25 | 1050300 | g | g3310020 | In trenches depth 1.2m-2.0 m. |  | B2/33/03-B
3 | B2/33/04 |  |  |  | Fire Hydrant |  |  |  | 446698.17
4 | B2/33/04 |  |  |  | Supply and installation of wet barrel type fire hydrants including necessary pipe works, plinths, nut & bolts, isolation valve with surface box, hydrant protector and all other accessories including excavation in any material including rock, backfilling with approved bedding/surround/fill materials, disposal, dewatering, blinding, concreting, reinforcement, formwork...etc. complete as per drawings and specification. |  |  |  | 151075
| B2/33/04 | 200000 | 331000 | A | From dia200 mm | Nr | 5 | 30215 | 151075 | g | g3310021 | From dia200 mm |  | B2/33/04-A
4 | B2/33/04 |  |  |  | Gate Valves ( buried with surface boxes ) |  |  |  | 186013.17
| B2/33/04 | 200000 | 331000 | B | Hand operated gate valves buried inside surface box, work includes surface box, heavy duty DI frame and cover, concrete bases, protection tubes, lengthening rod, muff coupling socketed joint, with extension spindle including accessories, according to drawings and specifications. | Nr | 9 | 20668.13 | 186013.17 | g | g3310022 | Hand operated gate valves buried inside surface box, work includes surface box, heavy duty DI frame and cover, concrete bases, protection tubes, lengthening rod, muff coupling socketed joint, with extension spindle including accessories, according to drawings and specifications. |  | B2/33/04-B
4 | B2/33/04 |  |  |  | Air Valves |  |  |  | 52305
| B2/33/04 | 200000 | 331000 | C | Supply, Install and test Air Release Valves chamber 2000 mm width, 2300mm length and 3100mm Height, along the FireFighting system including earth works, concrete works, steel steps, heavy duty lockable cast iron cover and farm, air valve, isolation valve, dismantling joints, piping, Tees, Elbows, flanges, bends, concrete support, and all required works as per drawings and specifications. | Nr | 2 | 26152.5 | 52305 | g | g3310023 | Supply, Install and test Air Release Valves chamber 2000 mm width, 2300mm length and 3100mm Height, along the FireFighting system including earth works, concrete works, steel steps, heavy duty lockable cast iron cover and farm, air valve, isolation valve, dismantling joints, piping, Tees, Elbows, flanges, bends, concrete support, and all required works as per drawings and specifications. |  | B2/33/04-C
4 | B2/33/05 |  |  |  | Washout Valves |  |  |  | 57305
| B2/33/05 | 200000 | 331000 | A | Supply, Install and test Washout Valves chamber 2100 mm width, 2300mm length and 4800mm Height, along the FireFighting system including earth works, concrete works, galvanized steel steps, heavy duty lockable cast iron cover and farm, washout valve, dismantling joints, piping, Tees, Elbows, flanges, bends, concrete support, and all required works as per drawings and specifications. | Nr | 2 | 28652.5 | 57305 | g | g3310024 | Supply, Install and test Washout Valves chamber 2100 mm width, 2300mm length and 4800mm Height, along the FireFighting system including earth works, concrete works, galvanized steel steps, heavy duty lockable cast iron cover and farm, washout valve, dismantling joints, piping, Tees, Elbows, flanges, bends, concrete support, and all required works as per drawings and specifications. |  | B2/33/05-A
3 | B2/33/05 |  |  |  | SEWERAGE WORKS |  |  |  | 1055551.5
4 | B2/33/05 |  |  |  | PIPE WORKS |  |  |  | 1006537.5
5 | B2/33/05 |  |  |  | Supply, lay, test, and Install the following pipes including, cleaning, disinfection, concrete protection, and others accessories (other than measured under this BOQ), trenching, connection and commissioning etc., all related excavation, backfilling, disposal (including excavation in rock), surface rehabilitation, warning tape, dewatering; shoring and associated works complete as per relevant Authority standards. |  |  |  | 1006537.5
6 | B2/33/05 |  |  |  | For EMC |  |  |  | 0
6 | B2/33/05 |  |  |  | GRP (SN 10,000) pipes nominal size 200-300mm |  |  |  | 0
6 | B2/33/05 |  |  |  | Nominal size: 200mm |  |  |  | 813982.5
| B2/33/05 | 200000 | 333100 | B | In trenches depth 1.5 - 4m | m | 930 | 875.25 | 813982.5 | g | g3331002 | In trenches depth 1.5 - 4m |  | B2/33/05-B
6 | B2/33/05 |  |  |  | GRP (SN 10,000) pipes nominal size 300-600mm |  |  |  | 0
6 | B2/33/05 |  |  |  | Nominal size: 250mm |  |  |  | 179426.25
| B2/33/05 | 200000 | 333100 | C | In trenches depth 1.5 - 4m | m | 205 | 875.25 | 179426.25 | g | g3331003 | In trenches depth 1.5 - 4m |  | B2/33/05-C
6 | B2/33/06 |  |  |  | Nominal size: 400mm |  |  |  | 13128.75
| B2/33/06 | 200000 | 333100 | A | In trenches depth 1.5 - 4m | m | 15 | 875.25 | 13128.75 | g | g3331004 | In trenches depth 1.5 - 4m |  | B2/33/06-A
4 | B2/33/06 |  |  |  | MANHOLES |  |  |  | 49014
5 | B2/33/06 |  |  |  | Supply and install complete the following precast reinforced concrete manholes of 1200mm internal diameter, including excavation, backfilling, compaction, benching, protecting internal concrete surfacing by epoxy sulfide, applying 3 coats of coal tar epoxy paint for outside wall protection and/or applying bituminous emulsion coating on external surface for protection, polyethylene coated stainless steel steps and epoxy mortar protection to benching, backfilling and compacting, heavy duty cover and frame complete in all respect as per drawings and specifications |  |  |  | 49014
| B2/33/06 | 200000 | 333400 | B | depth 1.5 - 4m | Nr | 56 | 875.25 | 49014 | g | g3334002 | depth 1.5 - 4m |  | B2/33/06-B
3 | B2/33/06 |  |  |  | IRRIAGTION WORKS |  |  |  | 1542253.77
4 | B2/33/06 |  |  |  | PIPEWORK - PIPES |  |  |  | 1404776.25
5 | B2/33/06 |  |  |  | Supply, lay, test, and Install HDPE SDR 11, PN16 pipes including, cleaning, disinfection, concrete protection, and others accessories (other than measured under this BOQ), trenching, connection and commissioning etc., all related excavation, backfilling, disposal (including excavation in rock), thrust block, surface rehabilitation, warning tape, dewatering and associated works complete as per relevant Authority standards. |  |  |  | 1404776.25
6 | B2/33/06 |  |  |  | For EMC |  |  |  | 0
6 | B2/33/06 |  |  |  | Nominal dia 40mm |  |  |  | 350100
| B2/33/06 | 200000 | 331100 | C | In trenches depth 1.2m-2.0 m. | m | 400 | 875.25 | 350100 | g | g3311006 | In trenches depth 1.2m-2.0 m. |  | B2/33/06-C
6 | B2/33/06 |  |  |  | Nominal dia 50mm |  |  |  | 328218.75
| B2/33/06 | 200000 | 331100 | D | In trenches depth 1.2m-2.0 m. | m | 375 | 875.25 | 328218.75 | g | g3311007 | In trenches depth 1.2m-2.0 m. |  | B2/33/06-D
6 | B2/33/07 |  |  |  | Nominal dia 315mm |  |  |  | 726457.5
| B2/33/07 | 200000 | 331100 | A | In trenches depth 1.5m-2.0 m. | m | 830 | 875.25 | 726457.5 | g | g3311008 | In trenches depth 1.5m-2.0 m. |  | B2/33/07-A
4 | B2/33/07 |  |  |  | Gate Valves ( buried with surface boxes ) |  |  |  | 82672.52
| B2/33/07 | 200000 | 331100 | B | Hand operated gate valves buried inside surface box, work includes surface box, heavy duty DI frame and cover, concrete bases, protection tubes, lengthening rod, muff coupling socketed joint, with extension spindle including accessories, according to drawings and specifications. | Nr | 4 | 20668.13 | 82672.52 | g | g3311009 | Hand operated gate valves buried inside surface box, work includes surface box, heavy duty DI frame and cover, concrete bases, protection tubes, lengthening rod, muff coupling socketed joint, with extension spindle including accessories, according to drawings and specifications. |  | B2/33/07-B
4 | B2/33/07 |  |  |  | Air Valves |  |  |  | 26152.5
| B2/33/07 | 200000 | 331100 | C | Supply, Install and test Air Release Valves chamber 2000 mm width, 2300mm length and 3100mm Height, along the irrigation system including earth works, concrete works, steel steps, heavy duty lockable cast iron cover and farm, air valve, isolation valve, dismantling joints, piping, Tees, Elbows, flanges, bends, concrete support, and all required works as per drawings and specifications. | Nr | 1 | 26152.5 | 26152.5 | g | g3311010 | Supply, Install and test Air Release Valves chamber 2000 mm width, 2300mm length and 3100mm Height, along the irrigation system including earth works, concrete works, steel steps, heavy duty lockable cast iron cover and farm, air valve, isolation valve, dismantling joints, piping, Tees, Elbows, flanges, bends, concrete support, and all required works as per drawings and specifications. |  | B2/33/07-C
4 | B2/33/07 |  |  |  | Washout Valves |  |  |  | 28652.5
| B2/33/07 | 200000 | 331100 | D | Supply, Install and test Washout Valves chamber 2100 mm width, 2300mm length and 4800mm Height, along the irrigation system including earth works, concrete works, galvanized steel steps, heavy duty lockable cast iron cover and farm, washout valve, dismantling joints, piping, Tees, Elbows, flanges, bends, concrete support, and all required works as per drawings and specifications. | Nr | 1 | 28652.5 | 28652.5 | g | g3311011 | Supply, Install and test Washout Valves chamber 2100 mm width, 2300mm length and 4800mm Height, along the irrigation system including earth works, concrete works, galvanized steel steps, heavy duty lockable cast iron cover and farm, washout valve, dismantling joints, piping, Tees, Elbows, flanges, bends, concrete support, and all required works as per drawings and specifications. |  | B2/33/07-D
3 | B2/33/08 |  |  |  | UTILTIES COMPONENTS |  |  |  | 214906.25
4 | B2/33/08 |  |  |  | WATER TANKS |  |  |  | 214906.25
5 | B2/33/08 |  |  |  | Supply install , test and commissioning for storage tank, GLS type , or Concrete tanks complete with wall sheets, bolts, support elements against wind, cathodic protection system, dome type aluminum cover, ladders, walk ways required openings with connection to the piping system, piping "Inlet, outlet, drain and overflow", painting and all necessary to complete the work as per the specification ,drawings. Price includes spare parts for 2 years from the handing over the project, transportation, Workmanship, storage of the all materials in proper store as per manufacturer recommendations, it includes also all necessary fittings, accessories and miscellaneous materials for connections and support, Testing & Commissioning for hand-over in fully operational conditions, Material should be SASO certified. |  |  |  | 214906.25
6 | B2/33/08 |  |  |  | For EMC |  |  |  | 214906.25
| B2/33/08 | 200000 | 331600 | A | 100 m3 effective volume GLS tank with 500 mm free board minimum | Nr | 1 | 214906.25 | 214906.25 | g | g3316002 | 100 m3 effective volume GLS tank with 500 mm free board minimum |  | B2/33/08-A
c | B2/33/08 |  |  |  | 33 - UTILITIES
c | B2/33/08 |  |  |  | To Summary
1 | B3/03/01 |  |  |  | Mobility Transport Hub (MTH): |  |  |  | 305971806.83
2 | B3/03/01 |  |  |  | 03 - CONCRETE |  |  |  | 35489026.56
3 | B3/03/01 |  |  |  | 033000 - CAST IN PLACE CONCRETE |  |  |  | 18560510.6
4 | B3/03/01 |  |  |  | Cast in place concrete with 14 mpa compressive strength(cylinder); ordinary portland cement; plain |  |  |  | 1145993.87
| B3/03/01 |  | 033000 | A | Isolated foundations | m³ | 595 | 582.61 | 346652.95 | C | C0335410 | Blinding concrete C14MPa-50mm thick |  | B3/03/01-A
| B3/03/01 |  | 033000 | B | Strip foundations | m³ | 155 | 582.61 | 90304.55 | C | C0335410 | Blinding concrete C14MPa-50mm thick |  | B3/03/01-B
| B3/03/01 |  | 033000 | C | Raft foundations | m³ | 101 | 582.61 | 58843.61 | C | C0335410 | Blinding concrete C14MPa-50mm thick |  | B3/03/01-C
| B3/03/01 |  | 033000 | D | Ground beams | m³ | 64 | 582.61 | 37287.04 | C | C0335410 | Blinding concrete C14MPa-50mm thick |  | B3/03/01-D
| B3/03/01 |  | 033000 | E | Beds, Slab on grade | m³ | 1052 | 582.61 | 612905.72 | C | C0335410 | Blinding concrete C14MPa-50mm thick |  | B3/03/01-E
4 | B3/03/01 |  |  |  | Cast in place concrete with 40 mpa compressive strength(cylinder); ordinary portland cement; reinforced |  |  |  | 13959021.79
| B3/03/01 |  | 033000 | F | Isolated foundations | m³ | 2386 | 840.67 | 2005838.62 | C | C0331001 | Cast in place concrete with 40 mpa fc- Footing - Triple Blend |  | B3/03/01-F
| B3/03/01 |  | 033000 | G | Strip foundations | m³ | 890 | 840.67 | 748196.3 | C | C0331001 | Cast in place concrete with 40 mpa fc- Footing - Triple Blend |  | B3/03/01-G
| B3/03/01 |  | 033000 | H | Raft foundations | m³ | 741 | 776.53 | 575408.73 | C | C0331002 | Cast in place concrete with 40 mpa fc- Raft foundations - Triple Blend |  | B3/03/01-H
| B3/03/01 |  | 033000 | J | Machine bases | m³ | 60 | 1080.94 | 64856.4 | C | C0331007 | Cast in place concrete with 40 mpa fc- Parapet/Upstands/Pedestals |  | B3/03/01-J
| B3/03/01 |  | 033000 | K | Ground beams | m³ | 576 | 1725.2 | 993715.2 | C | C0331003 | Cast in place concrete with 40 mpafc- Ground beams - Triple Blend |  | B3/03/01-K
| B3/03/01 |  | 033000 | L | Beds, Slab on grade | m³ | 4362 | 920.81 | 4016573.22 | C | C0331004 | Cast in place concrete with 40 mpa fc- Beds, Slab on grade - Triple Blend |  | B3/03/01-L
| B3/03/01 |  | 033000 | M | Slabs | m³ | 4015 | 1221.56 | 4904563.4 | C | C0331005 | Cast in place concrete with 40 mpa fc- Slabs/Beams |  | B3/03/01-M
| B3/03/01 |  | 033000 | N | Attached drop beams (drop part below slab only) | m³ | 532 | 1221.56 | 649869.92 | C | C0331005 | Cast in place concrete with 40 mpa fc- Slabs/Beams |  | B3/03/01-N
4 | B3/03/02 |  |  |  | Cast in place concrete with 40 mpa compressive strength(cylinder); ordinary portland cement; reinforced |  |  |  | 3455494.94
| B3/03/02 |  | 033000 | A | Attached drop panels (drop part below slab only) | m³ | 227 | 1221.56 | 277294.12 | C | C0331005 | Cast in place concrete with 40 mpa fc- Slabs/Beams |  | B3/03/02-A
| B3/03/02 |  | 033000 | B | Columns | m³ | 1018 | 1587.82 | 1616400.76 | C | C0331006 | Cast in place concrete with 40 mpa fc- Columns/Wall |  | B3/03/02-B
| B3/03/02 |  | 033000 | C | Pedestals | m³ | 239 | 1080.94 | 258344.66 | C | C0331007 | Cast in place concrete with 40 mpa fc- Parapet/Upstands/Pedestals |  | B3/03/02-C
| B3/03/02 |  | 033000 | D | Walls | m³ | 363 | 1587.82 | 576378.66 | C | C0331006 | Cast in place concrete with 40 mpa fc- Columns/Wall |  | B3/03/02-D
| B3/03/02 |  | 033000 | E | Staircases | m³ | 50 | 2152.06 | 107603 | C | C0331009 | Cast in place concrete with 40 mpa fc- Staircase |  | B3/03/02-E
| B3/03/02 |  | 033000 | F | Upstands | m³ | 85 | 1080.94 | 91879.9 | C | C0331007 | Cast in place concrete with 40 mpa fc- Parapet/Upstands/Pedestals |  | B3/03/02-F
| B3/03/02 |  | 033000 | G | Trenches and pits (including walls and base slab) | m³ | 120 | 2120.74 | 254488.8 | C | C0331008 | Cast in place concrete with 40 mpa fc- Trenches |  | B3/03/02-G
| B3/03/02 |  | 033000 | H | Basement Walls | m³ | 172 | 1587.82 | 273105.04 | C | C0331006 | Cast in place concrete with 40 mpa fc- Columns/Wall |  | B3/03/02-H
3 | B3/03/02 |  |  |  | Steel reinforcement |  |  |  | 12674442.44
| B3/03/02 |  | 032000 | J | High yield steel; 500 mpa specified yield strength | T | 2333 | 5432.68 | 12674442.44 | C | C0320010 | High yield steel; 500 mpa specified yield strength |  | B3/03/02-J
3 | B3/03/03 |  |  |  | 035440 - CEMENT-BASED SCREED |  |  |  | 4254073.52
4 | B3/03/03 |  |  |  | Cement-sand screed; laid to falls, finished to receive sheet membrane; to |  |  |  | 343406.13
| B3/03/03 |  | 035400 | A | Roofs; 50 min. thick | m² | 5071 | 66.31 | 336258.01 | C | C0335431 | Cement-sand screed 50mm thick |  | B3/03/03-A
| B3/03/03 |  | 035400 | B | Triangular fillet; 50 x 50 | m | 686 | 10.42 | 7148.12 | C | C0335433 | Triangular fillet; 50 x 50 |  | B3/03/03-B
4 | B3/03/03 |  |  |  | Cement-sand screed; trowelled smooth, finished to receive flexible finish; to |  |  |  | 3910667.39
| B3/03/03 |  | 035400 | C | Floors; 100 thick | m² | 34951 | 111.89 | 3910667.39 | C | C0335432 | Cement-sand screed 100mm thick |  | B3/03/03-C
c | B3/03/03 |  |  |  | 03 - CONCRETE
c | B3/03/03 |  |  |  | To Summary
2 | B3/04/01 |  |  |  | 04 - MASONRY |  |  |  | 3055479.17
3 | B3/04/01 |  |  |  | 042000 - UNIT MASONRY |  |  |  | 3055479.17
4 | B3/04/01 |  |  |  | Concrete hollow blocks; ordinary Portland cement; including fire rating treatment where required; bedding mortar; reinforcement; cast in situ reinforced concrete horizontal and lateral support; fixing; jointing; pointing; lintels; sills; acoustical performance; all accessories and fittings; complete; as specified and as shown on drawings; to |  |  |  | 2754016.25
| B3/04/01 |  | 042200 | A | Walls; 150 thick | m² | 12 | 193.45 | 2321.4 | D | D0422011 | S & I of 150mm Hollow BW - Internal |  | B3/04/01-A
| B3/04/01 |  | 042200 | B | Walls; 200 thick | m² | 12865 | 213.89 | 2751694.85 | D | D0422012 | S & I of 200mm Hollow BW - Internal |  | B3/04/01-B
4 | B3/04/01 |  |  |  | Concrete solid blocks; ordinary Portland cement; including fire rating treatment where required; bedding mortar; reinforcement; cast in situ reinforced concrete horizontal and lateral support; fixing; jointing; pointing; lintels; sills; acoustical performance; all accessories and fittings; complete; as specified and as shown on drawings; to |  |  |  | 301462.92
| B3/04/01 |  | 042200 | C | Walls; 250 thick | m² | 1076 | 280.17 | 301462.92 | D | D0422020 | S & I of 250mm ThermalInsu. BW External |  | B3/04/01-C
c | B3/04/01 |  |  |  | 04 - MASONRY
c | B3/04/01 |  |  |  | To Summary
2 | B3/05/01 |  |  |  | 05 - METALS |  |  |  | 22818380
3 | B3/05/01 |  |  |  | 051200 - STRUCTURAL STEEL FRAMING |  |  |  | 22022300
4 | B3/05/01 |  |  |  | All works shall be completed in all respect as per specifications, method of measurement, drawings or as directed by the Contractor Engineer. |  |  |  | 22022300
| B3/05/01 |  | 051000 | A | High Strength Steel | Ton | 1060 | 20705 | 21947300 | E | E0510001 | High Strength Steel |  | B3/05/01-A
c | B3/05/01 |  |  |  | Fabricate, Supply, Transport and Erect in position structural steel work and framing including steel columns, steel beams, truss, purlins, girts including connections design, shop drawings, all bolts, nuts, washers, plates, base plates, stiffening plates, gusset plates, holding down of anchor bolts, shear connectors, angle sections, cleats, bracing, etc. including grouting, cutting, welding, threading, fixing and corrosion protection paint system, fire protection applied to steel works to ensure fire rating endurance as specificed in FLS report and structural steel general notes and ensure specified life to first major maintenance. Allowance for steel-to-steel connections, caps, plates,embeded plates and bases, fittings, weight of welds, bolts, nuts, washers, shear studs, rivets and weight of protective coatings, etc. are considered as a percentage of total steel tonnage (max of 20 % is envisaged). This shall include the analysis, design and detailing of all steelwork joints and connections and the design of all cold-formed sections (purlins and girts) during the development of Contractor's (and sub-contractors') steelwork shop drawings.
| B3/05/01 |  | 055400 | B | Checkered Plates | m2 | 100 | 750 | 75000 | E | E0554001 | Checkered plates with accessories |  | B3/05/01-B
4 | B3/05/01 |  |  |  | To include galvanization, kicker plates and all fixation accessories as per the specifications. |  |  |  | 0
3 | B3/05/02 |  |  |  | 053100 – STEEL DECKING |  |  |  | 590568
4 | B3/05/02 |  |  |  | All works shall be completed in all respect as per specifications, method of measurement, drawings or as directed by the Contractor Engineer. |  |  |  | 590568
| B3/05/02 |  | 053000 | A | Reinforced concrete slab on top of corrugated sheet with accessories (minimum concrete compressive strength is 30 Mpa) | m2 | 2400 | 246.07 | 590568 | E | E0531001 | Reinforced concrete slab on top of corrugated sheet with accessories (minimum concrete compressive strength is 30 Mpa) |  | B3/05/02-A
3 | B3/05/02 |  |  |  | 055000 - METAL FABRICATIONS |  |  |  | 52176
4 | B3/05/02 |  |  |  | Ladders; galvanized steel; including brackets; all accessories and paint, fittings and fixing; complete; as specified and as shown on drawings; to |  |  |  | 14535
| B3/05/02 |  | 055133 | B | Ladders | Item | 1 | 14535 | 14535 | E | E0551333 | GI Ladders MTH Building | we assumed provisional quantities 10.2LM | B3/05/02-B
4 | B3/05/02 |  |  |  | Trench cover; galvanized steel; including continuous angle frame set in concrete, continuous edge strip welded to steel angle, neoprene strips, paint, fittings and fixings; complete; as specified and shown on Drawings. |  |  |  | 3066
| B3/05/02 |  | 055300 | C | Channel cover | Item | 1 | 3066 | 3066 | E | E0553003 | Trench cover; galvanized steel; MTH | we assumed provisional quantities 2.55m2 | B3/05/02-C
4 | B3/05/03 |  |  |  | Safety barriers; fabricated from impact core pipe, galvanized steel base plate; including finishing, fittings and fixings; complete; as specified and shown on Drawings |  |  |  | 13500
| B3/05/03 |  | 055900 | A | Safety barriers | Item | 1 | 13500 | 13500 | E | E0559003 | Safety barriers - MTH | We assumed Provisional quantity 10nos | B3/05/03-A
4 | B3/05/03 |  |  |  | Pipe bollards; fabricated from steel pipe, stainless steel plate cap and base plate; including expansion anchors, fittings and fixings; complete; as specified and shown on Drawings |  |  |  | 15000
| B3/05/03 |  | 055900 | B | Pipe bollards | Item | 1 | 15000 | 15000 | E | E0559007 | Pipe bollards - MTH | We assumed Provisional quantity 10nos | B3/05/03-B
4 | B3/05/03 |  |  |  | Roof access hatch covers; comprising steel angle frame, cover; including pull handles, paint, fittings and fixings; complete; as specified and shown on Drawings |  |  |  | 6075
| B3/05/03 |  | 083100 | C | Hatch covers | Item | 1 | 6075 | 6075 | H | H0831003 | Hatch covers-MTH | we assumed provisional quantities 2.43m2 | B3/05/03-C
3 | B3/05/03 |  |  |  | 055300 - METAL GRATINGS |  |  |  | 48000
4 | B3/05/03 |  |  |  | Galvanized steel gratings; comprising bearing steel bars, cross bars; including steel angle frame set in concrete, neoprene strip, fittings and fixings; complete; as specified and shown on Drawings |  |  |  | 48000
| B3/05/03 |  | 055300 | D | Channel grating | Item | 1 | 48000 | 48000 | E | E0553007 | Channel grating - MTH | we assumed provisional quantities 40m2 | B3/05/03-D
3 | B3/05/04 |  |  |  | 055213 - PIPE AND TUBE RAILINGS |  |  |  | 105336
4 | B3/05/04 |  |  |  | Balustrades and handrails; constructed from tubular galvanized steel, finished to receive paint; comprising top rail, intermediate rails and posts; including paint, bolts, cover plate, fittings and fixings; complete; as specified and shown on Drawings |  |  |  | 77336
| B3/05/04 |  | 055200 | A | Floor mounted | Item | 1 | 77336 | 77336 | E | E0552003 | Floor mounted - MTH Building | we assumed provisional quantities 56LM | B3/05/04-A
4 | B3/05/04 |  |  |  | Handrail; constructed from stainless steel tubular section handrail, brackets; including cover plate, fittings and fixings; complete; as specified and shown on Drawings |  |  |  | 28000
| B3/05/04 |  | 055200 | B | Wall mounted | Item | 1 | 28000 | 28000 | E | E0552007 | Wall mounted - MTH Building | we assumed provisional quantities 56LM | B3/05/04-B
c | B3/05/04 |  |  |  | 05 - METALS
c | B3/05/04 |  |  |  | To Summary
2 | B3/06/01 |  |  |  | 06 - WOOD AND PLASTICS |  |  |  | 2158445.8
3 | B3/06/01 |  |  |  | 064116 - PLASTIC-LAMINATE-FACED ARCHITECTURAL CABINETS |  |  |  | 57105
4 | B3/06/01 |  |  |  | Shoe rack cabinet;; MDF construction faced on all exposed surfaces with plastic laminate carcass, shelves, dividers; including softwood blocking, fittings and fixings; complete; as specified and shown on Drawings |  |  |  | 57105
| B3/06/01 |  | 064100 | A | Shoe rack cabinet | Item | 1 | 57105 | 57105 | F | F0641012 | Shoe rack, size 2 NOS, 14000mm/6000 x 300mm x 1350mm (Assume) | we assumed provisional quantities 20LM | B3/06/01-A
3 | B3/06/01 |  |  |  | 064219 - PLASTIC-LAMINATED-FACED WOOD PANELING |  |  |  | 2057730.8
4 | B3/06/01 |  |  |  | Wood panelling; including vertical and horizontal softwood blocking, expansion bolts, finishing, fittings and fixings; complete; as specified and shown on Drawings |  |  |  | 300700.4
| B3/06/01 |  | 064200 | B | Lining to walls; with wood effect finish; type IAWP-02 | m² | 107 | 1073.93 | 114910.51 | F | F0642011 | Lining to walls; with wood effect finish; type IAWP-02 |  | B3/06/01-B
| B3/06/01 |  | 064200 | C | Lining to walls; with plastic laminate finish; type IPL-01 | m² | 173 | 1073.93 | 185789.89 | F | F0642011 | Lining to walls; with wood effect finish; type IAWP-02 |  | B3/06/01-C
4 | B3/06/01 |  |  |  | Wood panelling; comprising 19 thick plywood, A/C grade with two coats of fire-retardant paint; including anchorage to walls; countersunk screw heads; fittings and fixings; complete; as specified and shown on Drawings |  |  |  | 1757030.4
| B3/06/01 |  | 064200 | D | Lining to walls | m² | 1536 | 1143.9 | 1757030.4 | F | F0642010 | Wood panelling; comprising 19 thick plywood, A/C grade with two coats of fire-retardant paint |  | B3/06/01-D
3 | B3/06/02 |  |  |  | 064400 - ORNAMENTAL WOODWORK |  |  |  | 35610
4 | B3/06/02 |  |  |  | Decorative wood mihrab; comprising MFD construction finished to receive paint; including paint, frame, softwood blocking, fittings and fixings; complete; as specified and shown on Drawings |  |  |  | 35610
| B3/06/02 |  | 064400 | A | Mihrab | Nr | 4 | 8902.5 | 35610 | F | F0644010 | Decorative wood mihrab |  | B3/06/02-A
3 | B3/06/02 |  |  |  | 066200 - CAST PLASTIC (GRP) FABRICATIONS |  |  |  | 8000
4 | B3/06/02 |  |  |  | GRP access ladder; Fiberglass-composite ladder; made of pultured tubing comprising flat strings and bar rungs coated with abrasive materials for slip resistance; including softwood stiffener, stainless steel expansion bolts, fittings and fixings; complete; as specified and as shown on Drawings |  |  |  | 8000
| B3/06/02 |  | 068200 | B | GRP access ladder | Item | 1 | 8000 | 8000 | F | F0682012 | GRP access ladder -MTH | we assumed provisional quantities 6.4LM | B3/06/02-B
c | B3/06/02 |  |  |  | 06- WOOD AND PLASTICS
c | B3/06/02 |  |  |  | To Summary
2 | B3/07/01 |  |  |  | 07 - THERMAL AND MOISTURE PROTECTION |  |  |  | 24296351.75
3 | B3/07/01 |  |  |  | 071113 - BITUMINOUS DAMP-PROOFING |  |  |  | 169092
4 | B3/07/01 |  |  |  | Bituminous damp-proofing coating, applied to reinforced 'concrete surfaces in direct contact with soil not receiving water proofing membrane ,including appropriate protection system, for the following: |  |  |  | 169092
| B3/07/01 |  |  | A | Ground beams, | m² | 4531 | 28 | 126868 | G | G0711001 | Rubberized bituminous 2 coat single comp |  | B3/07/01-A
| B3/07/01 |  |  | B | Edges of beds | m² | 1208 | 28 | 33824 | G | G0711001 | Rubberized bituminous 2 coat single comp |  | B3/07/01-B
| B3/07/01 |  |  | C | Trench and pit walls | m² | 300 | 28 | 8400 | G | G0711001 | Rubberized bituminous 2 coat single comp |  | B3/07/01-C
3 | B3/07/01 |  |  |  | 71326 - SELF-ADHERING SHEET WATERPROOFING |  |  |  | 2275586.91
4 | B3/07/01 |  |  |  | Waterproofing sheet, applied to reinforced concrete surfaces in direct contact with soil including appropriate protection system, for the following: |  |  |  | 2275586.91
| B3/07/01 |  | 071300 | D | Foundations ( bottom, sides & top) | m² | 19497 | 99.78 | 1945410.66 | G | G0713001 | 2 layer 4mm SBS membrane incl. protection screed |  | B3/07/01-D
| B3/07/01 |  | 071300 | E | Columns necks, Pedestals | m² | 2129 | 101.25 | 215561.25 | G | G0713002 | 2 layer 4mm SBS membrane incl. protection board |  | B3/07/01-E
| B3/07/01 |  | 071300 | F | Walls necks, | m² | 1132 | 101.25 | 114615 | G | G0713002 | 2 layer 4mm SBS membrane incl. protection board |  | B3/07/01-F
3 | B3/07/02 |  |  |  | 071416 - COLD FLUID-APPLIED WATERPROOFING |  |  |  | 53570.76
4 | B3/07/02 |  |  |  | Cold fluid applied waterproofing membrane; single component modified polyurethane, seamless, joint- free, water and weather tight elastomeric membrane; complete; as specified and shown on drawings; to and shown on drawings; to |  |  |  | 53570.76
| B3/07/02 |  | 071400 | A | Floors and upstands in wet areas | m² | 866 | 61.86 | 53570.76 | G | G0714010 | Fluid waterproofing coating |  | B3/07/02-A
3 | B3/07/02 |  |  |  | 071616 - CRYSTALLINE WATER PROOFING |  |  |  | 45575.63
4 | B3/07/02 |  |  |  | Chemical waterproof coating applied to internal surfaces of water retaining structures such as; |  |  |  | 45575.63
| B3/07/02 |  | 071616 | B | Internal surface of slabs and walls of underground water tanks | m² | 727 | 62.69 | 45575.63 | G | G0716161 | CRYSTALLINE WATER PROOFING |  | B3/07/02-B
3 | B3/07/02 |  |  |  | 072100 - THERMAL INSULATION |  |  |  | 1056492.14
4 | B3/07/02 |  |  |  | Rigid extruded polystyrene insulation boards; loose laid; including fittings and fixings; complete; as specified and shown on Drawings; to |  |  |  | 1056492.14
| B3/07/02 |  | 072100 | C | Roofs; 150 thick | m² | 5071 | 208.34 | 1056492.14 | G | G0721001 | Roofs; 150 thick |  | B3/07/02-C
3 | B3/07/03 |  |  |  | 074113.16 - STANDING-SEAM METAL ROOF PANELS |  |  |  | 13340649.25
4 | B3/07/03 |  |  |  | Standing seam aluminium roof system, factory formed and field assembled, high performance coating finish; including rockwool thermal insulation, structural deck, vapour barrier, secondary steel structure, purlins, halter clip, gutter, fittings and fixings; complete; as specified and shown on Drawings. |  |  |  | 13340649.25
| B3/07/03 |  | 074100 | A | Roofing system | m² | 15877 | 840.25 | 13340649.25 | G | G0741001 | STANDING-SEAM METAL ROOF PANELS |  | B3/07/03-A
3 | B3/07/03 |  |  |  | 074213.19 - INSULATED METAL WALL PANELS |  |  |  | 5789251.75
4 | B3/07/03 |  |  |  | Insulated metal panel cladding system; factory formed, high performance coating finish; including secondary steel supports, aluminium mullion, flashings, trims, brackets, rockwool thermal insulation and gypsum board panels where required; all accessories; fixing and finishing; complete; as specified and as shown on Drawings. |  |  |  | 5789251.75
| B3/07/03 |  | 074213 | B | Walls | m² | 10099 | 573.25 | 5789251.75 | G | G0742131 | INSULATED METAL WALL PANELS |  | B3/07/03-B
3 | B3/07/03 |  |  |  | 075323 - ETHYLENE-PROPYLENE-DIENE-MONOMER (EPDM) ROOFING |  |  |  | 1547268.31
4 | B3/07/03 |  |  |  | EPDM waterproofing membrane; flexible sheet; fully adhered on trowelled smooth surfaces; including fixing; as specified and as shown on drawings; to |  |  |  | 774397.2
| B3/07/03 |  | 075300 | C | Roofs | m² | 5071 | 143.94 | 729919.74 | G | G0753001 | ETHYLENE-PROPYLENE-DIENE-MONOMER (EPDM) ROOFING |  | B3/07/03-C
| B3/07/03 |  | 075300 | D | Upstands | m² | 309 | 143.94 | 44477.46 | G | G0753001 | ETHYLENE-PROPYLENE-DIENE-MONOMER (EPDM) ROOFING |  | B3/07/03-D
4 | B3/07/04 |  |  |  | Geotextile sheet; as specified and as shown on drawings; to |  |  |  | 85395.64
| B3/07/04 |  | 072600 | A | Roofs | m² | 5071 | 16.84 | 85395.64 | G | G0726010 | Geotextile sheet |  | B3/07/04-A
4 | B3/07/04 |  |  |  | Protective covering ballast; round edge washed gravel 20 mm to 30 mm diameter; as specified and as shown on drawings; to |  |  |  | 23724.75
| B3/07/04 |  | 075500 | B | Roofs | m² | 175 | 135.57 | 23724.75 | G | G0776010 | Roofs; 500 x 500 x 50 thick |  | B3/07/04-B
4 | B3/07/04 |  |  |  | Concrete roof tiles and fittings; precast, hydraulically pressed concrete tiles, loose laid on paving support; complete; as specified and shown on drawings; to |  |  |  | 663750.72
| B3/07/04 |  | 077600 | C | Roofs; 500 x 500 x 50 thick | m² | 4896 | 135.57 | 663750.72 | G | G0776010 | Roofs; 500 x 500 x 50 thick |  | B3/07/04-C
3 | B3/07/04 |  |  |  | 076200 - SHEET METAL FLASHING AND TRIM |  |  |  | 18865
4 | B3/07/04 |  |  |  | Accessories; aluminium alloy; complete; as specified and shown on Drawings |  |  |  | 18865
| B3/07/04 |  |  | D | Aluminium pressure plate 30 x 4 thick; including sealant, backing cord and fixings | m | 686 | 27.5 | 18865 | G | G0762001 | Aluminium pressure plate 30 x 4 thick; including sealant, backing cord and fixings |  | B3/07/04-D
c | B3/07/04 |  |  |  | 07 THERMAL AND MOISTURE PROTECTION
c | B3/07/04 |  |  |  | To Summary
2 | B3/08/01 |  |  |  | 08 - OPENINGS |  |  |  | 3879472.05
3 | B3/08/01 |  |  |  | 081113 - HOLLOW METAL DOORS AND FRAMES |  |  |  | 918810.6
4 | B3/08/01 |  |  |  | Flush steel doors; constructed from steel section frame, infill with non combustible thermal and acoustic insulating material where required, galvanized steel sheet both skins, factory primed for painting; including frames, architraves, paint, hardware set, fittings and fixings; complete; as specified and as per door schedule |  |  |  | 874082.4
| B3/08/01 |  | 081100 | A | Size 900 x 2400 high | Nr | 2 | 5421.6 | 10843.2 | H | H0811040 | Size 900 x 2400 high |  | B3/08/01-A
| B3/08/01 |  | 081100 | B | Size 1100 x 2150 high | Nr | 4 | 5936.15 | 23744.6 | H | H0811041 | Size 1100 x 2150 high |  | B3/08/01-B
| B3/08/01 |  | 081100 | C | Size 1100 x 2400 high | Nr | 4 | 6626.4 | 26505.6 | H | H0811042 | Size 1100 x 2400 high |  | B3/08/01-C
| B3/08/01 |  | 081100 | D | Size 1200 x 2400 high | Nr | 37 | 7228.8 | 267465.6 | H | H0811043 | Size 1200 x 2400 high |  | B3/08/01-D
| B3/08/01 |  | 081100 | E | Size 1400 x 2200 high | Nr | 1 | 7730.8 | 7730.8 | H | H0811044 | Size 1400 x 2200 high |  | B3/08/01-E
| B3/08/01 |  | 081100 | F | Size 1400 x 2700 high | Nr | 5 | 9487.8 | 47439 | H | H0811045 | Size 1400 x 2700 high |  | B3/08/01-F
| B3/08/01 |  | 081100 | G | Size 1600 x 2400 high | Nr | 3 | 9638.4 | 28915.2 | H | H0811046 | Size 1600 x 2400 high |  | B3/08/01-G
| B3/08/01 |  | 081100 | H | Size 1800 x 2200 high | Nr | 4 | 9939.6 | 39758.4 | H | H0811047 | Size 1800 x 2200 high |  | B3/08/01-H
| B3/08/01 |  | 081100 | J | Size 1800 x 2400 high | Nr | 30 | 10843.2 | 325296 | H | H0811048 | Size 1800 x 2400 high |  | B3/08/01-J
| B3/08/01 |  | 081100 | K | Size 2000 x 2400 high | Nr | 1 | 12048 | 12048 | H | H0811049 | Size 2000 x 2400 high |  | B3/08/01-K
| B3/08/01 |  | 081100 | L | Size 2000 x 3000 high | Nr | 2 | 15060 | 30120 | H | H0811050 | Size 2000 x 3000 high |  | B3/08/01-L
| B3/08/01 |  | 081100 | M | Size 2400 x 3000 high | Nr | 3 | 18072 | 54216 | H | H0811051 | Size 2400 x 3000 high |  | B3/08/01-M
4 | B3/08/02 |  |  |  | Closets doors; fire rated; galvanized steel; steel sheets faced on both sides, polyurethane foam filling core where required, with associated frames and hardware, factory primed for painting; including paint, ironmongery, all necessary fittings and fixings; complete; as specified and shown on Drawings |  |  |  | 44728.2
| B3/08/02 |  | 081100 | A | Size 900 x 1800 high | Nr | 11 | 4066.2 | 44728.2 | H | H0811052 | Size 900 x 1800 high |  | B3/08/02-A
3 | B3/08/02 |  |  |  | Electrical closets; galvanized steel; steel sheets faced on both sides, polyurethane foam filling core where required, with associated frames and hardware, factory primed for painting; including paint, ironmongery, all necessary fittings and fixings; complete; as specified and shown on Drawings |  |  |  | 10000
| B3/08/02 |  | 083600 | B | Electrical closets | Item | 1 | 10000 | 10000 | H | H0836003 | Electrical closets -MTH | we assumed provisional quantities 10nos | B3/08/02-B
3 | B3/08/02 |  |  |  | Water tank access panel; galvanized steel sheet on both sides; hollow core; including steel angle frame, bracing, ironmongery, paint fittings and fixings; complete; as specified and shown on Drawings |  |  |  | 0
| B3/08/02 |  | 083100 | C | Water tank access panel | Item | 1 |  | Included | H | H0831012 | Water tank access panel -MTH |  | B3/08/02-C
3 | B3/08/03 |  |  |  | 081416 - FLUSH WOOD DOORS |  |  |  | 815253.45
4 | B3/08/03 |  |  |  | Flush wood doors; semi-solid core; comprising preservative treated softwood framing and noggings faced both sides with 6 mm plywood glued and pressed to framing and lipped on all edges with hardwood, infill with non combustible thermal and acoustic insulating material where required, finished to receive paint; including frames, architraves, hardware set, paint, fittings and fixings; complete; as specified and as per door schedule |  |  |  | 815253.45
| B3/08/03 |  | 081400 | A | Size 700 x 2100 high | Nr | 3 | 4042.5 | 12127.5 | H | H0814004 | Size 750 x 2200 high |  | B3/08/03-A
| B3/08/03 |  | 081400 | B | Size 800 x 2200 high | Nr | 95 | 4312 | 409640 | H | H0814001 | Size 800 x 2200 high |  | B3/08/03-B
| B3/08/03 |  | 081400 | C | Size 1000 x 2100 high | Nr | 32 | 5390 | 172480 | H | H0814006 | Size 1000 x 2200 high |  | B3/08/03-C
| B3/08/03 |  | 081400 | D | Size 1000 x 2200 high | Nr | 5 | 5390 | 26950 | H | H0814006 | Size 1000 x 2200 high |  | B3/08/03-D
| B3/08/03 |  | 081400 | E | Size 1100 x 2200 high | Nr | 1 | 5955.95 | 5955.95 | H | H0814003 | Size 1105 x 2200 high |  | B3/08/03-E
| B3/08/03 |  | 081400 | F | Size 1800 x 2200 high | Nr | 19 | 9900 | 188100 | H | H0814026 | Size 1800 x 2200 high |  | B3/08/03-F
3 | B3/08/03 |  |  |  | 083323 - OVERHEAD COILING DOORS |  |  |  | 1995408
4 | B3/08/03 |  |  |  | Rolling shutters; aluminium with powder coated finish; comprising interlocking slats curtain, guide rails, hood, bottom bar; including ironmongery, weather strips, steel angles, fittings and fixings; complete; as specified and as shown on drawings |  |  |  | 1995408
| B3/08/03 |  | 083300 | G | To suit opening; size 2200 x 2100 high | Nr | 2 | 12474 | 24948 | H | H0833004 | To suit opening; size 2200 x 2100 high |  | B3/08/03-G
| B3/08/03 |  | 083300 | H | To suit opening; size 3000 x 3000 high | Nr | 3 | 24300 | 72900 | H | H0833005 | To suit opening; size 3000 x 3000 high |  | B3/08/03-H
| B3/08/03 |  | 083300 | J | To suit opening; size 3700 x 4000 high | Nr | 21 | 39960 | 839160 | H | H0833006 | To suit opening; size 3700 x 4000 high |  | B3/08/03-J
| B3/08/04 |  | 083300 | A | To suit opening; size 4000 x 4000 high | Nr | 3 | 43200 | 129600 | H | H0833007 | To suit opening; size 4000 x 4000 high |  | B3/08/04-A
| B3/08/04 |  | 083300 | B | To suit opening; size 4300 x 5000 high | Nr | 16 | 58050 | 928800 | H | H0833008 | To suit opening; size 4300 x 5000 high |  | B3/08/04-B
3 | B3/08/04 |  |  |  | 089119 - FIXED LOUVERS |  |  |  | 140000
4 | B3/08/04 |  |  |  | Aluminium alloy fixed louvers; powder coated finish; comprising blades, frame; including steel structure, supports, fittings and fixings; complete; as specified and as shown on Drawings; to |  |  |  | 140000
| B3/08/04 |  | 089100 | C | Exhaust louvers | m² | 46 | 1400 | 64400 | H | H0891001 | Louvers |  | B3/08/04-C
| B3/08/04 |  | 089100 | D | Penthouse | m² | 54 | 1400 | 75600 | H | H0891001 | Louvers |  | B3/08/04-D
c | B3/08/04 |  |  |  | 08 - OPENINGS
c | B3/08/04 |  |  |  | To Summary
2 | B3/09/01 |  |  |  | 09 - FINISHES |  |  |  | 18009513.9
3 | B3/09/01 |  |  |  | 092400 - PORTLAND CEMENT PLASTERING |  |  |  | 3726274.11
4 | B3/09/01 |  |  |  | Cement-sand plaster; plain finish; to |  |  |  | 3726274.11
| B3/09/01 |  | 092400 | A | Walls; 15 thick; internal | m² | 41639 | 89.49 | 3726274.11 | I | I0924101 | Walls; 15 thick; internal |  | B3/09/01-A
3 | B3/09/01 |  |  |  | 092900 - GYPSUM BOARD |  |  |  | 936811.56
4 | B3/09/01 |  |  |  | Gypsum boards suspended ceilings; finished to receive paint; including acoustical sealants, upstands, suspension system, edge trims, hangers, fittings and fixings; complete; as specified and shown on drawings; to |  |  |  | 888330.08
| B3/09/01 |  | 092116 | B | Ceilings; type IGYP-01 | m² | 5484 | 135.06 | 740669.04 | I | I0921501 | Ceilings; type IGYP-01 |  | B3/09/01-B
| B3/09/01 |  | 092116 | C | Ceilings; type IGYP-02; moisture resistant | m² | 71 | 143.22 | 10168.62 | I | I0921502 | Ceilings; type IGYP-02; moisture resistant |  | B3/09/01-C
| B3/09/01 |  | 092116 | D | Ceilings; type IGYP-03; moisture resistant | m² | 716 | 143.22 | 102545.52 | I | I0921503 | Ceilings; type IGYP-03; moisture resistant |  | B3/09/01-D
| B3/09/01 |  | 092116 | E | Ceilings; type IGYP-100 | m² | 305 | 114.58 | 34946.9 | I | I0921504 | Ceilings; type IGYP-100 |  | B3/09/01-E
4 | B3/09/01 |  |  |  | Gypsum board dry wall panels; with integral insulation and metal framing; boarded both sides; smooth surface finish; fire rated where applicable; including all necessary fixings and fittings; as shown on Drawings |  |  |  | 48481.48
| B3/09/01 |  | 092116 | F | Partitions; 150 wide | m² | 236 | 205.43 | 48481.48 | I | I0921601 | Partitions; 120 wide |  | B3/09/01-F
3 | B3/09/01 |  |  |  | 093000 - TILING |  |  |  | 2922178.4
4 | B3/09/01 |  |  |  | Porcelain tiles and fittings; vitrified, with non-slip finish; including cement-sand screed; to |  |  |  | 2871090.35
| B3/09/01 |  | 093010 | G | Floors; 900 x 900; type IPT-01 | m² | 5104 | 352.34 | 1798343.36 | I | I0930500 | Floors; 900 x 900; type IPT-01 |  | B3/09/01-G
| B3/09/02 |  | 093010 | A | Floors; 600 x 600; type IPT-02 | m² | 856 | 283.59 | 242753.04 | I | I0930501 | Floors; 600 x 600; type IPT-02 |  | B3/09/02-A
| B3/09/02 |  | 093010 | B | Floors; terrazzo imitation; 600 x 600; type IPT-03 | m² | 1374 | 352.34 | 484115.16 | I | I0930502 | Floors; terrazzo imitation; 600 x 600; type IPT-03 |  | B3/09/02-B
| B3/09/02 |  | 093010 | C | Floors; 300 x 300; type IPT-100 | m² | 305 | 226.87 | 69195.35 | I | I0930503 | Floors; 300 x 300; type IPT-100 |  | B3/09/02-C
| B3/09/02 |  | 093010 | D | Skirtings; type IPTB-01 | m | 1827 | 90.16 | 164722.32 | I | I0930600 | Skirtings; type IPTB-01 |  | B3/09/02-D
| B3/09/02 |  | 093010 | E | Skirtings; type IPTB-02 | m | 752 | 87.7 | 65950.4 | I | I0930601 | Skirtings; type IPTB-02 |  | B3/09/02-E
| B3/09/02 |  | 093010 | F | Skirtings; terrazzo imitation; type IPTB-03 | m | 300 | 120.16 | 36048 | I | I0930602 | Skirtings; terrazzo imitation; type IPTB-03 |  | B3/09/02-F
| B3/09/02 |  | 093010 | G | Skirtings; type IPTB-100 | m | 142 | 70.16 | 9962.72 | I | I0930603 | Skirtings; type IPTB-100 |  | B3/09/02-G
4 | B3/09/02 |  |  |  | Porcelain tiles and fittings; vitrified sating glazed with cushion edges and spaces lugs; to |  |  |  | 51088.05
| B3/09/02 |  | 093010 | H | Walls; 300 x 600; type IPT-04 | m² | 213 | 239.85 | 51088.05 | I | I0930800 | Walls; 300 x 600; type IPT-04 |  | B3/09/02-H
3 | B3/09/02 |  |  |  | 095133 - ACOUSTICAL METAL PAN CEILINGS |  |  |  | 760110
4 | B3/09/02 |  |  |  | Metal panel suspended ceilings; comprising clip-in- micro perforated powder coated aluminium ceiling tiles with fiberglass infill, square edges, flat surface; including concealed suspension system, hangers, angles and edge trims; complete; as specified; to |  |  |  | 267930
| B3/09/02 |  | 095100 | J | Ceilings; 600 x 600 mm; type IACT-01 | m² | 1374 | 195 | 267930 | I | I0951500 | Acoustic Ceilings; 600 x 600 mm; type IACT-01 |  | B3/09/02-J
4 | B3/09/03 |  |  |  | Combination gypsum board and metal panel suspended ceilings; including paint on gypsum, suspension system, hangers, angles and edge trims; complete; as specified and shown on drawings; to |  |  |  | 492180
| B3/09/03 |  | 095100 | A | Ceilings; combination of types IGYP-01 and IACT-01 | m² | 2524 | 195 | 492180 | I | I0951500 | Acoustic Ceilings; 600 x 600 mm; type IACT-01 |  | B3/09/03-A
3 | B3/09/03 |  |  |  | 096816 - SHEET CARPETING |  |  |  | 1510437.83
4 | B3/09/03 |  |  |  | Heavy duty best quality carpet wall to wall; including trowelled smooth cement-sand screed; to |  |  |  | 1510437.83
| B3/09/03 |  | 096800 | B | Floors; type ICPR-01 | m² | 312 | 583.64 | 182095.68 | I | I0968500 | Broadloom carpet -Beige with pattern-ICPR-01 |  | B3/09/03-B
| B3/09/03 |  | 096800 | C | Floors; type ICPR-02 | m² | 1374 | 427.39 | 587233.86 | I | I0968501 | Broadloom carpet -Grey ICPR-02 |  | B3/09/03-C
| B3/09/03 |  | 096800 | D | Floors; type ICPR-03 | m² | 63 | 466.92 | 29415.96 | I | I0968502 | Broadloom carpet -Beige ICPR-03 |  | B3/09/03-D
| B3/09/03 |  | 096800 | E | Floor combination; type ICPR-02 and type ICPR-03 | m² | 800 | 583.64 | 466912 | I | I0968500 | Broadloom carpet -Beige with pattern-ICPR-01 |  | B3/09/03-E
| B3/09/03 |  | 096800 | F | Floor combination; type ICPR-03 and porcelain tiles type IPT-01 | m² | 287 | 466.92 | 134006.04 | I | I0968502 | Broadloom carpet -Beige ICPR-03 |  | B3/09/03-F
| B3/09/03 |  | 096400 | G | Skirtings; 100 high wood; type IWDB-01 | m | 1103 | 100.43 | 110774.29 | I | I0964001 | 70mm high; skirting; ref WD-06 |  | B3/09/03-G
3 | B3/09/03 |  |  |  | 096900 - ACCESS FLOORING |  |  |  | 20778
4 | B3/09/03 |  |  |  | Raised access floors; comprising stainless steel modular panels; including adjustable metal pedestals, accessories fittings and fixings; complete; as specified and shown on drawings |  |  |  | 20778
| B3/09/03 |  | 096900 | H | Floors; finished with smooth cement-sand screed and epoxy coating type IEP-01 | m² | 40 | 519.45 | 20778 | I | I096900 | Raised access flooring system with Cement-screed and epoxy flooring |  | B3/09/03-H
3 | B3/09/04 |  |  |  | 099123 - INTERIOR PAINTING |  |  |  | 4917432
4 | B3/09/04 |  |  |  | Interior acrylic emulsion paint; resin based, water-resistant suitable for repeated washing and scrubbing, to concrete, masonry, render and plaster; to |  |  |  | 4917432
| B3/09/04 |  | 099100 | A | Walls; type IPNT-01 | m² | 10796 | 49 | 529004 | I | I0993101 | Interior acrylic emulsion paint; type IPNT-01/IPNT-02/IPNT-03/IPNT-100 |  | B3/09/04-A
| B3/09/04 |  | 099100 | B | Walls; type IPNT-02 | m² | 703 | 49 | 34447 | I | I0993101 | Interior acrylic emulsion paint; type IPNT-01/IPNT-02/IPNT-03/IPNT-100 |  | B3/09/04-B
| B3/09/04 |  | 099100 | C | Walls; type IPNT-03 | m² | 435 | 49 | 21315 | I | I0993101 | Interior acrylic emulsion paint; type IPNT-01/IPNT-02/IPNT-03/IPNT-100 |  | B3/09/04-C
| B3/09/04 |  | 099100 | D | Walls; type IPNT-04 | m² | 2477 | 250 | 619250 | I | I0993102 | Special Paint; type IPNT-04 |  | B3/09/04-D
| B3/09/04 |  | 099100 | E | Walls; type IPNT-100 | m² | 492 | 49 | 24108 | I | I0993101 | Interior acrylic emulsion paint; type IPNT-01/IPNT-02/IPNT-03/IPNT-100 |  | B3/09/04-E
| B3/09/04 |  | 099100 | F | Walls | m² | 33725 | 49 | 1652525 | I | I0993101 | Interior acrylic emulsion paint; type IPNT-01/IPNT-02/IPNT-03/IPNT-100 |  | B3/09/04-F
| B3/09/04 |  | 099100 | G | Ceilings | m² | 41567 | 49 | 2036783 | I | I0993101 | Interior acrylic emulsion paint; type IPNT-01/IPNT-02/IPNT-03/IPNT-100 |  | B3/09/04-G
3 | B3/09/04 |  |  |  | 099600 - HIGH-PERFORMANCE COATINGS |  |  |  | 3215492
4 | B3/09/04 |  |  |  | Heavy duty epoxy concrete floor sealer; water dispersed, slip resistant, coloured, sealer and dust proofer to trowelled smooth surfaces; to |  |  |  | 3215492
| B3/09/04 |  | 096716 | H | Floors; type IEP-100 | m² | 34951 | 92 | 3215492 | I | I0967160 | Floors; type IEP-100 |  | B3/09/04-H
c | B3/09/04 |  |  |  | 09- FINISHES
c | B3/09/04 |  |  |  | To Summary
2 | B3/10/01 |  |  |  | 10 - SPECIALTIES |  |  |  | 1317275
3 | B3/10/01 |  |  |  | 101423 - PANEL SIGNAGE |  |  |  | 47500
4 | B3/10/01 |  |  |  | Supply and install internal and external signs; comprising identification, directional, label, information signs, logos; including pre-drilled aluminium shim-plates, base plates, suspension system, fittings and fixings; complete; as specified and shown on drawings |  |  |  | 47500
| B3/10/01 |  | 101400 | A | Type DR102 | Nr | 4 | 7500 | 30000 | J | J1014001 | Type DR102 | Signage Quantity is not appropriate | B3/10/01-A
| B3/10/01 |  | 101400 | B | Type ID103 | Nr | 4 | 2500 | 10000 | J | J1014002 | Type ID103 | Signage Quantity is not appropriate | B3/10/01-B
| B3/10/01 |  | 101400 | C | Type ID106 | Nr | 1 | 2500 | 2500 | J | J1014003 | Type ID106 | Signage Quantity is not appropriate | B3/10/01-C
| B3/10/01 |  | 101400 | D | Type ID201 | Nr | 1 | 2500 | 2500 | J | J1014005 | Type ID201 | Signage Quantity is not appropriate | B3/10/01-D
| B3/10/01 |  | 101400 | E | Type ID203 | Nr | 1 | 2500 | 2500 | J | J1014006 | Type ID203 | Signage Quantity is not appropriate | B3/10/01-E
3 | B3/10/01 |  |  |  | 102113 - TOILET COMPARTMENTS |  |  |  | 129925
4 | B3/10/01 |  |  |  | Toilet and shower compartments; comprising high pressure laminated factory finished partitions and doors; including pilaster shoes and sleeves, brackets, door stop and hook; hardware and ironmongery; fittings and fixings; complete; as specified and as shown on Drawings |  |  |  | 129925
| B3/10/01 |  | 102110 | F | Cubical partitions including doors | m² | 265 | 472 | 125080 | J | J1021101 | Cubical partitions including doors |  | B3/10/01-F
| B3/10/01 |  | 102110 | G | Urinal partition | Nr | 5 | 969 | 4845 | J | J1021102 | Urinal partition |  | B3/10/01-G
3 | B3/10/02 |  |  |  | 102219 - DEMOUNTABLE PARTITIONS |  |  |  | 626600
4 | B3/10/02 |  |  |  | Glazed partitions; including glazing gaskets, glass, doors, sealant, ironmongery, fittings and fixings; complete; as specified and shown on drawings |  |  |  | 626600
| B3/10/02 |  | 102215 | A | Glazed partitions | m² | 416 | 1506.25 | 626600 | J | J1022151 | Glazed partitions |  | B3/10/02-A
3 | B3/10/02 |  |  |  | 102800 - TOILET, BATH, AND LAUNDRY ACCESSORIES |  |  |  | 449000
4 | B3/10/02 |  |  |  | Toilet accessories; including fixing; as specified and as sanitary accessories schedule. |  |  |  | 449000
| B3/10/02 |  | 102800 | B | Toilet accessories (Number of toilets=80) | item | 1 | 400000 | 400000 | J | J1028003 | Toilet accessories (Number of toilets=80) | We consider Provisional rate | B3/10/02-B
| B3/10/02 |  | 102800 | C | Toilet accessories (ADA toilets=5) | item | 1 | 25000 | 25000 | J | J1028007 | Toilet accessories (ADA toilets=5) | We consider Provisional rate | B3/10/02-C
| B3/10/02 |  | 102800 | D | Shower accessories (Number of showers=12) | item | 1 | 24000 | 24000 | J | J1028009 | Shower accessories (Number of showers=12) | We consider Provisional rate | B3/10/02-D
3 | B3/10/02 |  |  |  | 10440 - FIRE EXTINGUISHER |  |  |  | 64250
4 | B3/10/02 |  |  |  | Portable Fire Extinguishers including fixing brackets to concrete, block work or metalwork |  |  |  | 64250
| B3/10/02 |  | 104400 | E | Type FE-1 | Nr | 46 | 750 | 34500 | J | J1044001 | Type FE-1 ABC |  | B3/10/02-E
| B3/10/02 |  | 104400 | F | Type FE-2 | Nr | 34 | 875 | 29750 | J | J1044002 | Type FE-2 CO2 |  | B3/10/02-F
c | B3/10/02 |  |  |  | 10 - SPECIALTIES
c | B3/10/02 |  |  |  | To Summary
2 | B3/11/01 |  |  |  | 11 - EQUIPMENT |  |  |  | 10140125
3 | B3/11/01 |  |  |  | 111200 - PARKING CONTROL EQUIPMENT |  |  |  | 250000
4 | B3/11/01 |  |  |  | Parking Access Control ; |  |  |  | 250000
| B3/11/01 |  | 111200 | A | Automatic barrier gates; | Nr | 4 | 62500 | 250000 | K | K1112001 | Automatic barrier gates; | We consider Provisional rate | B3/11/01-A
| B3/11/01 |  | 111200 | B | Vehicle detector: Loop Detector and Infra Red sensors; | Nr | 4 |  | Included | K | K1112002 | Parking barrier accessories |  | B3/11/01-B
| B3/11/01 |  | 111200 | C | Controller; | Nr | 4 |  | Included | K | K1112002 | Parking barrier accessories |  | B3/11/01-C
| B3/11/01 |  | 111200 | D | Remote RFID reader; | Nr | 4 |  | Included | K | K1112002 | Parking barrier accessories |  | B3/11/01-D
4 | B3/11/01 |  |  |  | Spare Parts, Tools and Instruments; |  |  |  | 0
| B3/11/01 |  | 111200 | E | Set of spare parts; | Item | 1 |  | Included | K | K1112002 | Parking barrier accessories |  | B3/11/01-E
| B3/11/01 |  | 111200 | F | Set of tools and instruments; | Item | 1 |  | Included | K | K1112002 | Parking barrier accessories |  | B3/11/01-F
3 | B3/11/01 |  |  |  | 111300 - LOADING DOCK EQUIPMENT |  |  |  | 3454500
4 | B3/11/01 |  |  |  | Load-house or loading system, containing leveller, shelter and door; including auto-dock bottom platform and an insulated cladding house, all accessories, fittings and fixings; complete; as specified and shown on Drawings |  |  |  | 3454500
| B3/11/01 |  | 111300 | G | Dock house | Nr | 56 | 61687.5 | 3454500 | K | K1113001 | Dock house include equipment and shelter |  | B3/11/01-G
3 | B3/11/01 |  |  |  | 112600 - UNIT KITCHENS |  |  |  | 6435625
4 | B3/11/01 |  |  |  | Supply and install the following kitchen appliances; complete; as specified, schedule, and as shown on Drawings. |  |  |  | 31625
| B3/11/01 |  | 113000 | H | Kitchen appliances | Item | 1 | 31625 | 31625 | K | K1130003 | Kitchen appliance - MTH | We consider provisional sum | B3/11/01-H
4 | B3/11/02 |  |  |  | 118230 - WASTE HANDLING EQUIPMENT |  |  |  | 154000
| B3/11/02 |  | 118200 | A | 1100 Liter HDPE wheelie waste bins as specified. | Nr | 6 | 6250 | 37500 | K | K1182002 | 1100 Liter HDPE wheelie waste bins as specified. |  | B3/11/02-A
| B3/11/02 |  | 118200 | B | Hazardous Cabinet as specified | Nr | 7 | 12500 | 87500 | K | K1182003 | Hazardous Cabinet as specified |  | B3/11/02-B
| B3/11/02 |  | 118200 | C | Allowance for installation of 240 Liter HDPE wheelie waste bins as specified. | Nr | 11 | 1875 | 20625 | K | K1182001 | Allowance for installation of 240 Liter HDPE wheelie waste bins as specified. |  | B3/11/02-C
| B3/11/02 |  | 118200 | D | Oil Caddy as specified | Nr | 1 | 3125 | 3125 | K | K1182004 | Oil Caddy as specified |  | B3/11/02-D
| B3/11/02 |  | 118200 | E | Oil Drum with pallets | Nr | 2 | 2500 | 5000 | K | K1182005 | Oil Drum with pallets |  | B3/11/02-E
| B3/11/02 |  | 118200 | F | Wooden pallet as specified. | Nr | 2 | 125 | 250 | K | K1182006 | Wooden pallet as specified. |  | B3/11/02-F
4 | B3/11/03 |  |  |  | 114000 - KITCHEN EQUIPMENT |  |  |  | 6250000
5 | B3/11/03 |  |  |  | - Provide Equipment for regeneration kitchen that includes the following equipment and not limited to: walk-in fridge, walk-in freezer, |  |  |  | 0
5 | B3/11/03 |  |  |  | Pass Through Fridge, Pass Through Hot Holding, Hand Sinks, Electronic Faucet, Dish Dispenser, Cutlery Dispenser, Tray Slider, Drop-In Cold Well, Sneeze Guard, Drop-In Hot Wells, |  |  |  | 0
5 | B3/11/03 |  |  |  | Dessert Display, Beverage Fridge, Hot Beverage Dispensers, Hot Water Dispensers, Ice Dispensers, Tray Collectors, Water Coolers, Sorting Table, Conveyor, Sorting Table, Pulper, |  |  |  | 0
5 | B3/11/03 |  |  |  | Rack Type Dishwasher, Dryer, Conveyor, Hand Sink with soap & towel dispensers, waste bin (faucet foot operated), Faucet with Pre-Rinse, Rack Dolly, Dish Dolly, Insect Destroyer (Glue Type), |  |  |  | 6250000
| B3/11/03 |  | 114000 | A | Hood Type I with fire suppression, Combi Ovens, two well fryer (12.5-liter capacity), 6 Hob Induction Range., Tilting Quick Boiling Kettle, One Table with Bain Marie, Two Table with sink | Item | 1 | 6250000 | 6250000 | K | K1140001 | Provide Equipment for regeneration kitchen that includes the following equipment and not limited to: upright fridge, Microwave, hot water dispenser, hot beverage dispenser, sink (Provisional sum) | No details available so We consider provisional sum | B3/11/03-A
c | B3/11/03 |  |  |  | 11 - EQUIPMENT
c | B3/11/03 |  |  |  | To Summary
2 | B3/12/01 |  |  |  | 12 - FURNISHINGS |  |  |  | 1933519.08
3 | B3/12/01 |  |  |  | 120000 - FURNITURE |  |  |  | 900000
4 | B3/12/01 |  |  |  | Supply and install furniture at location; including all accessories, assembling and fixings; complete; as specified and as per furniture layout, FF&E schedule, and specification |  |  |  | 900000
| B3/12/01 |  | 125000 | A | Furniture | Item | 1 | 900000 | 900000 | L | L1250003 | Furniture - MTH Provisional sum | Consider Provisional sum due to non availabilty of details | B3/12/01-A
3 | B3/12/01 |  |  |  | 123661 - SIMULATED STONE COUNTERTOPS |  |  |  | 895807.08
4 | B3/12/01 |  |  |  | Pantry cabinet; comprising solid surface countertop, backsplash, plastic laminate finish to all exposed surface carcass; including drawers, doors, shelves, dividers, skirting, timber support framing and blocking, filler piece, ironmongery, accessories, fittings and fixings; complete; as specified and as shown on Drawings. |  |  |  | 797797.08
| B3/12/01 |  | 123200 | B | Pantry floor and wall mounted cabinets | Nr | 4 | 199449.27 | 797797.08 | L | L1232003 | Pantry floor and wall mounted cabinets-MTH | We assumed Provisonal rate | B3/12/01-B
4 | B3/12/01 |  |  |  | Vanity counter; comprising solid surface counter top and fascia; including steel supports, fittings and fixings; complete; as specified and as shown on Drawings. |  |  |  | 98010
| B3/12/01 |  | 123600 | C | Vanity counters | Item | 1 | 98010 | 98010 | L | L1236003 | Vanity counters - MTH | We assumed Provisonal rate | B3/12/01-C
3 | B3/12/01 |  |  |  | Ablution seats; comprising solid surface material; including fixings; complete; as specified and shown on Drawings |  |  |  | 137712
| B3/12/01 |  | 125200 | D | Size 400 x 400 x 400 high | Nr | 24 | 5738 | 137712 | L | L1252001 | Ablution seat Size 400 x 400 x 400 high |  | B3/12/01-D
c | B3/12/01 |  |  |  | 12- FURNISHINGS
c | B3/12/01 |  |  |  | To Summary
2 | B3/14/01 |  |  |  | 14 - CONVEYING EQUIPMENT |  |  |  | 622500
3 | B3/14/01 |  |  |  | 142100 - ELECTRIC TRACTION ELEVATORS |  |  |  | 622500
4 | B3/14/01 |  |  |  | Supply and installation of Remote monitoring and command system (central monitoring system (cms)); supply/installation and commissioning of remote monitoring and command system for the elevators ; |  |  |  | 0
| B3/14/01 |  | 142000 | A | Central monitoring system (cms); | Item | 1 |  | Included in Lift | N | N1421010 | Central monitoring system (cms); |  | B3/14/01-A
4 | B3/14/01 |  |  |  | Supply and installation of Service lifts; machine-room-less type; complete including all necessary installation as described in specifications. |  |  |  | 610000
| B3/14/01 |  | 142000 | B | SE-01; 1600 kg; 1.0 m/s; | Nr | 2 | 305000 | 610000 | N | N1421001 | SE-01; 1600 kg; 1.0 m/s; |  | B3/14/01-B
4 | B3/14/01 |  |  |  | 145200- MATERIALS HANDLING EQUIPMENT |  |  |  | 12500
| B3/14/01 |  | 145000 | C | Tire Rack | Nr | 5 | 2500 | 12500 | N | N1450020 | Tire Rack |  | B3/14/01-C
2 | B3/21/01 |  |  |  | 21 - FIRE SUPPRESSION |  |  |  | 3095819.71
3 | B3/21/01 |  |  |  | Sprinklers |  |  |  | 59079
| B3/21/01 | 200000 | 210000 | A | Type SP-1 (UPRIGHT) | Nr | 455 | 47.75 | 21726.25 | U | U2100103 | Type SP-1 (UPRIGHT) |  | B3/21/01-A
| B3/21/01 | 200000 | 210000 | B | Type SP-2 (PENDENT) | Nr | 404 | 63.5 | 25654 | U | U2100104 | Type SP-2 (PENDENT) |  | B3/21/01-B
| B3/21/01 | 200000 | 210000 | C | Type SP-1 (UPRIGHT) K factor = 8 | Nr | 245 | 47.75 | 11698.75 | U | U2100105 | Type SP-1 (UPRIGHT) K factor = 8 |  | B3/21/01-C
3 | B3/21/01 |  |  |  | Zone Valve assembly |  |  |  | 34170.65
| B3/21/01 | 200000 | 210000 | D | 150 dia | Nr | 5 | 4574.13 | 22870.65 | U | U2100106 | 150 dia |  | B3/21/01-D
| B3/21/01 | 200000 | 210000 | E | 200 dia | Nr | 2 | 5650 | 11300 | U | U2100107 | 200 dia |  | B3/21/01-E
3 | B3/21/01 |  |  |  | Automatic air valves |  |  |  | 2058
| B3/21/01 | 200000 | 210000 | F | 20 dia | Nr | 3 | 686 | 2058 | U | U2100108 | 20 dia |  | B3/21/01-F
3 | B3/21/01 |  |  |  | Alarm Check Valve assembly |  |  |  | 16770
| B3/21/01 | 200000 | 210000 | G | 200 dia | Nr | 1 | 16770 | 16770 | U | U2100109 | 200 dia |  | B3/21/01-G
3 | B3/21/01 |  |  |  | Check Valve |  |  |  | 3338.52
| B3/21/01 | 200000 | 210000 | H | 150 dia | Nr | 4 | 834.63 | 3338.52 | U | U2100110 | 150 dia |  | B3/21/01-H
3 | B3/21/01 |  |  |  | OS&Y Valve |  |  |  | 13311.13
| B3/21/01 | 200000 | 210000 | J | 200 dia | Nr | 1 | 2011.13 | 2011.13 | U | U2100111 | 200 dia |  | B3/21/01-J
| B3/21/01 | 200000 | 210000 | K | 150 dia | Nr | 2 | 5650 | 11300 | U | U2100112 | 150 dia |  | B3/21/01-K
3 | B3/21/01 |  |  |  | Fire Department Connection (Siamese Connection) |  |  |  | 7275
| B3/21/01 | 200000 | 210000 | L | Type SC-1 | Nr | 4 | 1818.75 | 7275 | U | U2100113 | Type SC-1 |  | B3/21/01-L
3 | B3/21/01 |  |  |  | Test and Drain Valves |  |  |  | 5555.41
| B3/21/01 | 200000 | 210000 | M | 25 dia | Nr | 7 | 793.63 | 5555.41 | U | U2100114 | 25 dia |  | B3/21/01-M
3 | B3/21/02 |  |  |  | Flushing Connections |  |  |  | 4697.91
| B3/21/02 | 200000 | 210000 | A | 40 dia | Nr | 7 | 671.13 | 4697.91 | U | U2100115 | 40 dia |  | B3/21/02-A
3 | B3/21/02 |  |  |  | Inspector Test Connections |  |  |  | 374.5
| B3/21/02 | 200000 | 210000 | B | 25 dia | Nr | 7 | 53.5 | 374.5 | U | U2100116 | 25 dia |  | B3/21/02-B
3 | B3/21/02 |  |  |  | Spare parts as specified |  |  |  | 0
3 | B3/21/02 |  |  |  | Galvanized Steel drain pipes |  |  |  | 3663
| B3/21/02 | 200000 | 210000 | C | 32 dia | m | 66 | 55.5 | 3663 | U | U2100117 | 32 dia |  | B3/21/02-C
3 | B3/21/02 |  |  |  | Galvanized steel pipes to ASTM A135, with rolled groove couplings, hangers and supports, accessories and installation |  |  |  | 789276.59
| B3/21/02 | 200000 | 210000 | D | 25 dia | m | 2970 | 46.25 | 137362.5 | U | U2100118 | 25 dia |  | B3/21/02-D
| B3/21/02 | 200000 | 210000 | E | 32 dia | m | 1136 | 55.5 | 63048 | U | U2100119 | 32 dia |  | B3/21/02-E
| B3/21/02 | 200000 | 210000 | F | 40 dia | m | 910 | 82.13 | 74738.3 | U | U2100120 | 40 dia |  | B3/21/02-F
| B3/21/02 | 200000 | 210000 | G | 50 dia | m | 510 | 96.5 | 49215 | U | U2100121 | 50 dia |  | B3/21/02-G
| B3/21/02 | 200000 | 210000 | H | 65 dia | m | 478 | 128.88 | 61604.64 | U | U2100122 | 65 dia |  | B3/21/02-H
| B3/21/02 | 200000 | 210000 | J | 80 dia | m | 393 | 176.25 | 69266.25 | U | U2100123 | 80 dia |  | B3/21/02-J
| B3/21/02 | 200000 | 210000 | K | 100 dia | m | 730 | 244.75 | 178667.5 | U | U2100124 | 100 dia |  | B3/21/02-K
| B3/21/02 | 200000 | 210000 | L | 150 dia | m | 380 | 408.88 | 155374.4 | U | U2100125 | 150 dia |  | B3/21/02-L
3 | B3/21/03 |  |  |  | CLEAN AGENT SYSTEM PROTECTION |  |  |  | 2156250
| B3/21/03 | 200000 | 210000 | A | Complete Novec 1230 system serving Electrical Room in Ground Floor as specified and shown on design drawings including acting and standby cylinders, valves, Instrumentation, controls and control panel, and all necessary accessories | Item | 1 | 93750 | 93750 | U | U2100126 | Complete Novec 1230 system serving Electrical Room in Ground Floor as specified and shown on design drawings including acting and standby cylinders, valves, Instrumentation, controls and control panel, and all necessary accessories |  | B3/21/03-A
| B3/21/03 | 200000 | 210000 | B | Complete Novec 1230 system serving Communication Room in Ground Floor as specified and shown on design drawings including acting and standby cylinders, valves, Instrumentation, controls and control panel, and all necessary accessories | Item | 1 | 93750 | 93750 | U | U2100127 | Complete Novec 1230 system serving Communication Room in Ground Floor as specified and shown on design drawings including acting and standby cylinders, valves, Instrumentation, controls and control panel, and all necessary accessories |  | B3/21/03-B
| B3/21/03 | 200000 | 210000 | C | Complete Novec 1230 system serving LV substation in Ground Floor as specified and shown on design drawings including acting and standby cylinders, valves, Instrumentation, controls and control panel, and all necessary accessories | Item | 1 | 93750 | 93750 | U | U2100128 | Complete Novec 1230 system serving LV substation in Ground Floor as specified and shown on design drawings including acting and standby cylinders, valves, Instrumentation, controls and control panel, and all necessary accessories |  | B3/21/03-C
| B3/21/03 | 200000 | 210000 | D | Complete Novec 1230 system serving Electrical Substation in Ground Floor as specified and shown on design drawings including acting and standby cylinders, valves, Instrumentation, controls and control panel, and all necessary accessories | Item | 1 | 93750 | 93750 | U | U2100129 | Complete Novec 1230 system serving Electrical Substation in Ground Floor as specified and shown on design drawings including acting and standby cylinders, valves, Instrumentation, controls and control panel, and all necessary accessories |  | B3/21/03-D
| B3/21/03 | 200000 | 210000 | E | Complete Novec 1230 system serving MV Substation in Ground Floor as specified and shown on design drawings including acting and standby cylinders, valves, Instrumentation, controls and control panel, and all necessary accessories | Item | 1 | 93750 | 93750 | U | U2100130 | Complete Novec 1230 system serving MV Substation in Ground Floor as specified and shown on design drawings including acting and standby cylinders, valves, Instrumentation, controls and control panel, and all necessary accessories |  | B3/21/03-E
| B3/21/04 | 200000 | 210000 | A | Complete Novec 1230 system serving GSM Room in Ground Floor as specified and shown on design drawings including acting and standby cylinders, valves, Instrumentation, controls and control panel, and all necessary accessories | Item | 1 | 93750 | 93750 | U | U2100131 | Complete Novec 1230 system serving GSM Room in Ground Floor as specified and shown on design drawings including acting and standby cylinders, valves, Instrumentation, controls and control panel, and all necessary accessories |  | B3/21/04-A
| B3/21/04 | 200000 | 210000 | B | Complete Novec 1230 system serving Incoming Services Room in Ground Floor as specified and shown on design drawings including acting and standby cylinders, valves, Instrumentation, controls and control panel, and all necessary accessories | Item | 1 | 93750 | 93750 | U | U2100132 | Complete Novec 1230 system serving Incoming Services Room in Ground Floor as specified and shown on design drawings including acting and standby cylinders, valves, Instrumentation, controls and control panel, and all necessary accessories |  | B3/21/04-B
| B3/21/04 | 200000 | 210000 | C | Complete Novec 1230 system serving Electrical Room in Ground Floor as specified and shown on design drawings including acting and standby cylinders, valves, Instrumentation, controls and control panel, and all necessary accessories | Item | 1 | 93750 | 93750 | U | U2100133 | Complete Novec 1230 system serving Electrical Room in Ground Floor as specified and shown on design drawings including acting and standby cylinders, valves, Instrumentation, controls and control panel, and all necessary accessories |  | B3/21/04-C
| B3/21/04 | 200000 | 210000 | D | Complete Novec 1230 system serving LV substation in Ground Floor as specified and shown on design drawings including acting and standby cylinders, valves, Instrumentation, controls and control panel, and all necessary accessories | Item | 1 | 93750 | 93750 | U | U2100134 | Complete Novec 1230 system serving LV substation in Ground Floor as specified and shown on design drawings including acting and standby cylinders, valves, Instrumentation, controls and control panel, and all necessary accessories |  | B3/21/04-D
| B3/21/04 | 200000 | 210000 | E | Complete Novec 1230 system serving Communication Room in Ground Floor as specified and shown on design drawings including acting and standby cylinders, valves, Instrumentation, controls and control panel, and all necessary accessories | Item | 1 | 93750 | 93750 | U | U2100135 | Complete Novec 1230 system serving Communication Room in Ground Floor as specified and shown on design drawings including acting and standby cylinders, valves, Instrumentation, controls and control panel, and all necessary accessories |  | B3/21/04-E
| B3/21/05 | 200000 | 210000 | A | Complete Novec 1230 system serving MV Substation in Ground Floor as specified and shown on design drawings including acting and standby cylinders, valves, Instrumentation, controls and control panel, and all necessary accessories | Item | 1 | 93750 | 93750 | U | U2100136 | Complete Novec 1230 system serving MV Substation in Ground Floor as specified and shown on design drawings including acting and standby cylinders, valves, Instrumentation, controls and control panel, and all necessary accessories |  | B3/21/05-A
| B3/21/05 | 200000 | 210000 | B | Complete Novec 1230 system serving Electrical Room in Ground Floor as specified and shown on design drawings including acting and standby cylinders, valves, Instrumentation, controls and control panel, and all necessary accessories | Item | 1 | 93750 | 93750 | U | U2100137 | Complete Novec 1230 system serving Electrical Room in Ground Floor as specified and shown on design drawings including acting and standby cylinders, valves, Instrumentation, controls and control panel, and all necessary accessories |  | B3/21/05-B
| B3/21/05 | 200000 | 210000 | C | Complete Novec 1230 system serving BMS Room in Ground Floor as specified and shown on design drawings including acting and standby cylinders, valves, Instrumentation, controls and control panel, and all necessary accessories | Item | 1 | 93750 | 93750 | U | U2100138 | Complete Novec 1230 system serving BMS Room in Ground Floor as specified and shown on design drawings including acting and standby cylinders, valves, Instrumentation, controls and control panel, and all necessary accessories |  | B3/21/05-C
| B3/21/05 | 200000 | 210000 | D | Complete Novec 1230 system serving Communication Room in Ground Floor as specified and shown on design drawings including acting and standby cylinders, valves, Instrumentation, controls and control panel, and all necessary accessories | Item | 1 | 93750 | 93750 | U | U2100139 | Complete Novec 1230 system serving Communication Room in Ground Floor as specified and shown on design drawings including acting and standby cylinders, valves, Instrumentation, controls and control panel, and all necessary accessories |  | B3/21/05-D
| B3/21/05 | 200000 | 210000 | E | Complete Novec 1230 system serving Electrical Room in Ground Floor as specified and shown on design drawings including acting and standby cylinders, valves, Instrumentation, controls and control panel, and all necessary accessories | Item | 1 | 93750 | 93750 | U | U2100140 | Complete Novec 1230 system serving Electrical Room in Ground Floor as specified and shown on design drawings including acting and standby cylinders, valves, Instrumentation, controls and control panel, and all necessary accessories |  | B3/21/05-E
| B3/21/06 | 200000 | 210000 | A | Complete Novec 1230 system serving Main Communication Room in Ground Floor as specified and shown on design drawings including acting and standby cylinders, valves, Instrumentation, controls and control panel, and all necessary accessories | Item | 1 | 93750 | 93750 | U | U2100141 | Complete Novec 1230 system serving Main Communication Room in Ground Floor as specified and shown on design drawings including acting and standby cylinders, valves, Instrumentation, controls and control panel, and all necessary accessories |  | B3/21/06-A
| B3/21/06 | 200000 | 210000 | B | Complete Novec 1230 system serving Electrical Room in Mezzanine Floor as specified and shown on design drawings including acting and standby cylinders, valves, Instrumentation, controls and control panel, and all necessary accessories | Item | 1 | 93750 | 93750 | U | U2100142 | Complete Novec 1230 system serving Electrical Room in Mezzanine Floor as specified and shown on design drawings including acting and standby cylinders, valves, Instrumentation, controls and control panel, and all necessary accessories |  | B3/21/06-B
| B3/21/06 | 200000 | 210000 | C | Complete Novec 1230 system serving Main Communication Room in Mezzanine Floor as specified and shown on design drawings including acting and standby cylinders, valves, Instrumentation, controls and control panel, and all necessary accessories | Item | 1 | 93750 | 93750 | U | U2100143 | Complete Novec 1230 system serving Main Communication Room in Mezzanine Floor as specified and shown on design drawings including acting and standby cylinders, valves, Instrumentation, controls and control panel, and all necessary accessories |  | B3/21/06-C
| B3/21/06 | 200000 | 210000 | D | Complete Novec 1230 system serving UPS Room in Mezzanine Floor as specified and shown on design drawings including acting and standby cylinders, valves, Instrumentation, controls and control panel, and all necessary accessories | Item | 1 | 93750 | 93750 | U | U2100144 | Complete Novec 1230 system serving UPS Room in Mezzanine Floor as specified and shown on design drawings including acting and standby cylinders, valves, Instrumentation, controls and control panel, and all necessary accessories |  | B3/21/06-D
| B3/21/06 | 200000 | 210000 | E | Complete Novec 1230 system serving Communication Room in Ground Floor as specified and shown on design drawings including acting and standby cylinders, valves, Instrumentation, controls and control panel, and all necessary accessories | Item | 1 | 93750 | 93750 | U | U2100145 | Complete Novec 1230 system serving Communication Room in Ground Floor as specified and shown on design drawings including acting and standby cylinders, valves, Instrumentation, controls and control panel, and all necessary accessories |  | B3/21/06-E
| B3/21/07 | 200000 | 210000 | A | Complete Novec 1230 system serving Electrical Room in Mezzanine Floor as specified and shown on design drawings including acting and standby cylinders, valves, Instrumentation, controls and control panel, and all necessary accessories | Item | 1 | 93750 | 93750 | U | U2100146 | Complete Novec 1230 system serving Electrical Room in Mezzanine Floor as specified and shown on design drawings including acting and standby cylinders, valves, Instrumentation, controls and control panel, and all necessary accessories |  | B3/21/07-A
| B3/21/07 | 200000 | 210000 | B | Complete Novec 1230 system serving Electrical Room in Ground Floor as specified and shown on design drawings including acting and standby cylinders, valves, Instrumentation, controls and control panel, and all necessary accessories | Item | 1 | 93750 | 93750 | U | U2100147 | Complete Novec 1230 system serving Electrical Room in Ground Floor as specified and shown on design drawings including acting and standby cylinders, valves, Instrumentation, controls and control panel, and all necessary accessories |  | B3/21/07-B
| B3/21/07 | 200000 | 210000 | C | Complete Novec 1230 system serving Communication in Ground Floor as specified and shown on design drawings including acting and standby cylinders, valves, Instrumentation, controls and control panel, and all necessary accessories | Item | 1 | 93750 | 93750 | U | U2100148 | Complete Novec 1230 system serving Communication in Ground Floor as specified and shown on design drawings including acting and standby cylinders, valves, Instrumentation, controls and control panel, and all necessary accessories |  | B3/21/07-C
c | B3/21/07 |  |  |  | 21 - FIRE SUPPRESSION
c | B3/21/07 |  |  |  | To Summary
2 | B3/22/01 |  |  |  | 22 - PLUMBING |  |  |  | 6742868.11
3 | B3/22/01 |  |  |  | 220523 - GENERAL-DUTY VALVES FOR PLUMBING PIPING |  |  |  | 40789.86
4 | B3/22/01 |  |  |  | METERS AND GAGES FOR PIPING |  |  |  | 32525
| B3/22/01 | 200000 | 220500 | A | Allow for pressure gauges, etc. as per specifications and drawings. | Nr | 1 | 32525 | 32525 | V | V2205012 | Allow for pressure gauges, etc. as per specifications and drawings. |  | B3/22/01-A
4 | B3/22/01 |  |  |  | Gate valves |  |  |  | 2723.78
| B3/22/01 | 200000 | 220500 | B | 63mm dia | Nr | 8 | 186.25 | 1490 | V | V2205013 | 63mm dia |  | B3/22/01-B
| B3/22/01 | 200000 | 220500 | C | 75mm dia | Nr | 6 | 205.63 | 1233.78 | V | V2205014 | 75mm dia |  | B3/22/01-C
4 | B3/22/01 |  |  |  | Ball valves |  |  |  | 5541.08
| B3/22/01 | 200000 | 220500 | D | 32mm dia | Nr | 16 | 98.38 | 1574.08 | V | V2205015 | 32mm dia |  | B3/22/01-D
| B3/22/01 | 200000 | 220500 | E | 40mm dia | Nr | 12 | 139.25 | 1671 | V | V2205016 | 40mm dia |  | B3/22/01-E
| B3/22/01 | 200000 | 220500 | F | 50mm dia | Nr | 14 | 164 | 2296 | V | V2205017 | 50mm dia |  | B3/22/01-F
3 | B3/22/01 |  |  |  | 220719 - PLUMBING PIPING INSULATION |  |  |  | 182230.93
4 | B3/22/01 |  |  |  | Interior insulation application, domestic hot and recirculated hot water; within pump room and building risers as per specifications |  |  |  | 13659.5
5 | B3/22/01 |  |  |  | Pipes 25mm dia and smaller, 32 mm thick fiberglass with density of 65 kg/m3 |  |  |  | 812.5
| B3/22/01 | 200000 | 220700 | G | 20mm dia | m | 25 | 32.5 | 812.5 | V | V2207039 | 20mm dia |  | B3/22/01-G
5 | B3/22/02 |  |  |  | Pipes 50mm dia and smaller, 40 mm thick fiberglass with density of 65 kg/m3 |  |  |  | 6225
| B3/22/02 | 200000 | 220700 | A | 40mm dia | m | 25 | 114.25 | 2856.25 | V | V2207040 | 40mm dia |  | B3/22/02-A
| B3/22/02 | 200000 | 220700 | B | 50mm dia | m | 25 | 134.75 | 3368.75 | V | V2207041 | 50mm dia |  | B3/22/02-B
5 | B3/22/02 |  |  |  | Pipes 65mm dia and larger, 65 mm thick fiberglass with density of 65 kg/m3 |  |  |  | 6622
| B3/22/02 | 200000 | 220700 | C | 90mm dia | m | 25 | 264.88 | 6622 | V | V2207042 | 90mm dia |  | B3/22/02-C
4 | B3/22/02 |  |  |  | Interior insulation application, domestic hot and recirculated hot water within building running horizontally or in wet areas |  |  |  | 52410.85
5 | B3/22/02 |  |  |  | Pipe, 50mm dia and smaller: 15 mm thick flexible elastomeric |  |  |  | 36062
| B3/22/02 | 200000 | 220700 | D | 20mm dia | m | 420 | 25.63 | 10764.6 | V | V2207043 | 20mm dia |  | B3/22/02-D
| B3/22/02 | 200000 | 220700 | E | 25mm dia | m | 60 | 32.25 | 1935 | V | V2207044 | 25mm dia |  | B3/22/02-E
| B3/22/02 | 200000 | 220700 | F | 32mm dia | m | 80 | 32 | 2560 | V | V2207045 | 32mm dia |  | B3/22/02-F
| B3/22/02 | 200000 | 220700 | G | 40mm dia | m | 150 | 53 | 7950 | V | V2207046 | 40mm dia |  | B3/22/02-G
| B3/22/02 | 200000 | 220700 | H | 50mm dia | m | 230 | 55.88 | 12852.4 | V | V2207047 | 50mm dia |  | B3/22/02-H
5 | B3/22/02 |  |  |  | Pipe, larger than 50mm dia: 25 mm thick flexible elastomeric |  |  |  | 16348.85
| B3/22/02 | 200000 | 220700 | J | 63mm dia | m | 145 | 94.13 | 13648.85 | V | V2207048 | 63mm dia |  | B3/22/02-J
| B3/22/02 | 200000 | 220700 | K | 75mm dia | m | 30 | 90 | 2700 | V | V2207049 | 75mm dia |  | B3/22/02-K
4 | B3/22/03 |  |  |  | Interior insulation application, domestic hot and recirculated hot water within toilets and wet areas |  |  |  | 6035
5 | B3/22/03 |  |  |  | Pipe, 50mm dia and smaller: 15 mm thick flexible elastomeric |  |  |  | 6035
| B3/22/03 | 200000 | 220700 | A | 16mm dia | m | 340 | 17.75 | 6035 | V | V2207050 | 16mm dia |  | B3/22/03-A
4 | B3/22/03 |  |  |  | Interior insulation application, domestic cold water |  |  |  | 88793.7
5 | B3/22/03 |  |  |  | Pipe, 50mm dia and smaller: 15 mm thick flexible elastomeric |  |  |  | 32606.4
| B3/22/03 | 200000 | 220700 | B | 40mm dia | m | 320 | 53 | 16960 | V | V2207051 | 40mm dia |  | B3/22/03-B
| B3/22/03 | 200000 | 220700 | C | 50mm dia | m | 280 | 55.88 | 15646.4 | V | V2207052 | 50mm dia |  | B3/22/03-C
5 | B3/22/03 |  |  |  | Pipe, larger than 50mm dia: 25 mm thick flexible elastomeric |  |  |  | 56187.3
| B3/22/03 | 200000 | 220700 | D | 63mm dia | m | 105 | 94.13 | 9883.65 | V | V2207053 | 63mm dia |  | B3/22/03-D
| B3/22/03 | 200000 | 220700 | E | 75mm dia | m | 300 | 90 | 27000 | V | V2207054 | 75mm dia |  | B3/22/03-E
| B3/22/03 | 200000 | 220700 | F | 90mm dia | m | 90 | 116.13 | 10451.7 | V | V2207055 | 90mm dia |  | B3/22/03-F
| B3/22/03 | 200000 | 220700 | G | 110mm dia | m | 15 | 116.13 | 1741.95 | V | V2207056 | 110mm dia |  | B3/22/03-G
| B3/22/03 | 200000 | 220700 | H | 160mm dia | m | 40 | 177.75 | 7110 | V | V2207057 | 160mm dia |  | B3/22/03-H
4 | B3/22/03 |  |  |  | Interior insulation application, domestic cold water within toilets and wet areas |  |  |  | 20067.5
5 | B3/22/03 |  |  |  | Pipe, 50mm dia and smaller: 15 mm thick flexible elastomeric |  |  |  | 20067.5
| B3/22/03 | 200000 | 220700 | J | 16mm dia | m | 580 | 17.75 | 10295 | V | V2207058 | 16mm dia |  | B3/22/03-J
| B3/22/04 | 200000 | 220700 | A | 25mm dia | m | 50 | 32.25 | 1612.5 | V | V2207059 | 25mm dia |  | B3/22/04-A
| B3/22/04 | 200000 | 220700 | B | 32mm dia | m | 255 | 32 | 8160 | V | V2207060 | 32mm dia |  | B3/22/04-B
4 | B3/22/04 |  |  |  | Exterior insulation application, domestic water |  |  |  | 1264.38
5 | B3/22/04 |  |  |  | Pipes 25mm dia and smaller, 32 mm thick fiberglass with density of 65 kg/m3 |  |  |  | 1264.38
| B3/22/04 | 200000 | 220700 | C | 25mm dia | m | 30 | 40.75 | 1222.5 | V | V2207061 | 25mm dia |  | B3/22/04-C
| B3/22/04 | 200000 | 220700 | D | Insulation with jacketing for exposed pipes | Item | 1 | 41.88 | 41.88 | V | V2207062 | Insulation with jacketing for exposed pipes |  | B3/22/04-D
3 | B3/22/04 |  |  |  | 221116 - DOMESTIC WATER PIPING |  |  |  | 480168.8
4 | B3/22/04 |  |  |  | Underground, water distribution piping, HDPE |  |  |  | 13520.7
| B3/22/04 | 200000 | 221000 | E | 40 mm dia | m | 15 | 41.75 | 626.25 | V | V2210055 | 40 mm dia |  | B3/22/04-E
| B3/22/04 | 200000 | 221000 | F | 63 mm dia | m | 15 | 94.13 | 1411.95 | V | V2210056 | 63 mm dia |  | B3/22/04-F
| B3/22/04 | 200000 | 221000 | G | 160 mm dia | m | 15 | 765.5 | 11482.5 | V | V2210057 | 160 mm dia |  | B3/22/04-G
4 | B3/22/04 |  |  |  | Aboveground, Cold water distribution piping, PPR PN-16 |  |  |  | 150243.7
| B3/22/04 | 200000 | 221000 | H | 32 mm dia | m | 145 | 32.5 | 4712.5 | V | V2210058 | 32 mm dia |  | B3/22/04-H
| B3/22/04 | 200000 | 221000 | J | 40 mm dia | m | 320 | 41.75 | 13360 | V | V2210059 | 40 mm dia |  | B3/22/04-J
| B3/22/04 | 200000 | 221000 | K | 50 mm dia | m | 280 | 77.13 | 21596.4 | V | V2210060 | 50 mm dia |  | B3/22/04-K
| B3/22/04 | 200000 | 221000 | L | 63 mm dia | m | 105 | 94.13 | 9883.65 | V | V2210061 | 63 mm dia |  | B3/22/04-L
| B3/22/04 | 200000 | 221000 | M | 75 mm dia | m | 300 | 124.5 | 37350 | V | V2210062 | 75 mm dia |  | B3/22/04-M
| B3/22/04 | 200000 | 221000 | N | 90 mm dia | m | 90 | 311.63 | 28046.7 | V | V2210063 | 90 mm dia |  | B3/22/04-N
| B3/22/05 | 200000 | 221000 | A | 110 mm dia | m | 15 | 311.63 | 4674.45 | V | V2210064 | 110 mm dia |  | B3/22/05-A
| B3/22/05 | 200000 | 221000 | B | 160 mm dia | m | 40 | 765.5 | 30620 | V | V2210065 | 160 mm dia |  | B3/22/05-B
4 | B3/22/05 |  |  |  | Aboveground within toilets/wet areas, Cold water distribution piping, PEX pipe in pipe PN-10 |  |  |  | 24277.5
| B3/22/05 | 200000 | 221000 | C | 16 mm dia | m | 580 | 21.25 | 12325 | V | V2210066 | 16 mm dia |  | B3/22/05-C
| B3/22/05 | 200000 | 221000 | D | 25 mm dia | m | 50 | 32.5 | 1625 | V | V2210067 | 25 mm dia |  | B3/22/05-D
| B3/22/05 | 200000 | 221000 | E | 32 mm dia | m | 255 | 40.5 | 10327.5 | V | V2210068 | 32 mm dia |  | B3/22/05-E
4 | B3/22/05 |  |  |  | Aboveground, Hot water distribution piping, PPR pipe PN-20 |  |  |  | 70477.5
| B3/22/05 | 200000 | 221000 | F | 20 mm dia | m | 445 | 21.25 | 9456.25 | V | V2210069 | 20 mm dia |  | B3/22/05-F
| B3/22/05 | 200000 | 221000 | G | 25 mm dia | m | 60 | 26.63 | 1597.8 | V | V2210070 | 25 mm dia |  | B3/22/05-G
| B3/22/05 | 200000 | 221000 | H | 32 mm dia | m | 80 | 32.5 | 2600 | V | V2210071 | 32 mm dia |  | B3/22/05-H
| B3/22/05 | 200000 | 221000 | J | 40 mm dia | m | 175 | 41.75 | 7306.25 | V | V2210072 | 40 mm dia |  | B3/22/05-J
| B3/22/05 | 200000 | 221000 | K | 50 mm dia | m | 255 | 77.13 | 19668.15 | V | V2210073 | 50 mm dia |  | B3/22/05-K
| B3/22/05 | 200000 | 221000 | L | 63 mm dia | m | 145 | 94.13 | 13648.85 | V | V2210074 | 63 mm dia |  | B3/22/05-L
| B3/22/05 | 200000 | 221000 | M | 75 mm dia | m | 30 | 124.5 | 3735 | V | V2210075 | 75 mm dia |  | B3/22/05-M
| B3/22/05 | 200000 | 221000 | N | 90 mm dia | m | 40 | 311.63 | 12465.2 | V | V2210076 | 90 mm dia |  | B3/22/05-N
4 | B3/22/05 |  |  |  | Aboveground within toilets/wet areas, Hot water distribution piping, PEX pipe in pipe PN-10 |  |  |  | 7225
| B3/22/05 | 200000 | 221000 | P | 16 mm dia | m | 340 | 21.25 | 7225 | V | V2210077 | 16 mm dia |  | B3/22/05-P
4 | B3/22/06 |  |  |  | 221119 - DOMESTIC WATER PIPING SPECIALTIES |  |  |  | 214424.4
5 | B3/22/06 |  |  |  | Hose bibs |  |  |  | 1100
| B3/22/06 | 200000 | 221000 | A | HB-1 | Nr | 25 | 44 | 1100 | V | V2210078 | HB-1 |  | B3/22/06-A
5 | B3/22/06 |  |  |  | Water meter |  |  |  | 153731.41
| B3/22/06 | 200000 | 221000 | B | 32 mm dia | Nr | 3 | 3340.5 | 10021.5 | V | V2210079 | 32 mm dia |  | B3/22/06-B
| B3/22/06 | 200000 | 221000 | C | 40 mm dia | Nr | 3 | 3340.5 | 10021.5 | V | V2210080 | 40 mm dia |  | B3/22/06-C
| B3/22/06 | 200000 | 221000 | D | 50 mm dia | Nr | 1 | 5328.63 | 5328.63 | V | V2210081 | 50 mm dia |  | B3/22/06-D
| B3/22/06 | 200000 | 221000 | E | 63 mm dia | Nr | 2 | 5328.63 | 10657.26 | V | V2210082 | 63 mm dia |  | B3/22/06-E
| B3/22/06 | 200000 | 221000 | F | 75 mm dia | Nr | 2 | 10600 | 21200 | V | V2210083 | 75 mm dia |  | B3/22/06-F
| B3/22/06 | 200000 | 221000 | G | 90 mm dia | Nr | 2 | 15514.63 | 31029.26 | V | V2210084 | 90 mm dia |  | B3/22/06-G
| B3/22/06 | 200000 | 221000 | H | 160 mm dia | Nr | 2 | 32736.63 | 65473.26 | V | V2210085 | 160 mm dia |  | B3/22/06-H
5 | B3/22/06 |  |  |  | Roof Vent Cap |  |  |  | 58687.59
| B3/22/06 | 200000 | 221000 | J | 100 mm dia | Nr | 8 | 596.88 | 4775.04 | V | V2210086 | 100 mm dia |  | B3/22/06-J
| B3/22/06 | 200000 | 221000 | K | Water hammer arrestors | Nr | 45 | 1192.25 | 53651.25 | V | V2210087 | Water hammer arrestors |  | B3/22/06-K
| B3/22/06 | 200000 | 221000 | L | Automatic air vents | Nr | 10 | 26.13 | 261.3 | V | V2210088 | Automatic air vents |  | B3/22/06-L
5 | B3/22/06 |  |  |  | Reduced-Pressure-Principle Backflow Preventers (RPZ) |  |  |  | 905.4
| B3/22/06 | 200000 | 221000 | M | 32 mm dia | Nr | 5 | 77.88 | 389.4 | V | V2210089 | 32 mm dia |  | B3/22/06-M
| B3/22/06 | 200000 | 221000 | N | 40 mm dia | Nr | 2 | 110.75 | 221.5 | V | V2210090 | 40 mm dia |  | B3/22/06-N
| B3/22/06 | 200000 | 221000 | P | 50 mm dia | Nr | 2 | 147.25 | 294.5 | V | V2210091 | 50 mm dia |  | B3/22/06-P
3 | B3/22/07 |  |  |  | 221123 - DOMESTIC WATER PUMPS |  |  |  | 286467.5
4 | B3/22/07 |  |  |  | In-line circulator, vertical in-line circulator, separately coupled centrifugal pump complete with casing, impeller, seal, shaft, sleeve, valves, bearing, shaft coupling, motor and all other necessary accessories, connections and fittings as specified. |  |  |  | 138325
| B3/22/07 | 200000 | 221100 | A | CP-MTH-GF-01 | Nr | 2 | 34581.25 | 69162.5 | V | V2211006 | CP-MTH-GF-01 |  | B3/22/07-A
| B3/22/07 | 200000 | 221100 | B | CP-MTH-GF-02 | Nr | 2 | 34581.25 | 69162.5 | V | V2211007 | CP-MTH-GF-02 |  | B3/22/07-B
4 | B3/22/07 |  |  |  | 221123.13 - DOMESTIC-WATER PACKAGED BOOSTER PUMPS |  |  |  | 131230
5 | B3/22/07 |  |  |  | Variable-speed-drive, packaged booster pumps factory-assembled and -tested, packaged booster pump unit, with motor, piping, valves, sensors and control panel and adjustable-speed-drive units, and all other necessary accessories, connections and fittings as specified |  |  |  | 131230
| B3/22/07 | 200000 | 221100 | C | BP-MTH-B1-01-01 TO 01-4 | Set | 1 | 65615 | 65615 | V | V2211008 | BP-MTH-B1-01-01 TO 01-4 |  | B3/22/07-C
| B3/22/07 | 200000 | 221100 | D | BP-MTH-GF-01 | Set | 1 | 65615 | 65615 | V | V2211009 | BP-MTH-GF-01 |  | B3/22/07-D
5 | B3/22/07 |  |  |  | Booster pumps factory-assembled and -tested, pressurization unit, with motor, piping, valves, sensors, hydropneumatic tank, and control panel and all other necessary accessories, connections and fittings as specified |  |  |  | 0
| B3/22/07 | 200000 | 221100 | E | PU-MTH-GF-01 | Set | 1 |  | Included | V | V2211010 | PU-MTH-GF-01 |  | B3/22/07-E
4 | B3/22/07 |  |  |  | 221223 - FACILITY INDOOR POTABLE WATER STORAGE TANKS |  |  |  | 16912.5
| B3/22/07 | 200000 | 221100 | F | GRP tank, water volume of 12000L | Nr | 1 | 16912.5 | 16912.5 | V | V2211011 | GRP tank, water volume of 12000L |  | B3/22/07-F
3 | B3/22/08 |  |  |  | 221316 - SANITARY WASTE AND VENT PIPING |  |  |  | 1957786.2
4 | B3/22/08 |  |  |  | Aboveground soil, waste and vent piping, Upvc plastic pipe including piping, fittings, connections, joints, encasement and valves |  |  |  | 47405.9
| B3/22/08 | 200000 | 221300 | A | 50 mm dia | m | 670 | 52.13 | 34927.1 | V | V2213050 | 50 mm dia |  | B3/22/08-A
| B3/22/08 | 200000 | 221300 | B | 65 mm dia | m | 10 | 79.13 | 791.3 | V | V2213051 | 65 mm dia |  | B3/22/08-B
| B3/22/08 | 200000 | 221300 | C | 110 mm dia | m | 85 | 137.5 | 11687.5 | V | V2213052 | 110 mm dia |  | B3/22/08-C
4 | B3/22/08 |  |  |  | Kitchen and underground soil, waste and vent piping HDPE pipe, including piping, fittings, connections, joints, encasement |  |  |  | 277935.3
| B3/22/08 | 200000 | 221300 | D | 40 mm dia | m | 15 | 52.13 | 781.95 | V | V2213053 | 40 mm dia |  | B3/22/08-D
| B3/22/08 | 200000 | 221300 | E | 50 mm dia | m | 45 | 52.13 | 2345.85 | V | V2213054 | 50 mm dia |  | B3/22/08-E
| B3/22/08 | 200000 | 221300 | F | 75 mm dia | m | 385 | 87 | 33495 | V | V2213055 | 75 mm dia |  | B3/22/08-F
| B3/22/08 | 200000 | 221300 | G | 110 mm dia | m | 1755 | 137.5 | 241312.5 | V | V2213056 | 110 mm dia |  | B3/22/08-G
4 | B3/22/08 |  |  |  | Storm drainage, inside the building, HDPE pipe, including piping, fittings, connections, joints, encasement |  |  |  | 851031.2
| B3/22/08 | 200000 | 221300 | H | 160 mm dia | m | 740 | 676.63 | 500706.2 | V | V2213057 | 160 mm dia |  | B3/22/08-H
| B3/22/08 | 200000 | 221300 | J | 200 mm dia | m | 450 | 778.5 | 350325 | V | V2213058 | 200 mm dia |  | B3/22/08-J
4 | B3/22/08 |  |  |  | Storm drainage, cast iron pipe, including piping, fittings, connections, joints, encasement where exposed to outdoor conditions |  |  |  | 31976.4
| B3/22/08 | 200000 | 221300 | K | 150 mm dia | m | 30 | 676.63 | 20298.9 | V | V2213059 | 150 mm dia |  | B3/22/08-K
| B3/22/08 | 200000 | 221300 | L | 200 mm dia | m | 15 | 778.5 | 11677.5 | V | V2213060 | 200 mm dia |  | B3/22/08-L
4 | B3/22/09 |  |  |  | Aboveground, sewage force mains, HDPE pipe including piping, fittings, connections, joints, encasement |  |  |  | 2606.5
| B3/22/09 | 200000 | 221300 | A | 50 mm dia | m | 50 | 52.13 | 2606.5 | V | V2213061 | 50 mm dia |  | B3/22/09-A
4 | B3/22/09 |  |  |  | 221319 - SANITARY WASTE PIPING SPECIALTIES |  |  |  | 746830.9
5 | B3/22/09 |  |  |  | Cleanouts |  |  |  | 37839.65
| B3/22/09 | 200000 | 221300 | B | Type FCO 110 mm | Nr | 50 | 471.88 | 23594 | V | V2213062 | Type FCO 110 mm |  | B3/22/09-B
| B3/22/09 | 200000 | 221300 | C | Type FCO 160 mm | Nr | 5 | 676.63 | 3383.15 | V | V2213063 | Type FCO 160 mm |  | B3/22/09-C
| B3/22/09 | 200000 | 221300 | D | Type WCO 50 mm | Nr | 50 | 217.25 | 10862.5 | V | V2213064 | Type WCO 50 mm |  | B3/22/09-D
5 | B3/22/09 |  |  |  | Floor drains |  |  |  | 67800
| B3/22/09 | 200000 | 221300 | E | Type FD-1 | Nr | 70 | 756.25 | 52937.5 | V | V2213065 | Type FD-1 |  | B3/22/09-E
| B3/22/09 | 200000 | 221300 | F | Type FD-2 with funnel | Nr | 10 | 881.25 | 8812.5 | V | V2213066 | Type FD-2 with funnel |  | B3/22/09-F
| B3/22/09 | 200000 | 221300 | G | Type FD-3 | Nr | 8 | 756.25 | 6050 | V | V2213067 | Type FD-3 |  | B3/22/09-G
5 | B3/22/09 |  |  |  | Trench drains |  |  |  | 118237.5
| B3/22/09 | 200000 | 221300 | H | 300x300x4000 | Nr | 18 | 6568.75 | 118237.5 | V | V2213068 | 300x300x4000 |  | B3/22/09-H
5 | B3/22/09 |  |  |  | Oil interceptors |  |  |  | 78837.5
| B3/22/09 | 200000 | 221300 | J | OI-MTHS-GF-01 | Nr | 1 | 11262.5 | 11262.5 | V | V2213069 | OI-MTHS-GF-01 |  | B3/22/09-J
| B3/22/09 | 200000 | 221300 | K | OI-MTH-GF-01 | Nr | 4 | 11262.5 | 45050 | V | V2213070 | OI-MTH-GF-01 |  | B3/22/09-K
| B3/22/09 | 200000 | 221300 | L | OI-LD-GF-01 | Nr | 1 | 11262.5 | 11262.5 | V | V2213071 | OI-LD-GF-01 |  | B3/22/09-L
| B3/22/09 | 200000 | 221300 | M | OI-HD-GF-01 | Nr | 1 | 11262.5 | 11262.5 | V | V2213072 | OI-HD-GF-01 |  | B3/22/09-M
5 | B3/22/09 |  |  |  | Grease interceptors |  |  |  | 444116.25
| B3/22/09 | 200000 | 221300 | N | GI-MTH-GF-01 | Nr | 1 | 11900 | 11900 | V | V2213073 | GI-MTH-GF-01 |  | B3/22/09-N
| B3/22/10 | 200000 | 221300 | A | Gully trap | Nr | 13 | 1381.25 | 17956.25 | V | V2213074 | Gully trap |  | B3/22/10-A
| B3/22/10 | 200000 | 221300 | B | Sewage inspection chamber | Nr | 28 | 14795 | 414260 | V | V2213075 | Sewage inspection chamber |  | B3/22/10-B
3 | B3/22/10 |  |  |  | 221423 - STORM DRAINAGE PIPING SPECIALTIES |  |  |  | 948212.07
4 | B3/22/10 |  |  |  | Roof drains |  |  |  | 948212.07
5 | B3/22/10 |  |  |  | Parapet roof drain (scupper drain) |  |  |  | 104897.07
| B3/22/10 | 200000 | 221400 | C | Type SCD-1 150 mm dia | Nr | 5 | 1131.25 | 5656.25 | V | V2214008 | Type SCD-1 150 mm dia |  | B3/22/10-C
| B3/22/10 | 200000 | 221400 | D | Type SCD-1 200 mm dia | Nr | 2 | 1290.63 | 2581.26 | V | V2214009 | Type SCD-1 200 mm dia |  | B3/22/10-D
| B3/22/10 | 200000 | 221400 | E | Combined cast iron roof drain with overflow | Nr | 0 |  | NA | V | V2214010 | Combined cast iron roof drain with overflow |  | B3/22/10-E
| B3/22/10 | 200000 | 221400 | F | Type RD-2 200 mm dia | Nr | 14 | 721.88 | 10106.32 | V | V2214011 | Type RD-2 200 mm dia |  | B3/22/10-F
| B3/22/10 | 200000 | 221400 | G | Gutter roof drain | Nr | 0 |  | NA | V | V2214012 | Gutter roof drain |  | B3/22/10-G
| B3/22/10 | 200000 | 221400 | H | Type GD-1 150 mm dia | Nr | 48 | 1426.63 | 68478.24 | V | V2214013 | Type GD-1 150 mm dia |  | B3/22/10-H
| B3/22/10 | 200000 | 221400 | J | Type GD-1 200 mm dia | Nr | 12 | 1506.25 | 18075 | V | V2214014 | Type GD-1 200 mm dia |  | B3/22/10-J
5 | B3/22/10 |  |  |  | Rain water inspection chamber |  |  |  | 843315
| B3/22/10 | 200000 | 221400 | K | Type SDIC-1 | Nr | 57 | 14795 | 843315 | V | V2214015 | Type SDIC-1 |  | B3/22/10-K
3 | B3/22/10 |  |  |  | 221329 - SANITARY SEWERAGE PUMPS |  |  |  | 1408700.15
4 | B3/22/10 |  |  |  | Submersible sump pumps, factory-assembled and -tested, single-stage, centrifugal, end-suction sump pump units complying with ul 778. include motor, operating controls, and construction for permanent installation with pits and basins |  |  |  | 50150
| B3/22/10 | 200000 | 221300 | L | SP-MTH-B1-01 | Set | 1 | 12537.5 | 12537.5 | V | V2213076 | SP-MTH-B1-01 |  | B3/22/10-L
| B3/22/11 | 200000 | 221300 | A | SP-MTH-B1-02 | Set | 1 | 12537.5 | 12537.5 | V | V2213077 | SP-MTH-B1-02 |  | B3/22/11-A
| B3/22/11 | 200000 | 221300 | B | SP-MTH-GF-01 | Set | 1 | 12537.5 | 12537.5 | V | V2213078 | SP-MTH-GF-01 |  | B3/22/11-B
| B3/22/11 | 200000 | 221300 | C | SP-MTH-GF-02 | Set | 1 | 12537.5 | 12537.5 | V | V2213079 | SP-MTH-GF-02 |  | B3/22/11-C
4 | B3/22/11 |  |  |  | 221513 - General Service Compresse Air Piping |  |  |  | 1358550.15
5 | B3/22/11 |  |  |  | Galvanized steel pipe, schedule 40 complete with all necessary tubes, accessories, and fittings as described in the specification |  |  |  | 482053.44
| B3/22/11 | 200000 | 221500 | D | 15mm diameter | m | 800 | 76.5 | 61200 | V | V2215001 | 15mm diameter |  | B3/22/11-D
| B3/22/11 | 200000 | 221500 | E | 20mm diameter | m | 120 | 95.38 | 11445.6 | V | V2215002 | 20mm diameter |  | B3/22/11-E
| B3/22/11 | 200000 | 221500 | F | 25mm diameter | m | 270 | 114.13 | 30815.1 | V | V2215003 | 25mm diameter |  | B3/22/11-F
| B3/22/11 | 200000 | 221500 | G | 32mm diameter | m | 175 | 140.5 | 24587.5 | V | V2215004 | 32mm diameter |  | B3/22/11-G
| B3/22/11 | 200000 | 221500 | H | 40mm diameter | m | 460 | 166.75 | 76705 | V | V2215005 | 40mm diameter |  | B3/22/11-H
| B3/22/11 | 200000 | 221500 | J | 50mm diameter | m | 590 | 190.88 | 112619.2 | V | V2215006 | 50mm diameter |  | B3/22/11-J
| B3/22/11 | 200000 | 221500 | K | 65mm diameter | m | 180 | 225.88 | 40658.4 | V | V2215007 | 65mm diameter |  | B3/22/11-K
| B3/22/11 | 200000 | 221500 | L | 80mm diameter | m | 280 | 285.25 | 79870 | V | V2215008 | 80mm diameter |  | B3/22/11-L
| B3/22/11 | 200000 | 221500 | M | 100mm diameter | m | 28 | 1576.88 | 44152.64 | V | V2215009 | 100mm diameter |  | B3/22/11-M
5 | B3/22/11 |  |  |  | Ball Valve |  |  |  | 8046.81
| B3/22/11 | 200000 | 221500 | N | 15mm diameter | Nr | 15 | 42 | 630 | V | V2215010 | 15mm diameter |  | B3/22/11-N
| B3/22/11 | 200000 | 221500 | P | 20mm diameter | Nr | 12 | 53.88 | 646.56 | V | V2215011 | 20mm diameter |  | B3/22/11-P
| B3/22/11 | 200000 | 221500 | Q | 25mm diameter | Nr | 40 | 67.38 | 2695.2 | V | V2215012 | 25mm diameter |  | B3/22/11-Q
| B3/22/12 | 200000 | 221500 | A | 32mm diameter | Nr | 10 | 98.38 | 983.8 | V | V2215013 | 32mm diameter |  | B3/22/12-A
| B3/22/12 | 200000 | 221500 | B | 40mm diameter | Nr | 1 | 139.25 | 139.25 | V | V2215014 | 40mm diameter |  | B3/22/12-B
| B3/22/12 | 200000 | 221500 | C | 50mm diameter | Nr | 18 | 164 | 2952 | V | V2215015 | 50mm diameter |  | B3/22/12-C
5 | B3/22/12 |  |  |  | Butterfly Valve |  |  |  | 4471.96
| B3/22/12 | 200000 | 221500 | D | 65mm diameter | Nr | 5 | 186.25 | 931.25 | V | V2215016 | 65mm diameter |  | B3/22/12-D
| B3/22/12 | 200000 | 221500 | E | 80mm diameter | Nr | 15 | 205.63 | 3084.45 | V | V2215017 | 80mm diameter |  | B3/22/12-E
| B3/22/12 | 200000 | 221500 | F | 100mm diameter | Nr | 2 | 228.13 | 456.26 | V | V2215018 | 100mm diameter |  | B3/22/12-F
5 | B3/22/12 |  |  |  | Pressure Regulator, filter, and female socket |  |  |  | 57313.49
| B3/22/12 | 200000 | 221500 | G | 20mm diameter | Nr | 57 | 602.38 | 34335.66 | V | V2215019 | 20mm diameter |  | B3/22/12-G
| B3/22/12 | 200000 | 221500 | H | 25mm diameter | Nr | 34 | 479.38 | 16298.92 | V | V2215020 | 25mm diameter |  | B3/22/12-H
| B3/22/12 | 200000 | 221500 | J | 32mm diameter | Nr | 5 | 602.38 | 3011.9 | V | V2215021 | 32mm diameter |  | B3/22/12-J
| B3/22/12 | 200000 | 221500 | K | 40mm diameter | Nr | 2 | 743 | 1486 | V | V2215022 | 40mm diameter |  | B3/22/12-K
| B3/22/12 | 200000 | 221500 | L | 50mm diameter | Nr | 1 | 958.63 | 958.63 | V | V2215023 | 50mm diameter |  | B3/22/12-L
| B3/22/12 | 200000 | 221500 | M | 65mm diameter | Nr | 1 | 1222.38 | 1222.38 | V | V2215024 | 65mm diameter |  | B3/22/12-M
5 | B3/22/12 |  |  |  | Automatic Drain Valve |  |  |  | 3114.45
| B3/22/12 | 200000 | 221500 | N | 15mm diameter | Nr | 15 | 207.63 | 3114.45 | V | V2215025 | 15mm diameter |  | B3/22/12-N
5 | B3/22/12 |  |  |  | Compressed air hose reel |  |  |  | 803550
| B3/22/12 | 200000 | 221500 | P | 20mm diameter | Nr | 132 | 6087.5 | 803550 | V | V2215026 | 20mm diameter |  | B3/22/12-P
3 | B3/22/13 |  |  |  | 221513 - GENERAL-SERVICE PACKAGED AIR COMPRESSORS AND RECEIVERS |  |  |  | 579075
4 | B3/22/13 |  |  |  | Supply, installation, testing and commissioning of packaged air compressor complete with all accessories, dryers, coolers, filters, valves, local control panel and guages as shown on drawings and described in specification |  |  |  | 414825
| B3/22/13 | 200000 | 221500 | A | CMP-MTH-GF-01 / CMP-MTH-GF-02 / CMP-MTH-GF-03 (capacity 231L/s at 10.4 bars) | Nr | 3 | 65700 | 197100 | V | V2215027 | CMP-MTH-GF-01 / CMP-MTH-GF-02 / CMP-MTH-GF-03 (capacity 231L/s at 10.4 bars) |  | B3/22/13-A
| B3/22/13 | 200000 | 221500 | B | CMP-LD-GF-01 / CMP-LD-GF-02 (capacity 36.7 L/s at 10 bars) | Nr | 2 | 50675 | 101350 | V | V2215028 | CMP-LD-GF-01 / CMP-LD-GF-02 (capacity 36.7 L/s at 10 bars) |  | B3/22/13-B
| B3/22/13 | 200000 | 221500 | C | CMP-HD-GF-01 / CMP-HD-GF-02 (capacity 62 L/s at 10 bars) | Nr | 2 | 58187.5 | 116375 | V | V2215029 | CMP-HD-GF-01 / CMP-HD-GF-02 (capacity 62 L/s at 10 bars) |  | B3/22/13-C
4 | B3/22/13 |  |  |  | Vertical compressed air receiver tank complete with all accessories, valves, and guages as shown on drawings and described in specification |  |  |  | 55387.5
| B3/22/13 | 200000 | 221500 | D | AR-MTH-GF-01 (capacity: 5000 L) | Nr | 1 | 43800 | 43800 | V | V2215030 | AR-MTH-GF-01 (capacity: 5000 L) |  | B3/22/13-D
| B3/22/13 | 200000 | 221500 | E | AR-LD-GF-01 (capacity: 350 L) | Nr | 1 | 3525 | 3525 | V | V2215031 | AR-LD-GF-01 (capacity: 350 L) |  | B3/22/13-E
| B3/22/13 | 200000 | 221500 | F | AR-HD-GF-01 (capacity: 900 L) | Nr | 1 | 8062.5 | 8062.5 | V | V2215032 | AR-HD-GF-01 (capacity: 900 L) |  | B3/22/13-F
4 | B3/22/13 |  |  |  | Packaged air dryers complete with all accessories, , valves, local control panel and guages as shown on drawings and described in specification |  |  |  | 108862.5
| B3/22/13 | 200000 | 221500 | G | AD-MTH-GF-01 / AD-MTH-GF-02 / AD-MTH-GF-03 | Nr | 3 | 36287.5 | 108862.5 | V | V2215033 | AD-MTH-GF-01 / AD-MTH-GF-02 / AD-MTH-GF-03 |  | B3/22/13-G
3 | B3/22/14 |  |  |  | 223200 - DOMESTIC WATER TREATMENT EQUIPMENT |  |  |  | 229050
| B3/22/14 | 200000 | 223000 | A | Cartridge filters | Nr | 6 | 5650 | 33900 | V | V2230016 | Cartridge filters |  | B3/22/14-A
| B3/22/14 | 200000 | 223000 | B | UV sterilizing unit | Nr | 6 | 32525 | 195150 | V | V2230017 | UV sterilizing unit |  | B3/22/14-B
3 | B3/22/14 |  |  |  | 223300 - ELECTRIC, DOMESTIC-WATER HEATERS |  |  |  | 7275
| B3/22/14 | 200000 | 223000 | C | EWH-MTH-GF-01 | Nr | 1 | 1818.75 | 1818.75 | V | V2230018 | EWH-MTH-GF-01 |  | B3/22/14-C
| B3/22/14 | 200000 | 223000 | D | EWH-MTH-GF-02 | Nr | 1 | 1818.75 | 1818.75 | V | V2230019 | EWH-MTH-GF-02 |  | B3/22/14-D
| B3/22/14 | 200000 | 223000 | E | EWH-LD-GF-01 | Nr | 1 | 1818.75 | 1818.75 | V | V2230020 | EWH-LD-GF-01 |  | B3/22/14-E
| B3/22/14 | 200000 | 223000 | F | EWH-HD-GF-01 | Nr | 1 | 1818.75 | 1818.75 | V | V2230021 | EWH-HD-GF-01 |  | B3/22/14-F
3 | B3/22/14 |  |  |  | 224100 - RESIDENTIAL PLUMBING FIXTURES |  |  |  | 623112.6
| B3/22/14 | 200000 | 224000 | G | Lavatories fixtures as per interior architecture layouts and sanitary manual including supply and waste fittings | Nr | 40 | 4712.5 | 188500 | V | V2240022 | Lavatories fixtures as per interior architecture layouts and sanitary manual including supply and waste fittings |  | B3/22/14-G
| B3/22/14 | 200000 | 224000 | H | ADA Lavatories fixtures as per interior architecture layouts and sanitary manual including supply and waste fittings | Nr | 5 | 6087.5 | 30437.5 | V | V2240023 | ADA Lavatories fixtures as per interior architecture layouts and sanitary manual including supply and waste fittings |  | B3/22/14-H
| B3/22/14 | 200000 | 224000 | J | Shower fixtures as per interior architecture layouts and sanitary manual including supply and waste fittings | Nr | 9 | 1700 | 15300 | V | V2240024 | Shower fixtures as per interior architecture layouts and sanitary manual including supply and waste fittings |  | B3/22/14-J
| B3/22/14 | 200000 | 224000 | K | Water closets fixtures as per interior architecture layouts and sanitary manual including supply and waste fittings | Nr | 49 | 3750 | 183750 | V | V2240025 | Water closets fixtures as per interior architecture layouts and sanitary manual including supply and waste fittings |  | B3/22/14-K
| B3/22/14 | 200000 | 224000 | L | ADA Water closets fixtures as per interior architecture layouts and sanitary manual including supply and waste fittings | Nr | 5 | 4712.5 | 23562.5 | V | V2240026 | ADA Water closets fixtures as per interior architecture layouts and sanitary manual including supply and waste fittings |  | B3/22/14-L
| B3/22/15 | 200000 | 224000 | A | Flush valve (for WC) as per interior architecture layouts and sanitary manual including supply and waste fittings | Nr | 54 | 1531.25 | 82687.5 | V | V2240027 | Flush valve (for WC) as per interior architecture layouts and sanitary manual including supply and waste fittings |  | B3/22/15-A
| B3/22/15 | 200000 | 224000 | B | Shattaf Trigger spray fixtures as per interior architecture layouts and sanitary manual including supply and waste fittings and built-in check valve | Nr | 54 | 937.5 | 50625 | V | V2240028 | Shattaf Trigger spray fixtures as per interior architecture layouts and sanitary manual including supply and waste fittings and built-in check valve |  | B3/22/15-B
| B3/22/15 | 200000 | 224000 | C | Urinals fixtures as per interior architecture layouts and sanitary manual including supply and waste fittings | Nr | 10 | 1371.88 | 13718.8 | V | V2240029 | Urinals fixtures as per interior architecture layouts and sanitary manual including supply and waste fittings |  | B3/22/15-C
| B3/22/15 | 200000 | 224000 | D | Flush valve (for Urinal) | Nr | 10 | 778.13 | 7781.3 | V | V2240030 | Flush valve (for Urinal) |  | B3/22/15-D
| B3/22/15 | 200000 | 224000 | E | Service sinks as per interior architecture layouts including supply and waste fittings | Nr | 5 | 2287.5 | 11437.5 | V | V2240031 | Service sinks as per interior architecture layouts including supply and waste fittings |  | B3/22/15-E
| B3/22/15 | 200000 | 224000 | F | Ablution fixtures as per interior architecture layouts including supply and waste fittings | Nr | 10 | 1531.25 | 15312.5 | V | V2240032 | Ablution fixtures as per interior architecture layouts including supply and waste fittings |  | B3/22/15-F
c | B3/22/15 |  |  |  | 22 - PLUMBING
c | B3/22/15 |  |  |  | To Summary
2 | B3/23/01 |  |  |  | 23 - HEATING, VENTILATING AND AIR CONDITIONING |  |  |  | 26905771.26
3 | B3/23/01 |  |  |  | 230519 - METERS AND GAGES FOR HVAC PIPING |  |  |  | 195150
4 | B3/23/01 |  |  |  | Meters and gages |  |  |  | 32525
| B3/23/01 | 200000 | 230500 | A | Allow for thermometers, pressure gauges, etc. as per specifications and drawings. | Item | 1 | 32525 | 32525 | W | W2305013 | Allow for thermometers, pressure gauges, etc. as per specifications and drawings. |  | B3/23/01-A
4 | B3/23/01 |  |  |  | 230523 - GENERAL-DUTY VALVES FOR HVAC PIPING |  |  |  | 162625
| B3/23/01 | 200000 | 230500 | B | Gate valves | Item | 1 | 32525 | 32525 | W | W2305014 | Gate valves |  | B3/23/01-B
| B3/23/01 | 200000 | 230500 | C | Ball valves | Item | 1 | 32525 | 32525 | W | W2305015 | Ball valves |  | B3/23/01-C
| B3/23/01 | 200000 | 230500 | D | Drain valves | Item | 1 | 32525 | 32525 | W | W2305016 | Drain valves |  | B3/23/01-D
| B3/23/01 | 200000 | 230500 | E | Balancing valves | Item | 1 | 32525 | 32525 | W | W2305017 | Balancing valves |  | B3/23/01-E
| B3/23/01 | 200000 | 230500 | F | Thermal-energy flowmeter | Item | 1 | 32525 | 32525 | W | W2305018 | Thermal-energy flowmeter |  | B3/23/01-F
3 | B3/23/01 |  |  |  | 230713 - DUCT INSULATION |  |  |  | 437800
4 | B3/23/01 |  |  |  | Duct insulation |  |  |  | 107300
| B3/23/01 | 200000 | 230700 | G | Mineral-fiber blanket thermal insulation 50mm thick | m2 | 3700 | 29 | 107300 | W | W2307084 | Mineral-fiber blanket thermal insulation 50mm thick |  | B3/23/01-G
4 | B3/23/01 |  |  |  | Field-applied jackets |  |  |  | 330500
| B3/23/01 | 200000 | 230700 | H | Aluminum jacketing 0.6mm thick for ducts in mechancial rooms or exposed to view | m2 | 5300 | 60 | 318000 | W | W2307085 | Aluminum jacketing 0.6mm thick for ducts in mechancial rooms or exposed to view |  | B3/23/01-H
| B3/23/01 | 200000 | 230700 | J | FSK jacketing for concealed ducts | Item | 1 | 12500 | 12500 | W | W2307086 | FSK jacketing for concealed ducts |  | B3/23/01-J
3 | B3/23/02 |  |  |  | 230719 - HVAC PIPING INSULATION |  |  |  | 394944.8
4 | B3/23/02 |  |  |  | Interior insulation application. for condensate drain piping. pipes, all sizes: 19 mm thick flexible elastomeric |  |  |  | 32395
| B3/23/02 | 200000 | 230700 | A | 20 mm dia | m | 1100 | 21.25 | 23375 | W | W2307087 | 20 mm dia |  | B3/23/02-A
| B3/23/02 | 200000 | 230700 | B | 50 mm dia | m | 220 | 41 | 9020 | W | W2307088 | 50 mm dia |  | B3/23/02-B
4 | B3/23/02 |  |  |  | Interior insulation application. for chilled-water supply and return. pipe, all sizes: 50 mm thick mineral fiber with FSK jacketing for concealed pipes |  |  |  | 106403.85
| B3/23/02 | 200000 | 230700 | C | 20 mm dia | m | 870 | 40.63 | 35348.1 | W | W2307089 | 20 mm dia |  | B3/23/02-C
| B3/23/02 | 200000 | 230700 | D | 25 mm dia | m | 120 | 48.88 | 5865.6 | W | W2307090 | 25 mm dia |  | B3/23/02-D
| B3/23/02 | 200000 | 230700 | E | 32 mm dia | m | 255 | 57.5 | 14662.5 | W | W2307091 | 32 mm dia |  | B3/23/02-E
| B3/23/02 | 200000 | 230700 | F | 40 mm dia | m | 25 | 67.63 | 1690.75 | W | W2307092 | 40 mm dia |  | B3/23/02-F
| B3/23/02 | 200000 | 230700 | G | 50 mm dia | m | 180 | 80.5 | 14490 | W | W2307093 | 50 mm dia |  | B3/23/02-G
| B3/23/02 | 200000 | 230700 | H | 65 mm dia | m | 130 | 103.88 | 13504.4 | W | W2307094 | 65 mm dia |  | B3/23/02-H
| B3/23/02 | 200000 | 230700 | J | 200 mm dia | m | 70 | 297.75 | 20842.5 | W | W2307095 | 200 mm dia |  | B3/23/02-J
4 | B3/23/02 |  |  |  | Interior insulation application. for chilled-water supply and return. pipe, all sizes: 50 mm thick mineral fiber with aluminum jacketing for pipes in mechanical rooms or exposed to view |  |  |  | 256145.95
| B3/23/02 | 200000 | 230700 | K | 20 mm dia | m | 555 | 38.75 | 21506.25 | W | W2307096 | 20 mm dia |  | B3/23/02-K
| B3/23/02 | 200000 | 230700 | L | 25 mm dia | m | 240 | 46.63 | 11191.2 | W | W2307097 | 25 mm dia |  | B3/23/02-L
| B3/23/02 | 200000 | 230700 | M | 32 mm dia | m | 125 | 77.5 | 9687.5 | W | W2307098 | 32 mm dia |  | B3/23/02-M
| B3/23/03 | 200000 | 230700 | A | 40 mm dia | m | 105 | 92.88 | 9752.4 | W | W2307099 | 40 mm dia |  | B3/23/03-A
| B3/23/03 | 200000 | 230700 | B | 50 mm dia | m | 60 | 116.25 | 6975 | W | W2307100 | 50 mm dia |  | B3/23/03-B
| B3/23/03 | 200000 | 230700 | C | 65 mm dia | m | 110 | 145.13 | 15964.3 | W | W2307101 | 65 mm dia |  | B3/23/03-C
| B3/23/03 | 200000 | 230700 | D | 80 mm dia | m | 105 | 174 | 18270 | W | W2307102 | 80 mm dia |  | B3/23/03-D
| B3/23/03 | 200000 | 230700 | E | 100 mm dia | m | 180 | 161.38 | 29048.4 | W | W2307103 | 100 mm dia |  | B3/23/03-E
| B3/23/03 | 200000 | 230700 | F | 150 mm dia | m | 100 | 222.25 | 22225 | W | W2307104 | 150 mm dia |  | B3/23/03-F
| B3/23/03 | 200000 | 230700 | G | 200 mm dia | m | 305 | 303.13 | 92454.65 | W | W2307105 | 200 mm dia |  | B3/23/03-G
| B3/23/03 | 200000 | 230700 | H | 250 mm dia | m | 55 | 346.75 | 19071.25 | W | W2307106 | 250 mm dia |  | B3/23/03-H
3 | B3/23/03 |  |  |  | 230900 - BUILDING MANAGEMENT SYSTEM (BMS) |  |  |  | 1100125
4 | B3/23/03 |  |  |  | Bms system |  |  |  | 1100125
| B3/23/03 | 200000 | 230900 | J | Supply, installation, testing and commissioning of the building management system to deliver a complete and integrated system in accordance with the specifications and design drawings | Item | 1 | 1100125 | 1100125 | W | W2309003 | Supply, installation, testing and commissioning of the building management system to deliver a complete and integrated system in accordance with the specifications and design drawings |  | B3/23/03-J
3 | B3/23/03 |  |  |  | 231113 - FACILITY FUEL OIL PIPING |  |  |  | 18635.63
4 | B3/23/03 |  |  |  | steel pipe : astm a 53/a 53m black steel, schedule 40 type e . including flexible hose dielectric unions, welding filler metal, strainers, gaskets, bolting, sleeves and plates |  |  |  | 18635.63
| B3/23/03 | 200000 | 231000 | K | 50 mm dia | m | 50 | 126.63 | 6331.5 | W | W2310027 | 50 mm dia |  | B3/23/03-K
| B3/23/03 | 200000 | 231000 | L | steel pipe for vent | Item | 1 | 12304.13 | 12304.13 | W | W2310028 | steel pipe for vent |  | B3/23/03-L
3 | B3/23/04 |  |  |  | Manual fuel-oil shutoff valves |  |  |  | 468631.88
4 | B3/23/04 |  |  |  | Specialty valves |  |  |  | 119968.75
| B3/23/04 | 200000 | 231000 | A | Pressure-relief valves | Item | 1 | 10968.75 | 10968.75 | W | W2310029 | Pressure-relief valves |  | B3/23/04-A
| B3/23/04 | 200000 | 231000 | B | Oil safety valves | Item | 1 | 9718.75 | 9718.75 | W | W2310030 | Oil safety valves |  | B3/23/04-B
| B3/23/04 | 200000 | 231000 | C | Drain valves | Item | 1 | 5968.75 | 5968.75 | W | W2310031 | Drain valves |  | B3/23/04-C
| B3/23/04 | 200000 | 231000 | D | Float valves | Item | 1 | 9718.75 | 9718.75 | W | W2310032 | Float valves |  | B3/23/04-D
| B3/23/04 | 200000 | 231000 | E | Emergency shut-off valves | Item | 1 | 17218.75 | 17218.75 | W | W2310033 | Emergency shut-off valves |  | B3/23/04-E
| B3/23/04 | 200000 | 231000 | F | Mechaical leak detector | Item | 1 | 46937.5 | 46937.5 | W | W2310034 | Mechaical leak detector |  | B3/23/04-F
| B3/23/04 | 200000 | 231000 | G | Check valves | Item | 1 | 9718.75 | 9718.75 | W | W2310035 | Check valves |  | B3/23/04-G
| B3/23/04 | 200000 | 231000 | H | Solenoid valve | Item | 1 | 9718.75 | 9718.75 | W | W2310036 | Solenoid valve |  | B3/23/04-H
4 | B3/23/04 |  |  |  | Tanks : underground steel fuel-oil storage tank, horizontal, supports and fittings complete with necessary accessories; as per specified |  |  |  | 325412.5
| B3/23/04 | 200000 | 231000 | J | FT-MTH-01 | Nr | 1 | 325412.5 | 325412.5 | W | W2310037 | FT-MTH-01 |  | B3/23/04-J
4 | B3/23/04 |  |  |  | Fuel filling point cabinet including civil works and all accessories; as specified. |  |  |  | 75.63
| B3/23/04 | 200000 | 231000 | K | 50 mm dia | Nr | 1 | 75.63 | 75.63 | W | W2310038 | 50 mm dia |  | B3/23/04-K
4 | B3/23/04 |  |  |  | Submersible fuel oil pump |  |  |  | 23175
| B3/23/04 | 200000 | 231000 | L | FOP-MTH-01 & 02 | Nr | 2 | 11587.5 | 23175 | W | W2310039 | FOP-MTH-01 & 02 |  | B3/23/04-L
3 | B3/23/05 |  |  |  | 231118 - LUBE OIL STORAGE TANKS AND PIPING |  |  |  | 2066007.28
4 | B3/23/05 |  |  |  | supply, installation, testing and commissioning of underground storage tanks, complete with all accessories, valves, cathodic protection, level gage, leak detection system and all necessary civil and earthworks. |  |  |  | 2060200
| B3/23/05 | 200000 | 231000 | A | 2500 Liters underground oil tank | Nr | 2 | 1030100 | 2060200 | W | W2310040 | 2500 Liters underground oil tank |  | B3/23/05-A
4 | B3/23/05 |  |  |  | HDPE oil pipes, complete with all necessary tubes, accessories and fittings as described in the specification |  |  |  | 5807.28
| B3/23/05 | 200000 | 231000 | B | 50mm diameter | m | 6 | 126.63 | 759.78 | W | W2310041 | 50mm diameter |  | B3/23/05-B
| B3/23/05 | 200000 | 231000 | C | 110mm diameter | m | 15 | 336.5 | 5047.5 | W | W2310042 | 110mm diameter |  | B3/23/05-C
3 | B3/23/05 |  |  |  | 232113 - HYDRONIC PIPING |  |  |  | 2078796.74
4 | B3/23/05 |  |  |  | Black steel pipe for chilled water, complete with fitting, joints, flexible connectors, unions, flanges, couplings |  |  |  | 1103352.85
| B3/23/05 | 200000 | 232000 | D | 20 mm dia | m | 1425 | 95.38 | 135916.5 | W | W2320082 | 20 mm dia |  | B3/23/05-D
| B3/23/05 | 200000 | 232000 | E | 25 mm dia | m | 360 | 114.13 | 41086.8 | W | W2320083 | 25 mm dia |  | B3/23/05-E
| B3/23/05 | 200000 | 232000 | F | 32 mm dia | m | 380 | 140.5 | 53390 | W | W2320084 | 32 mm dia |  | B3/23/05-F
| B3/23/05 | 200000 | 232000 | G | 40 mm dia | m | 130 | 166.75 | 21677.5 | W | W2320085 | 40 mm dia |  | B3/23/05-G
| B3/23/05 | 200000 | 232000 | H | 50 mm dia | m | 240 | 190.88 | 45811.2 | W | W2320086 | 50 mm dia |  | B3/23/05-H
| B3/23/05 | 200000 | 232000 | J | 65 mm dia | m | 240 | 225.88 | 54211.2 | W | W2320087 | 65 mm dia |  | B3/23/05-J
| B3/23/05 | 200000 | 232000 | K | 80 mm dia | m | 105 | 285.25 | 29951.25 | W | W2320088 | 80 mm dia |  | B3/23/05-K
| B3/23/05 | 200000 | 232000 | L | 100 mm dia | m | 180 | 1576.88 | 283838.4 | W | W2320089 | 100 mm dia |  | B3/23/05-L
| B3/23/06 | 200000 | 232000 | A | 150 mm dia | m | 100 | 570.25 | 57025 | W | W2320090 | 150 mm dia |  | B3/23/06-A
| B3/23/06 | 200000 | 232000 | B | 200 mm dia | m | 375 | 844.13 | 316548.75 | W | W2320091 | 200 mm dia |  | B3/23/06-B
| B3/23/06 | 200000 | 232000 | C | 250 mm dia | m | 55 | 1161.75 | 63896.25 | W | W2320092 | 250 mm dia |  | B3/23/06-C
4 | B3/23/06 |  |  |  | Preinsulated Black steel pipe for chilled water, complete with fitting, joints, flexible connectors, unions, flanges, couplings |  |  |  | 836460
| B3/23/06 | 200000 | 232000 | D | 250 mm dia | m | 720 | 1161.75 | 836460 | W | W2320093 | 250 mm dia |  | B3/23/06-D
4 | B3/23/06 |  |  |  | Upvc plastic pipe for condensate water, complete with fitting, joints, flexible connectors, unions, flanges, couplings |  |  |  | 103447.26
| B3/23/06 | 200000 | 232000 | E | 20 mm dia | m | 1100 | 37.63 | 41393 | W | W2320094 | 20 mm dia |  | B3/23/06-E
| B3/23/06 | 200000 | 232000 | F | 50 mm dia | m | 220 | 70.63 | 15538.6 | W | W2320095 | 50 mm dia |  | B3/23/06-F
| B3/23/06 | 200000 | 232000 | G | Valves & hydronic valves : ball valves | Item | 1 | 5171.88 | 5171.88 | W | W2320096 | Valves & hydronic valves : ball valves |  | B3/23/06-G
| B3/23/06 | 200000 | 232000 | H | Valves & hydronic valves : gate valves | Item | 1 | 5171.88 | 5171.88 | W | W2320097 | Valves & hydronic valves : gate valves |  | B3/23/06-H
| B3/23/06 | 200000 | 232000 | J | Valves & hydronic valves : globe valves | Item | 1 | 5171.88 | 5171.88 | W | W2320098 | Valves & hydronic valves : globe valves |  | B3/23/06-J
| B3/23/06 | 200000 | 232000 | K | Valves & hydronic valves : balancing valves | Item | 1 | 8921.88 | 8921.88 | W | W2320099 | Valves & hydronic valves : balancing valves |  | B3/23/06-K
| B3/23/06 | 200000 | 232000 | L | Valves & hydronic valves : flow control valve | Item | 1 | 11421.88 | 11421.88 | W | W2320100 | Valves & hydronic valves : flow control valve |  | B3/23/06-L
| B3/23/06 | 200000 | 232000 | M | Valves & hydronic valves : drain valves | Item | 1 | 5171.88 | 5171.88 | W | W2320101 | Valves & hydronic valves : drain valves |  | B3/23/06-M
| B3/23/06 | 200000 | 232000 | N | Valves & hydronic valves : automatic air vent | Item | 1 | 5484.38 | 5484.38 | W | W2320102 | Valves & hydronic valves : automatic air vent |  | B3/23/06-N
4 | B3/23/06 |  |  |  | Expansion tanks |  |  |  | 17306.25
| B3/23/06 | 200000 | 232000 | P | ET-ETS1-GR-01&02 | Nr | 2 | 5768.75 | 11537.5 | W | W2320103 | ET-ETS1-GR-01&02 |  | B3/23/06-P
| B3/23/06 | 200000 | 232000 | Q | ET-MTH-GF-01 | Nr | 1 | 5768.75 | 5768.75 | W | W2320104 | ET-MTH-GF-01 |  | B3/23/06-Q
4 | B3/23/07 |  |  |  | Air separator |  |  |  | 18230.38
| B3/23/07 | 200000 | 232000 | A | AS-ETS1-GR-01 | Nr | 1 | 18230.38 | 18230.38 | W | W2320105 | AS-ETS1-GR-01 |  | B3/23/07-A
3 | B3/23/07 |  |  |  | 232123 - HYDRONIC PUMPS |  |  |  | 158112.5
4 | B3/23/07 |  |  |  | Chilled water pumps including casing, impeller, motor, shaft and sleeve, seals, pump and motor bearings, rings and couplings, mounting frames and all necessary accessories listed in the specification and drawings |  |  |  | 158112.5
| B3/23/07 | 200000 | 232000 | B | CWP-ETS1-GR-01 TO 04 | Nr | 4 | 36287.5 | 145150 | W | W2320106 | CWP-ETS1-GR-01 TO 04 |  | B3/23/07-B
| B3/23/07 | 200000 | 232000 | C | MUP-ETS1-GR-01 | Nr | 1 | 12962.5 | 12962.5 | W | W2320107 | MUP-ETS1-GR-01 |  | B3/23/07-C
3 | B3/23/07 |  |  |  | 232500 - HVAC WATER TREATMENT |  |  |  | 20025.13
4 | B3/23/07 |  |  |  | Chemical treatment as specified |  |  |  | 20025.13
| B3/23/07 | 200000 | 232500 | D | CTU-ETS1-GR-01 | Nr | 1 | 20025.13 | 20025.13 | W | W2325003 | CTU-ETS1-GR-01 |  | B3/23/07-D
3 | B3/23/07 |  |  |  | 233113 - METAL DUCTS |  |  |  | 6370469.96
4 | B3/23/07 |  |  |  | Metal ducts, including plates, sealant, hangers, supports, casings, tie-rods and all the necessary accessories as per specifications |  |  |  | 4333945.2
| B3/23/07 | 200000 | 233100 | E | Galvanized, sheet steel | kg | 88665 | 48.88 | 4333945.2 | W | W2331007 | Galvanized, sheet steel |  | B3/23/07-E
4 | B3/23/07 |  |  |  | Duct liner |  |  |  | 796599.88
| B3/23/07 | 200000 | 233100 | F | Duct liner | Item | 1 | 796599.88 | 796599.88 | W | W2331008 | Duct liner |  | B3/23/07-F
4 | B3/23/07 |  |  |  | Fire stopping |  |  |  | 1239924.88
| B3/23/07 | 200000 | 233100 | G | Fire resistant sealant | Item | 1 | 1239924.88 | 1239924.88 | W | W2331009 | Fire resistant sealant |  | B3/23/07-G
3 | B3/23/08 |  |  |  | 233300 - AIR DUCT ACCESSORIES |  |  |  | 2260149.52
4 | B3/23/08 |  |  |  | Dampers |  |  |  | 695466.13
| B3/23/08 | 200000 | 233000 | A | Manual-volume dampers | Item | 1 | 695466.13 | 695466.13 | W | W2330012 | Manual-volume dampers |  | B3/23/08-A
4 | B3/23/08 |  |  |  | Backdraft and pressure relief dampers |  |  |  | 1564683.39
| B3/23/08 | 200000 | 233000 | B | BDD | Item | 1 | 463644.13 | 463644.13 | W | W2330013 | BDD |  | B3/23/08-B
| B3/23/08 | 200000 | 233000 | C | Fire dampers | Item | 1 | 917128.63 | 917128.63 | W | W2330014 | Fire dampers |  | B3/23/08-C
| B3/23/08 | 200000 | 233000 | D | Flexible ducts | Item | 1 | 183910.63 | 183910.63 | W | W2330015 | Flexible ducts |  | B3/23/08-D
3 | B3/23/08 |  |  |  | 233423 - HVAC POWER VENTILATORS |  |  |  | 118950
4 | B3/23/08 |  |  |  | 233416 - CENTRIFUGAL HVAC FANS |  |  |  | 118950
5 | B3/23/08 |  |  |  | Fan unit, inline centrifugal, belt-driven centrifugal fans consisting of housing, wheel, fan shaft, bearings, motor and disconnect switch, drive assembly, support structure and all necessary accessories as specified |  |  |  | 118950
6 | B3/23/08 |  |  |  | MTH |  |  |  | 114375
| B3/23/08 | 200000 | 233400 | E | EF-VMC-RF-01 | Nr | 1 | 2287.5 | 2287.5 | W | W2334038 | EF-VMC-RF-01 |  | B3/23/08-E
| B3/23/08 | 200000 | 233400 | F | EF-VMC-RF-02 | Nr | 1 | 2287.5 | 2287.5 | W | W2334039 | EF-VMC-RF-02 |  | B3/23/08-F
| B3/23/08 | 200000 | 233400 | G | EF-VMC-RF-03 | Nr | 1 | 2287.5 | 2287.5 | W | W2334040 | EF-VMC-RF-03 |  | B3/23/08-G
| B3/23/08 | 200000 | 233400 | H | EF-VMC-RF-04 | Nr | 1 | 2287.5 | 2287.5 | W | W2334041 | EF-VMC-RF-04 |  | B3/23/08-H
| B3/23/08 | 200000 | 233400 | J | EF-VMC-RF-05 | Nr | 1 | 2287.5 | 2287.5 | W | W2334042 | EF-VMC-RF-05 |  | B3/23/08-J
| B3/23/08 | 200000 | 233400 | K | EF-VMC-RF-06 | Nr | 1 | 2287.5 | 2287.5 | W | W2334043 | EF-VMC-RF-06 |  | B3/23/08-K
| B3/23/08 | 200000 | 233400 | L | EF-VMC-RF-07 | Nr | 1 | 2287.5 | 2287.5 | W | W2334044 | EF-VMC-RF-07 |  | B3/23/08-L
| B3/23/09 | 200000 | 233400 | A | EF-VMC-RF-08 | Nr | 1 | 2287.5 | 2287.5 | W | W2334045 | EF-VMC-RF-08 |  | B3/23/09-A
| B3/23/09 | 200000 | 233400 | B | EF-VMC-GF-02 | Nr | 1 | 2287.5 | 2287.5 | W | W2334046 | EF-VMC-GF-02 |  | B3/23/09-B
| B3/23/09 | 200000 | 233400 | C | EF-VMC-GF-01 | Nr | 1 | 2287.5 | 2287.5 | W | W2334047 | EF-VMC-GF-01 |  | B3/23/09-C
| B3/23/09 | 200000 | 233400 | D | EF-VMC-M1-01 to 04 | Nr | 4 | 2287.5 | 9150 | W | W2334048 | EF-VMC-M1-01 to 04 |  | B3/23/09-D
| B3/23/09 | 200000 | 233400 | E | EF-VMC-M1-05 to 08 | Nr | 4 | 2287.5 | 9150 | W | W2334049 | EF-VMC-M1-05 to 08 |  | B3/23/09-E
| B3/23/09 | 200000 | 233400 | F | EF-VMC-M1-09 to 11 | Nr | 3 | 2287.5 | 6862.5 | W | W2334050 | EF-VMC-M1-09 to 11 |  | B3/23/09-F
| B3/23/09 | 200000 | 233400 | G | ER-VMC-GF-01 to 19 | Nr | 19 | 2287.5 | 43462.5 | W | W2334051 | ER-VMC-GF-01 to 19 |  | B3/23/09-G
| B3/23/09 | 200000 | 233400 | H | SF-VMC-RF-01 to 15 | Nr | 10 | 2287.5 | 22875 | W | W2334052 | SF-VMC-RF-01 to 15 |  | B3/23/09-H
6 | B3/23/09 |  |  |  | LD&HD |  |  |  | 4575
| B3/23/09 | 200000 | 233400 | J | EF-LD-GF-01 | Nr | 1 | 2287.5 | 2287.5 | W | W2334053 | EF-LD-GF-01 |  | B3/23/09-J
| B3/23/09 | 200000 | 233400 | K | EF-HD-GF-01 | Nr | 1 | 2287.5 | 2287.5 | W | W2334054 | EF-HD-GF-01 |  | B3/23/09-K
3 | B3/23/09 |  |  |  | 233413 - AXIAL HVAC FANS |  |  |  | 22875
4 | B3/23/09 |  |  |  | Propeller fans, belt-driven or direct-drive propeller fans, as indicated, consisting of fan blades, hub, housing, orifice ring, motor, drive, and accessories |  |  |  | 22875
| B3/23/09 | 200000 | 233400 | L | SF-VMC-RF-01 to 15 | Nr | 10 | 2287.5 | 22875 | W | W2334055 | SF-VMC-RF-01 to 15 |  | B3/23/09-L
3 | B3/23/09 |  |  |  | 233600 - AIR TERMINAL UNITS |  |  |  | 261750
4 | B3/23/09 |  |  |  | Single-duct air terminals : variable air volume box (vav), complete with casing, lining, plenum air inlets and outlets, access, volume damper, single duct terminals, attenuator section, multioutlet attenuator section, round outlet, coils and controls |  |  |  | 261750
| B3/23/09 | 200000 | 233600 | M | VAV | Nr | 40 | 6543.75 | 261750 | W | W2336048 | VAV |  | B3/23/09-M
3 | B3/23/10 |  |  |  | 233713 - DIFFUSERS, REGISTERS, AND GRILLES |  |  |  | 911007.15
4 | B3/23/10 |  |  |  | Diffusers: supply/return/fresh air/transfer and exhaust square ceiling diffusers |  |  |  | 335695
| B3/23/10 | 200000 | 233700 | A | SCD 600x600 | Nr | 300 | 517.25 | 155175 | W | W2337010 | SCD 600x600 |  | B3/23/10-A
| B3/23/10 | 200000 | 233700 | B | RCD 600x600 | Nr | 300 | 579.75 | 173925 | W | W2337011 | RCD 600x600 |  | B3/23/10-B
| B3/23/10 | 200000 | 233700 | C | SCD 150x150 | Nr | 20 | 329.75 | 6595 | W | W2337012 | SCD 150x150 |  | B3/23/10-C
4 | B3/23/10 |  |  |  | Registers: supply/return/ fresh air/ exhaust registers |  |  |  | 133934.1
| B3/23/10 | 200000 | 233700 | D | SR 900x350 | Nr | 60 | 1079.75 | 64785 | W | W2337013 | SR 900x350 |  | B3/23/10-D
| B3/23/10 | 200000 | 233700 | E | ER 900x350 | Nr | 60 | 829.75 | 49785 | W | W2337014 | ER 900x350 |  | B3/23/10-E
| B3/23/10 | 200000 | 233700 | F | ER150x150 | Nr | 70 | 276.63 | 19364.1 | W | W2337015 | ER150x150 |  | B3/23/10-F
4 | B3/23/10 |  |  |  | Slot diffusers: supply/return linear slot diffusers |  |  |  | 441378.05
| B3/23/10 | 200000 | 233700 | G | SLD-1200mm- 2S - N.S ?200mm each | Nr | 160 | 1158.13 | 185300.8 | W | W2337016 | SLD-1200mm- 2S - N.S ?200mm each |  | B3/23/10-G
| B3/23/10 | 200000 | 233700 | H | RLD-1200mm- 2S - N.S ?200mm each | Nr | 160 | 1017.25 | 162760 | W | W2337017 | RLD-1200mm- 2S - N.S ?200mm each |  | B3/23/10-H
| B3/23/10 | 200000 | 233700 | J | Grilles: door grilles | Item | 1 | 26992.25 | 26992.25 | W | W2337018 | Grilles: door grilles |  | B3/23/10-J
| B3/23/10 | 200000 | 233700 | K | Sound attenuator | Item | 1 | 66325 | 66325 | W | W2337019 | Sound attenuator |  | B3/23/10-K
3 | B3/23/11 |  |  |  | 237313 - MODULAR INDOOR CENTRAL-STATION AIR-HANDLING UNITS |  |  |  | 3962310
4 | B3/23/11 |  |  |  | Factory assembled, consisting of fans, motor and drive assembly, coils, damper, plenums, filters, drip pans, mixing dampers,humidifiers and discharge collars with flexible duct connectors |  |  |  | 3962310
5 | B3/23/11 |  |  |  | MTH |  |  |  | 3962310
| B3/23/11 | 200000 | 233700 | A | AHU-VMC-RF-01 | Nr | 1 | 148965 | 148965 | W | W2337020 | AHU-VMC-RF-01 |  | B3/23/11-A
| B3/23/11 | 200000 | 233700 | B | AHU-VMC-RF-02 | Nr | 1 | 148965 | 148965 | W | W2337021 | AHU-VMC-RF-02 |  | B3/23/11-B
| B3/23/11 | 200000 | 233700 | C | AHU-VMC-RF-03 | Nr | 1 | 148965 | 148965 | W | W2337022 | AHU-VMC-RF-03 |  | B3/23/11-C
| B3/23/11 | 200000 | 233700 | D | AHU-VMC-RF-04 | Nr | 1 | 148965 | 148965 | W | W2337023 | AHU-VMC-RF-04 |  | B3/23/11-D
| B3/23/11 | 200000 | 233700 | E | AHU-VMC-RF-05-01 & 02 | Nr | 2 | 148965 | 297930 | W | W2337024 | AHU-VMC-RF-05-01 & 02 |  | B3/23/11-E
| B3/23/11 | 200000 | 233700 | F | AHU-VMC-RF-06 | Nr | 1 | 148965 | 148965 | W | W2337025 | AHU-VMC-RF-06 |  | B3/23/11-F
| B3/23/11 | 200000 | 233700 | G | AHU-VMC-RF-07 | Nr | 1 | 148965 | 148965 | W | W2337026 | AHU-VMC-RF-07 |  | B3/23/11-G
| B3/23/11 | 200000 | 233700 | H | AHU-VMC-M1-01-01 & 02 | Nr | 2 | 148965 | 297930 | W | W2337027 | AHU-VMC-M1-01-01 & 02 |  | B3/23/11-H
| B3/23/11 | 200000 | 233700 | J | FAHU-VMC-RF-04 | Nr | 1 | 206055 | 206055 | W | W2337028 | FAHU-VMC-RF-04 |  | B3/23/11-J
| B3/23/11 | 200000 | 233700 | K | MAHU-VMC-RF-01 | Nr | 1 | 206055 | 206055 | W | W2337029 | MAHU-VMC-RF-01 |  | B3/23/11-K
| B3/23/11 | 200000 | 233700 | L | FAHU-VMC-M1-02 | Nr | 1 | 206055 | 206055 | W | W2337030 | FAHU-VMC-M1-02 |  | B3/23/11-L
| B3/23/11 | 200000 | 233700 | M | FAHU-VMC-M1-03 | Nr | 1 | 206055 | 206055 | W | W2337031 | FAHU-VMC-M1-03 |  | B3/23/11-M
| B3/23/11 | 200000 | 233700 | N | FAHU-VMC-M1-04 | Nr | 1 | 206055 | 206055 | W | W2337032 | FAHU-VMC-M1-04 |  | B3/23/11-N
| B3/23/11 | 200000 | 233700 | P | FAHU-VMC-M1-01 | Nr | 1 | 206055 | 206055 | W | W2337033 | FAHU-VMC-M1-01 |  | B3/23/11-P
| B3/23/11 | 200000 | 233700 | Q | FAHU-VMC-M1-08 | Nr | 1 | 206055 | 206055 | W | W2337034 | FAHU-VMC-M1-08 |  | B3/23/11-Q
| B3/23/12 | 200000 | 233700 | A | FAHU-VMC-M1-09 | Nr | 1 | 206055 | 206055 | W | W2337035 | FAHU-VMC-M1-09 |  | B3/23/12-A
| B3/23/12 | 200000 | 233700 | B | FAHU-VMC-M1-05 | Nr | 1 | 206055 | 206055 | W | W2337036 | FAHU-VMC-M1-05 |  | B3/23/12-B
| B3/23/12 | 200000 | 233700 | C | FAHU-VMC-RF-01 | Nr | 1 | 206055 | 206055 | W | W2337037 | FAHU-VMC-RF-01 |  | B3/23/12-C
| B3/23/12 | 200000 | 233700 | D | FAHU-VMC-RF-02 & 03 | Nr | 2 | 206055 | 412110 | W | W2337038 | FAHU-VMC-RF-02 & 03 |  | B3/23/12-D
3 | B3/23/12 |  |  |  | 238219 - FAN-COIL UNITS |  |  |  | 575437.5
4 | B3/23/12 |  |  |  | Concealed units: an enclosed including cabinet, chassis, coil, drain pans, fan and motor with cooling coil as specified, filters, dampers, control, outlet duct colar and all other necessary accessories listed in the specifications |  |  |  | 575437.5
5 | B3/23/12 |  |  |  | MTH |  |  |  | 575437.5
| B3/23/12 | 200000 | 238219 | E | FCU | Nr | 110 | 5231.25 | 575437.5 | W | W2382196 | FCU |  | B3/23/12-E
3 | B3/23/12 |  |  |  | 237413 - SPLIT-SYSTEM AIR-CONDITIONERS |  |  |  | 4828246.64
4 | B3/23/12 |  |  |  | Split unit without heat pump. Concealed evaporator fan, including evaporator with refrigerant coil, fan, fan motor, filters, cabling/wiring, casing, compressor, mounting base, controld and other necessary accessories listed in the specifications |  |  |  | 1974592.5
5 | B3/23/12 |  |  |  | SITE |  |  |  | 348457.5
| B3/23/12 | 200000 | 237400 | F | SRAC-01/SRCU-01 | Nr | 1 | 116152.5 | 116152.5 | W | W2374018 | SRAC-01/SRCU-01 |  | B3/23/12-F
| B3/23/12 | 200000 | 237400 | G | SRAC-02/SRCU-02 | Nr | 2 | 116152.5 | 232305 | W | W2374019 | SRAC-02/SRCU-02 |  | B3/23/12-G
5 | B3/23/12 |  |  |  | LD&HD |  |  |  | 1626135
| B3/23/12 | 200000 | 237400 | H | SRAC-01/SRCU-01 | Nr | 14 | 116152.5 | 1626135 | W | W2374020 | SRAC-01/SRCU-01 |  | B3/23/12-H
4 | B3/23/13 |  |  |  | Plate heat exchangers, including piping connections, gaskets and all other accessories listed in the specification |  |  |  | 1005623.64
| B3/23/13 | 200000 | 237400 | A | HEX-ETS1-GR-01 TO 03 | Nr | 3 | 332257.88 | 996773.64 | W | W2374021 | HEX-ETS1-GR-01 TO 03 |  | B3/23/13-A
| B3/23/13 | 200000 | 237400 | B | HEX-VMC-GF-01 | Nr | 1 | 8850 | 8850 | W | W2374022 | HEX-VMC-GF-01 |  | B3/23/13-B
4 | B3/23/13 |  |  |  | Solar collectors and all other accessories listed in the specification |  |  |  | 1552155.5
| B3/23/13 | 200000 | 237400 | C | Solar panel collecting area | m2 | 938 | 1654.75 | 1552155.5 | W | W2374023 | Solar panel collecting area |  | B3/23/13-C
4 | B3/23/13 |  |  |  | SIDE STREAM FILTRATION UNIT |  |  |  | 34087.5
| B3/23/13 | 200000 | 237400 | D | SSF-ETS1-GR-01 | Nr | 1 | 34087.5 | 34087.5 | W | W2374024 | SSF-ETS1-GR-01 |  | B3/23/13-D
4 | B3/23/13 |  |  |  | Kitchen exhaust ecology units : fan unit: a package consisting of a backward inclined exhaust fan with heavy duty bearings, fan isolators, sound attenuation, two grease sheaves, filter box and odour reducing pellets section. |  |  |  | 2287.5
| B3/23/13 | 200000 | 237400 | E | EU-VMC-RF-01 | Nr | 1 | 2287.5 | 2287.5 | W | W2374025 | EU-VMC-RF-01 |  | B3/23/13-E
4 | B3/23/13 |  |  |  | HOT WATER STORAGE TANK WITH SOLAR SYSTEM CONNECTIONS |  |  |  | 123150
| B3/23/13 | 200000 | 237400 | F | HWST-MTH-GF-01 | Nr | 2 | 30787.5 | 61575 | W | W2374026 | HWST-MTH-GF-01 |  | B3/23/13-F
| B3/23/13 | 200000 | 237400 | G | HWST-MTH-GF-02 | Nr | 2 | 30787.5 | 61575 | W | W2374027 | HWST-MTH-GF-02 |  | B3/23/13-G
4 | B3/23/13 |  |  |  | CIRCULATION PUMPS |  |  |  | 136350
| B3/23/13 | 200000 | 237400 | H | CP-MTH-GF-03 | Nr | 2 | 34087.5 | 68175 | W | W2374028 | CP-MTH-GF-03 |  | B3/23/13-H
| B3/23/13 | 200000 | 237400 | J | CP-MTH-GF-04 | Nr | 2 | 34087.5 | 68175 | W | W2374029 | CP-MTH-GF-04 |  | B3/23/13-J
3 | B3/23/14 |  |  |  | 231118 - LUBE OIL STORAGE TANKS AND PIPING |  |  |  | 656346.53
4 | B3/23/14 |  |  |  | supply, installation, testing and commissioning of underground storage tanks, complete with all accessories, valves, cathodic protection, level gage, leak detection system and all necessary civil and earthworks. |  |  |  | 650825
| B3/23/14 | 200000 | 231000 | A | 2500 Liters underground oil tank | Nr | 2 | 325412.5 | 650825 | W | W2310043 | 2500 Liters underground oil tank |  | B3/23/14-A
4 | B3/23/14 |  |  |  | HDPE oil pipes, complete with all necessary tubes, accessories and fittings as described in the specification |  |  |  | 5521.53
| B3/23/14 | 200000 | 231000 | B | 50mm diameter | Nr | 6 | 123.38 | 740.28 | W | W2310044 | 50mm diameter |  | B3/23/14-B
| B3/23/14 | 200000 | 231000 | C | 110mm diameter | Nr | 15 | 318.75 | 4781.25 | W | W2310045 | 110mm diameter |  | B3/23/14-C
c | B3/23/14 |  |  |  | 23 - HEATING, VENTILATING AND AIR CONDITIONING
c | B3/23/14 |  |  |  | To Summary
2 | B3/26/01 |  |  |  | 26 - ELECTRICAL |  |  |  | 57241117.38
3 | B3/26/01 |  |  |  | 260513 - MEDIUM-VOLTAGE CABLES |  |  |  | 1053029.6
4 | B3/26/01 |  |  |  | Supply and installation of Multi-core aluminium conductors, xlpe insulated, LLDPE outer sheath, unarmoured mv cables, rated 36kv; |  |  |  | 1002498
| B3/26/01 | 200000 | 260500 | A | 3 x 400 mm2 | m | 2100 | 477.38 | 1002498 | Z | Z2605095 | 3 x 400 mm2 |  | B3/26/01-A
4 | B3/26/01 |  |  |  | Multi-core copper conductors, xlpe insulated, extruded pvc outer sheath, unarmoured mv cables, rated 18/30 (36)kv; |  |  |  | 50531.6
| B3/26/01 | 200000 | 260500 | B | 3 x 185 mm2 | m | 70 | 721.88 | 50531.6 | Z | Z2605096 | 3 x 185 mm2 |  | B3/26/01-B
3 | B3/26/01 |  |  |  | 260519 - LOW-VOLTAGE ELECTRICAL POWER CONDUCTORS AND CABLES |  |  |  | 3121179.35
4 | B3/26/01 |  |  |  | Supply and installation of Fire resistant cable type fr6; multi-core copper conductor; galvanized steel wire-armoured; rated 0.6/1 kv; |  |  |  | 30237.9
| B3/26/01 | 200000 | 260500 | C | 4 x 10 mm2 | m | 330 | 91.63 | 30237.9 | Z | Z2605097 | 4 x 10 mm2 |  | B3/26/01-C
4 | B3/26/01 |  |  |  | Supply and installation of Fire resistant circuit protective conductor (earthing) type fre; single-core copper conductor; rated 450/750 v or 0.6/1kv; |  |  |  | 11220
| B3/26/01 | 200000 | 260500 | D | 10 mm2 | m | 330 | 34 | 11220 | Z | Z2605098 | 10 mm2 |  | B3/26/01-D
4 | B3/26/02 |  |  |  | Supply and installation of Multi-core, copper conductor, xlpe insulated, pvc sheathed feeder cables; steel wire armoured (swa); 0.6/1 kv; |  |  |  | 673418.3
| B3/26/02 | 200000 | 260500 | A | 4 x 240 mm2 | m | 650 | 1003.75 | 652437.5 | Z | Z2605099 | 4 x 240 mm2 |  | B3/26/02-A
| B3/26/02 | 200000 | 260500 | B | 4 x 25 mm2 | m | 160 | 131.13 | 20980.8 | Z | Z2605100 | 4 x 25 mm2 |  | B3/26/02-B
4 | B3/26/02 |  |  |  | Supply and installation of Multi-core, copper conductor, xlpe insulated, pvc sheathed feeder cables; unarmoured; 0.6/1 kv; |  |  |  | 1927650.95
| B3/26/02 | 200000 | 260500 | C | 4 x 300 mm2 | m | 540 | 1182.25 | 638415 | Z | Z2605101 | 4 x 300 mm2 |  | B3/26/02-C
| B3/26/02 | 200000 | 260500 | D | 4 x 240 mm2 | m | 550 | 952.75 | 524012.5 | Z | Z2605102 | 4 x 240 mm2 |  | B3/26/02-D
| B3/26/02 | 200000 | 260500 | E | 4 x 185 mm2 | m | 205 | 747.25 | 153186.25 | Z | Z2605103 | 4 x 185 mm2 |  | B3/26/02-E
| B3/26/02 | 200000 | 260500 | F | 4 x 120 mm2 | m | 380 | 511.75 | 194465 | Z | Z2605104 | 4 x 120 mm2 |  | B3/26/02-F
| B3/26/02 | 200000 | 260500 | G | 4 x 95 mm2 | m | 790 | 383.38 | 302870.2 | Z | Z2605105 | 4 x 95 mm2 |  | B3/26/02-G
| B3/26/02 | 200000 | 260500 | H | 4 x 50 mm2 | m | 90 | 213.88 | 19249.2 | Z | Z2605106 | 4 x 50 mm2 |  | B3/26/02-H
| B3/26/02 | 200000 | 260500 | J | 4 x 35 mm2 | m | 10 | 147.63 | 1476.3 | Z | Z2605107 | 4 x 35 mm2 |  | B3/26/02-J
| B3/26/02 | 200000 | 260500 | K | 4 x 10 mm2 | m | 1550 | 60.63 | 93976.5 | Z | Z2605108 | 4 x 10 mm2 |  | B3/26/02-K
4 | B3/26/02 |  |  |  | Supply and installation of VFD cables; as specified |  |  |  | 81127.8
| B3/26/02 | 200000 | 260500 | L | (3C,10 mm2 + 1C(E)) | m | 100 | 62.13 | 6213 | Z | Z2605109 | (3C,10 mm2 + 1C(E)) |  | B3/26/02-L
| B3/26/02 | 200000 | 260500 | M | (3C,6 mm2 + 1C(E)) | m | 360 | 48.63 | 17506.8 | Z | Z2605110 | (3C,6 mm2 + 1C(E)) |  | B3/26/02-M
| B3/26/02 | 200000 | 260500 | N | (3C,4 mm2 + 1C(E)) | m | 800 | 39.63 | 31704 | Z | Z2605111 | (3C,4 mm2 + 1C(E)) |  | B3/26/02-N
| B3/26/02 | 200000 | 260500 | P | (3C,2.5 mm2 + 1C(E)) | m | 800 | 32.13 | 25704 | Z | Z2605112 | (3C,2.5 mm2 + 1C(E)) |  | B3/26/02-P
4 | B3/26/03 |  |  |  | Supply and installation of Single core, copper conductor, pvc sheathed earthing cables; 450/750 v; |  |  |  | 397524.4
| B3/26/03 | 200000 | 260500 | A | 300 mm2 | m | 80 | 348.25 | 27860 | Z | Z2605113 | 300 mm2 |  | B3/26/03-A
| B3/26/03 | 200000 | 260500 | B | 240 mm2 | m | 400 | 294.25 | 117700 | Z | Z2605114 | 240 mm2 |  | B3/26/03-B
| B3/26/03 | 200000 | 260500 | C | 185mm2 | m | 80 | 243.25 | 19460 | Z | Z2605115 | 185mm2 |  | B3/26/03-C
| B3/26/03 | 200000 | 260500 | D | 150 mm2 | m | 70 | 210.25 | 14717.5 | Z | Z2605116 | 150 mm2 |  | B3/26/03-D
| B3/26/03 | 200000 | 260500 | E | 120 mm2 | m | 440 | 184.75 | 81290 | Z | Z2605117 | 120 mm2 |  | B3/26/03-E
| B3/26/03 | 200000 | 260500 | F | 95 mm2 | m | 90 | 123.88 | 11149.2 | Z | Z2605118 | 95 mm2 |  | B3/26/03-F
| B3/26/03 | 200000 | 260500 | G | 70 mm2 | m | 100 | 101.38 | 10138 | Z | Z2605119 | 70 mm2 |  | B3/26/03-G
| B3/26/03 | 200000 | 260500 | H | 50 mm2 | m | 790 | 83.38 | 65870.2 | Z | Z2605120 | 50 mm2 |  | B3/26/03-H
| B3/26/03 | 200000 | 260500 | J | 25 mm2 | m | 90 | 42.63 | 3836.7 | Z | Z2605121 | 25 mm2 |  | B3/26/03-J
| B3/26/03 | 200000 | 260500 | K | 16 mm2 | m | 10 | 35.13 | 351.3 | Z | Z2605122 | 16 mm2 |  | B3/26/03-K
| B3/26/03 | 200000 | 260500 | L | 10 mm2 | m | 1550 | 29.13 | 45151.5 | Z | Z2605123 | 10 mm2 |  | B3/26/03-L
3 | B3/26/03 |  |  |  | 260526 - GROUNDING AND BONDING FOR ELECTRICAL SYSTEMS |  |  |  | 128825
4 | B3/26/03 |  |  |  | Supply and installation of Complete earthing system as specified and as shown on the drawings, including earthing conductors, earth pits, and all necessary accessories and connections |  |  |  | 128825
| B3/26/03 | 200000 | 260500 | M | Complete Grounding Protection System of buildings | Item | 1 | 128825 | 128825 | Z | Z2605124 | Complete Grounding Protection System of buildings |  | B3/26/03-M
3 | B3/26/04 |  |  |  | 260536 - CABLE TRAYS FOR ELECTRICAL SYSTEMS |  |  |  | 856902.1
4 | B3/26/04 |  |  |  | Supply and installation of Cable ladders; as specified; |  |  |  | 85475
| B3/26/04 | 200000 | 260500 | A | 600 mm wide | m | 325 | 263 | 85475 | Z | Z2605125 | 600 mm wide |  | B3/26/04-A
4 | B3/26/04 |  |  |  | Supply and installation of Covered cable trays; as specified; |  |  |  | 73557
| B3/26/04 | 200000 | 260500 | B | 300 mm wide; | m | 110 | 210 | 23100 | Z | Z2605126 | 300 mm wide; |  | B3/26/04-B
| B3/26/04 | 200000 | 260500 | C | 600 mm wide; | m | 150 | 336.38 | 50457 | Z | Z2605127 | 600 mm wide; |  | B3/26/04-C
4 | B3/26/04 |  |  |  | Supply and installation of perforated cable trays; as specified; |  |  |  | 259635
| B3/26/04 | 200000 | 260500 | D | 300 mm wide; | m | 35 | 210 | 7350 | Z | Z2605128 | 300 mm wide; |  | B3/26/04-D
| B3/26/04 | 200000 | 260500 | E | 600 mm wide; | m | 750 | 336.38 | 252285 | Z | Z2605129 | 600 mm wide; |  | B3/26/04-E
4 | B3/26/04 |  |  |  | Cable trays in heavy gauge perforated sheet steel, hot-dip galvanized with fittings and accessories; as specified and shown on the drawings |  |  |  | 361188
| B3/26/04 | 200000 | 260500 | F | 300 x 100mm cable tray | m | 872 | 210 | 183120 | Z | Z2605130 | 300 x 100mm cable tray |  | B3/26/04-F
| B3/26/04 | 200000 | 260500 | G | 150 x 100mm cable tray | m | 1100 | 161.88 | 178068 | Z | Z2605131 | 150 x 100mm cable tray |  | B3/26/04-G
4 | B3/26/04 |  |  |  | Cable Ladder in heavy gauge sheet steel, hot-dip galvanized with fittings and accessories; as specified and shown on the drawings |  |  |  | 39547.1
| B3/26/04 | 200000 | 260500 | H | 300 x 100mm cable tray | m | 170 | 232.63 | 39547.1 | Z | Z2605132 | 300 x 100mm cable tray |  | B3/26/04-H
4 | B3/26/05 |  |  |  | Spare parts, tools and instruments; |  |  |  | 37500
| B3/26/05 | 200000 | 260500 | A | Set of spare parts; | Item | 1 | 18750 | 18750 | Z | Z2605133 | Set of spare parts; |  | B3/26/05-A
| B3/26/05 | 200000 | 260500 | B | Set of tools and instruments; | Item | 1 | 18750 | 18750 | Z | Z2605134 | Set of tools and instruments; |  | B3/26/05-B
3 | B3/26/05 |  |  |  | 260543 - UNDERGROUND DUCTS AND RACEWAYS FOR ELECTRICAL SYSTEMS |  |  |  | 22519699.6
4 | B3/26/05 |  |  |  | Supply and lay trenches including excavation, backfilling, disposal of surplus excavated material, earthwork support, sand bedding, cable markers, protective tiles and warning tapes - for MV network: |  |  |  | 4320875
| B3/26/05 | 200000 | 260500 | C | (500x800) (width x depth) mm; | m | 1300 | 3323.75 | 4320875 | Z | Z2605135 | (500x800) (width x depth) mm; |  | B3/26/05-C
4 | B3/26/05 |  |  |  | Supply and lay trenches including excavation, backfilling, disposal of surplus excavated material, earthwork support, sand bedding, cable markers, protective tiles and warning tapes - for lv network: |  |  |  | 6359700
| B3/26/05 | 200000 | 260500 | D | (500x650) (width x depth) mm; | m | 2040 | 3117.5 | 6359700 | Z | Z2605136 | (500x650) (width x depth) mm; |  | B3/26/05-D
4 | B3/26/05 |  |  |  | Supply and lay trenches including excavation, backfilling, disposal of surplus excavated material, earthwork support, sand bedding, cable markers, protective tiles and warning tapes - for street lighting network: |  |  |  | 4988000
| B3/26/05 | 200000 | 260500 | E | (500x650) (width x depth) mm; | m | 1600 | 3117.5 | 4988000 | Z | Z2605137 | (500x650) (width x depth) mm; |  | B3/26/05-E
4 | B3/26/05 |  |  |  | Supply and lay Underground cable duct assemblies; encased in concrete; including excavating trenches, concrete encasement, and refilling - for mv feeders; |  |  |  | 777535.2
| B3/26/05 | 200000 | 260500 | F | 4 x 150 mm | m | 540 | 1439.88 | 777535.2 | Z | Z2605138 | 4 x 150 mm |  | B3/26/05-F
4 | B3/26/06 |  |  |  | Supply and lay Underground cable duct assemblies; encased in concrete; including excavating trenches, concrete encasement, and refilling - for lv feeders; |  |  |  | 2634980.4
| B3/26/06 | 200000 | 260500 | A | 4 x 150 mm | m | 1830 | 1439.88 | 2634980.4 | Z | Z2605139 | 4 x 150 mm |  | B3/26/06-A
4 | B3/26/06 |  |  |  | Supply and installation of duct-banks, manholes, trenches complete with all excavation and refill works along with all necessary fittings, accessories and warning tapes; as specified and shown on the drawings. |  |  |  | 3401109
| B3/26/06 | 200000 | 260500 | B | 6x110 HDPE ducts with 5x32mm preinstalled sub ducts onshore encased in sand , including duct installation, sand bedding, cable markers, protective tiles and warning tape | m | 1700 | 1161.5 | 1974550 | Z | Z2605140 | 6x110 HDPE ducts with 5x32mm preinstalled sub ducts onshore encased in sand , including duct installation, sand bedding, cable markers, protective tiles and warning tape |  | B3/26/06-B
| B3/26/06 | 200000 | 260500 | C | 6x110 HDPE ducts with 5x32mm preinstalled sub ducts onshore encased in concrete , including duct installation, sand bedding, cable markers, protective tiles and warning tape | m | 200 | 1838.38 | 367676 | Z | Z2605141 | 6x110 HDPE ducts with 5x32mm preinstalled sub ducts onshore encased in concrete , including duct installation, sand bedding, cable markers, protective tiles and warning tape |  | B3/26/06-C
| B3/26/06 | 200000 | 260500 | D | 2x50 HDPE ducts encased in sand , including duct installation, sand bedding, cable markers, protective tiles and warning tape | m | 300 | 797.75 | 239325 | Z | Z2605142 | 2x50 HDPE ducts encased in sand , including duct installation, sand bedding, cable markers, protective tiles and warning tape |  | B3/26/06-D
| B3/26/06 | 200000 | 260500 | E | 2x50 HDPE ducts encased in concrete , including duct installation, sand bedding, cable markers, protective tiles and warning tape | m | 350 | 964.63 | 337620.5 | Z | Z2605143 | 2x50 HDPE ducts encased in concrete , including duct installation, sand bedding, cable markers, protective tiles and warning tape |  | B3/26/06-E
| B3/26/06 | 200000 | 260500 | F | Telecom Manhole, JRC14; | Nr | 40 | 8762.5 | 350500 | Z | Z2605144 | Telecom Manhole, JRC14; |  | B3/26/06-F
| B3/26/06 | 200000 | 260500 | G | Telecom Handhole, 600 x 600 x 600 mm; | Nr | 15 | 8762.5 | 131437.5 | Z | Z2605145 | Telecom Handhole, 600 x 600 x 600 mm; |  | B3/26/06-G
4 | B3/26/07 |  |  |  | Spare parts, tools and instruments; |  |  |  | 37500
| B3/26/07 | 200000 | 260500 | A | Set of spare parts; | Item | 1 | 18750 | 18750 | Z | Z2605146 | Set of spare parts; |  | B3/26/07-A
| B3/26/07 | 200000 | 260500 | B | Set of tools and instruments; | Item | 1 | 18750 | 18750 | Z | Z2605147 | Set of tools and instruments; |  | B3/26/07-B
3 | B3/26/07 |  |  |  | 260923 - LIGHTING CONTROL DEVICES |  |  |  | 112891.4
4 | B3/26/07 |  |  |  | Occupancy sensors |  |  |  | 112891.4
| B3/26/07 | 200000 | 260900 | C | Dual type | Nr | 60 | 829.75 | 49785 | Z | Z2609008 | Dual type |  | B3/26/07-C
| B3/26/07 | 200000 | 260900 | D | Ultrasonic type; ceiling mounted; | Nr | 60 | 295.25 | 17715 | Z | Z2609009 | Ultrasonic type; ceiling mounted; |  | B3/26/07-D
| B3/26/07 | 200000 | 260900 | E | Ultrasonic; hallway type; | Nr | 30 | 471.38 | 14141.4 | Z | Z2609010 | Ultrasonic; hallway type; |  | B3/26/07-E
| B3/26/07 | 200000 | 260900 | F | Supply and installation of lighting control panels, lighting relay panels, including all necessary accessories and connections | Item | 1 | 31250 | 31250 | Z | Z2609011 | Supply and installation of lighting control panels, lighting relay panels, including all necessary accessories and connections |  | B3/26/07-F
3 | B3/26/07 |  |  |  | 261116 - SECONDARY UNIT SUBSTATIONS |  |  |  | 7329524.45
4 | B3/26/07 |  |  |  | Supply and installation of outdoor 36 kv package substation, including 36 kv ring main unit with two (2) ring main 630 a switch disconnectors and one (1) 200 a feeder fused switch, 1500 kva 33/0.4 kv dry type distribution transformer, lv distribution panel with 2500 a main mccb breaker and ten (10) outgoings with 400at/400af mccb, factory assembled removable enclosure, and all related accessories, interconnected cabling and metering provisions. complete with all necessary works for the installation of fully operational substations. |  |  |  | 2483106.52
| B3/26/07 | 200000 | 261100 | G | PSS-B1-01; | Nr | 1 | 620776.63 | 620776.63 | Z | Z2611001 | PSS-B1-01; |  | B3/26/07-G
| B3/26/07 | 200000 | 261100 | H | PSS-B1-02; | Nr | 1 | 620776.63 | 620776.63 | Z | Z2611002 | PSS-B1-02; |  | B3/26/07-H
| B3/26/08 | 200000 | 261100 | A | PSS-B1-03; | Nr | 1 | 620776.63 | 620776.63 | Z | Z2611003 | PSS-B1-03; |  | B3/26/08-A
| B3/26/08 | 200000 | 261100 | B | PSS-B1-04; | Nr | 1 | 620776.63 | 620776.63 | Z | Z2611004 | PSS-B1-04; |  | B3/26/08-B
4 | B3/26/08 |  |  |  | Supply and installation of 36 kv package substation, including 36 kv ring main unit with two (2) ring main 630 a switch disconnectors and one (1) 200 a feeder fused switch, 500 kva 33/0.4 kv dry type distribution transformer, lv distribution panel with 1000 a main mccb breaker and four (4) outgoings with 400at/400af mccb, factory assembled removable enclosure, and all related accessories, interconnected cabling and metering provisions. complete with all necessary works for the installation of fully operational substations. |  |  |  | 3768989.67
| B3/26/08 | 200000 | 261100 | C | PSS-B1-05; | Nr | 1 | 418776.63 | 418776.63 | Z | Z2611005 | PSS-B1-05; |  | B3/26/08-C
| B3/26/08 | 200000 | 261100 | D | PSS-B1-06; | Nr | 1 | 418776.63 | 418776.63 | Z | Z2611006 | PSS-B1-06; |  | B3/26/08-D
| B3/26/08 | 200000 | 261100 | E | PSS-B1-07; | Nr | 1 | 418776.63 | 418776.63 | Z | Z2611007 | PSS-B1-07; |  | B3/26/08-E
| B3/26/08 | 200000 | 261100 | F | PSS-B1-08; | Nr | 1 | 418776.63 | 418776.63 | Z | Z2611008 | PSS-B1-08; |  | B3/26/08-F
| B3/26/08 | 200000 | 261100 | G | PSS-B1-09; | Nr | 1 | 418776.63 | 418776.63 | Z | Z2611009 | PSS-B1-09; |  | B3/26/08-G
| B3/26/08 | 200000 | 261100 | H | PSS-B1-10; | Nr | 1 | 418776.63 | 418776.63 | Z | Z2611010 | PSS-B1-10; |  | B3/26/08-H
| B3/26/08 | 200000 | 261100 | J | PSS-B1-12; | Nr | 1 | 418776.63 | 418776.63 | Z | Z2611011 | PSS-B1-12; |  | B3/26/08-J
| B3/26/08 | 200000 | 261100 | K | PSS-B1-13; | Nr | 1 | 418776.63 | 418776.63 | Z | Z2611012 | PSS-B1-13; |  | B3/26/08-K
| B3/26/08 | 200000 | 261100 | L | PSS-B1-15; | Nr | 1 | 418776.63 | 418776.63 | Z | Z2611013 | PSS-B1-15; |  | B3/26/08-L
4 | B3/26/09 |  |  |  | Supply and installation of 36 kv package substation, including 36 kv ring main unit with two (2) ring main 630 a switch disconnectors and one (1) 200 a feeder fused switch, 1000 kva 33/0.4 kv dry type distribution transformer, lv distribution panel with 1600 a main mccb breaker and eight (8) outgoings with 400at/400af mccb, factory assembled removable enclosure, and all related accessories, interconnected cabling and metering provisions. complete with all necessary works for the installation of fully operational substations. |  |  |  | 1077428.26
| B3/26/09 | 200000 | 261100 | A | PSS-B1-11; | Nr | 1 | 538714.13 | 538714.13 | Z | Z2611014 | PSS-B1-11; |  | B3/26/09-A
| B3/26/09 | 200000 | 261100 | B | PSS-B1-14; | Nr | 1 | 538714.13 | 538714.13 | Z | Z2611015 | PSS-B1-14; |  | B3/26/09-B
3 | B3/26/09 |  |  |  | 261200 - MEDIUM VOLTAGE TRANSFORMERS |  |  |  | 1542666.39
4 | B3/26/09 |  |  |  | Supply and installation of Dry type cast resin distribution transformer, indoor type, step-down, mv and lv copper windings, |  |  |  | 1542666.39
| B3/26/09 | 200000 | 261200 | C | TR-B2-GF-01; 1500 kva | Nr | 1 | 292105 | 292105 | Z | Z2612009 | TR-B2-GF-01; 1500 kva |  | B3/26/09-C
| B3/26/09 | 200000 | 261200 | D | TR-B2-GF-02; 1500 kva | Nr | 1 | 292105 | 292105 | Z | Z2612010 | TR-B2-GF-02; 1500 kva |  | B3/26/09-D
| B3/26/09 | 200000 | 261200 | E | TR-B2-GF-03; 1500 kva | Nr | 1 | 292105 | 292105 | Z | Z2612011 | TR-B2-GF-03; 1500 kva |  | B3/26/09-E
| B3/26/09 | 200000 | 261200 | F | TR-B2-GF-04; 1000 kva | Nr | 1 | 222117.13 | 222117.13 | Z | Z2612012 | TR-B2-GF-04; 1000 kva |  | B3/26/09-F
| B3/26/09 | 200000 | 261200 | G | TR-B2-GF-05; 1000 kva | Nr | 1 | 222117.13 | 222117.13 | Z | Z2612013 | TR-B2-GF-05; 1000 kva |  | B3/26/09-G
| B3/26/09 | 200000 | 261200 | H | TR-B2-GF-06; 1000 kva | Nr | 1 | 222117.13 | 222117.13 | Z | Z2612014 | TR-B2-GF-06; 1000 kva |  | B3/26/09-H
3 | B3/26/10 |  |  |  | 261300 - MEDIUM-VOLTAGE SWITCHGEAR |  |  |  | 1106070
4 | B3/26/10 |  |  |  | Supply and installation of Indoor ring main unit type switchgear; |  |  |  | 1106070
| B3/26/10 | 200000 | 261300 | A | RMU-B1-01; 36kv; 3-phase, 60hz, lsc2b-pm; comprising two (2) ring main switch disconnectors (400a), two (2) outgoing feeder circuit breakers (200a), all auxiliaries, surge arrestors, dc power supply system, interface with scada system, trench steel coverplates and rubber mats; | Nr | 1 | 184345 | 184345 | Z | Z2613007 | RMU-B1-01; 36kv; 3-phase, 60hz, lsc2b-pm; comprising two (2) ring main switch disconnectors (400a), two (2) outgoing feeder circuit breakers (200a), all auxiliaries, surge arrestors, dc power supply system, interface with scada system, trench steel coverplates and rubber mats; |  | B3/26/10-A
| B3/26/10 | 200000 | 261300 | B | RMU-B1-02; 36kv; 3-phase, 60hz, lsc2b-pm; comprising two (2) ring main switch disconnectors (400a), two (2) outgoing feeder circuit breakers (200a), all auxiliaries, surge arrestors, dc power supply system, interface with scada system, trench steel coverplates and rubber mats; | Nr | 1 | 184345 | 184345 | Z | Z2613008 | RMU-B1-02; 36kv; 3-phase, 60hz, lsc2b-pm; comprising two (2) ring main switch disconnectors (400a), two (2) outgoing feeder circuit breakers (200a), all auxiliaries, surge arrestors, dc power supply system, interface with scada system, trench steel coverplates and rubber mats; |  | B3/26/10-B
| B3/26/10 | 200000 | 261300 | C | RMU-MTH-GF-01; 36kv; 3-phase, 60hz, lsc2b-pm; comprising two (2) ring main switch disconnectors (1600a), two (2) outgoing feeder circuit breakers (1600a), all auxiliaries, surge arrestors, dc power supply system, interface with scada system, trench steel coverplates and rubber mats; | Nr | 1 | 184345 | 184345 | Z | Z2613009 | RMU-MTH-GF-01; 36kv; 3-phase, 60hz, lsc2b-pm; comprising two (2) ring main switch disconnectors (1600a), two (2) outgoing feeder circuit breakers (1600a), all auxiliaries, surge arrestors, dc power supply system, interface with scada system, trench steel coverplates and rubber mats; |  | B3/26/10-C
| B3/26/10 | 200000 | 261300 | D | RMU-MTH-GF-02; 36kv; 3-phase, 60hz, lsc2b-pm; comprising two (2) ring main switch disconnectors (1600a), two (2) outgoing feeder circuit breakers (1600a), all auxiliaries, surge arrestors, dc power supply system, interface with scada system, trench steel coverplates and rubber mats; | Nr | 1 | 184345 | 184345 | Z | Z2613010 | RMU-MTH-GF-02; 36kv; 3-phase, 60hz, lsc2b-pm; comprising two (2) ring main switch disconnectors (1600a), two (2) outgoing feeder circuit breakers (1600a), all auxiliaries, surge arrestors, dc power supply system, interface with scada system, trench steel coverplates and rubber mats; |  | B3/26/10-D
| B3/26/11 | 200000 | 261300 | A | RMU-MTH-GF-03; 36kv; 3-phase, 60hz, lsc2b-pm; comprising two (2) ring main switch disconnectors (2500a), two (2) outgoing feeder circuit breakers (2500a), all auxiliaries, surge arrestors, dc power supply system, interface with scada system, trench steel coverplates and rubber mats; | Nr | 1 | 184345 | 184345 | Z | Z2613011 | RMU-MTH-GF-03; 36kv; 3-phase, 60hz, lsc2b-pm; comprising two (2) ring main switch disconnectors (2500a), two (2) outgoing feeder circuit breakers (2500a), all auxiliaries, surge arrestors, dc power supply system, interface with scada system, trench steel coverplates and rubber mats; |  | B3/26/11-A
| B3/26/11 | 200000 | 261300 | B | RMU-MTH-GF-04; 36kv; 3-phase, 60hz, lsc2b-pm; comprising two (2) ring main switch disconnectors (2500a), two (2) outgoing feeder circuit breakers (2500a), all auxiliaries, surge arrestors, dc power supply system, interface with scada system, trench steel coverplates and rubber mats; | Nr | 1 | 184345 | 184345 | Z | Z2613012 | RMU-MTH-GF-04; 36kv; 3-phase, 60hz, lsc2b-pm; comprising two (2) ring main switch disconnectors (2500a), two (2) outgoing feeder circuit breakers (2500a), all auxiliaries, surge arrestors, dc power supply system, interface with scada system, trench steel coverplates and rubber mats; |  | B3/26/11-B
3 | B3/26/11 |  |  |  | 262413 - SWITCHBOARDS |  |  |  | 1231825
4 | B3/26/11 |  |  |  | Supply and installation of Lv distribution boards; as specified; |  |  |  | 1231825
| B3/26/11 | 200000 | 262400 | C | MDB-B2-GF-01 (2500A); | Nr | 1 | 195087.5 | 195087.5 | Z | Z2624170 | MDB-B2-GF-01 (2500A); |  | B3/26/11-C
| B3/26/11 | 200000 | 262400 | D | MDB-B2-GF-02 (2500A); | Nr | 1 | 63662.5 | 63662.5 | Z | Z2624171 | MDB-B2-GF-02 (2500A); |  | B3/26/11-D
| B3/26/11 | 200000 | 262400 | E | MDB-B2-GF-03 (2500A); | Nr | 1 | 222225 | 222225 | Z | Z2624172 | MDB-B2-GF-03 (2500A); |  | B3/26/11-E
| B3/26/11 | 200000 | 262400 | F | MDB-B2-GF-04 (2500A); | Nr | 1 | 366687.5 | 366687.5 | Z | Z2624173 | MDB-B2-GF-04 (2500A); |  | B3/26/11-F
| B3/26/11 | 200000 | 262400 | G | MDB-B2-GF-05 (2500A); | Nr | 1 | 73412.5 | 73412.5 | Z | Z2624174 | MDB-B2-GF-05 (2500A); |  | B3/26/11-G
| B3/26/11 | 200000 | 262400 | H | MDB-B2-GF-06 (2500A); | Nr | 1 | 229212.5 | 229212.5 | Z | Z2624175 | MDB-B2-GF-06 (2500A); |  | B3/26/11-H
| B3/26/11 | 200000 | 262400 | J | EMDB-B2-GF-01 (630A); | Nr | 1 | 81537.5 | 81537.5 | Z | Z2624176 | EMDB-B2-GF-01 (630A); |  | B3/26/11-J
3 | B3/26/12 |  |  |  | 262416 - PANELBOARDS |  |  |  | 4535745.25
4 | B3/26/12 |  |  |  | Supply and installation of Distribution panelboards |  |  |  | 681400
| B3/26/12 | 200000 | 262400 | A | SMDB-LD-GF-01 (400A); | Nr | 1 | 63175 | 63175 | Z | Z2624177 | SMDB-LD-GF-01 (400A); |  | B3/26/12-A
| B3/26/12 | 200000 | 262400 | B | SMDB-MTH-GF-01 (160A); | Nr | 1 | 46762.5 | 46762.5 | Z | Z2624178 | SMDB-MTH-GF-01 (160A); |  | B3/26/12-B
| B3/26/12 | 200000 | 262400 | C | SMDB-MTH-FF-01 (160A); | Nr | 1 | 34737.5 | 34737.5 | Z | Z2624179 | SMDB-MTH-FF-01 (160A); |  | B3/26/12-C
| B3/26/12 | 200000 | 262400 | D | SMDB-MTH-GF-02 (160A); | Nr | 1 | 46762.5 | 46762.5 | Z | Z2624180 | SMDB-MTH-GF-02 (160A); |  | B3/26/12-D
| B3/26/12 | 200000 | 262400 | E | SMDB-MTH-KITCHEN (400A); | Nr | 1 | 38312.5 | 38312.5 | Z | Z2624181 | SMDB-MTH-KITCHEN (400A); |  | B3/26/12-E
| B3/26/12 | 200000 | 262400 | F | SMDB-MTH-FF-02 (250A); | Nr | 1 | 34737.5 | 34737.5 | Z | Z2624182 | SMDB-MTH-FF-02 (250A); |  | B3/26/12-F
| B3/26/12 | 200000 | 262400 | G | SMDB-HD-GF-01 (630A); | Nr | 1 | 83000 | 83000 | Z | Z2624183 | SMDB-HD-GF-01 (630A); |  | B3/26/12-G
| B3/26/12 | 200000 | 262400 | H | SMDB-MTH-GF-03 (1000A); | Nr | 1 | 162425 | 162425 | Z | Z2624184 | SMDB-MTH-GF-03 (1000A); |  | B3/26/12-H
| B3/26/12 | 200000 | 262400 | J | SMDB-MTH-GF-04 (1000A); | Nr | 1 | 162425 | 162425 | Z | Z2624185 | SMDB-MTH-GF-04 (1000A); |  | B3/26/12-J
| B3/26/12 | 200000 | 262400 | K | UDB-MTH-FF-01 (100A); | Nr | 1 | 9062.5 | 9062.5 | Z | Z2624186 | UDB-MTH-FF-01 (100A); |  | B3/26/12-K
4 | B3/26/12 |  |  |  | Supply and installation of Final branch circuit panelboards |  |  |  | 173900
| B3/26/12 | 200000 | 262400 | L | EPP-MTH-GF-01 | Nr | 1 | 4700 | 4700 | Z | Z2624187 | EPP-MTH-GF-01 |  | B3/26/12-L
| B3/26/12 | 200000 | 262400 | M | EPP-MTH-GF-02 | Nr | 1 | 4700 | 4700 | Z | Z2624188 | EPP-MTH-GF-02 |  | B3/26/12-M
| B3/26/12 | 200000 | 262400 | N | EPP-MTH-GF-03 | Nr | 1 | 4700 | 4700 | Z | Z2624189 | EPP-MTH-GF-03 |  | B3/26/12-N
| B3/26/12 | 200000 | 262400 | P | EPP-MTH-GF-04 | Nr | 1 | 4700 | 4700 | Z | Z2624190 | EPP-MTH-GF-04 |  | B3/26/12-P
| B3/26/12 | 200000 | 262400 | Q | EPP-MTH-GF-05 | Nr | 1 | 4700 | 4700 | Z | Z2624191 | EPP-MTH-GF-05 |  | B3/26/12-Q
| B3/26/12 | 200000 | 262400 | R | EPP-MTH-FF-01 | Nr | 1 | 4700 | 4700 | Z | Z2624192 | EPP-MTH-FF-01 |  | B3/26/12-R
| B3/26/12 | 200000 | 262400 | S | EPP-MTH-FF-02 | Nr | 1 | 4700 | 4700 | Z | Z2624193 | EPP-MTH-FF-02 |  | B3/26/12-S
| B3/26/13 | 200000 | 262400 | A | EPP-LD-GF-01 | Nr | 1 | 4700 | 4700 | Z | Z2624194 | EPP-LD-GF-01 |  | B3/26/13-A
| B3/26/13 | 200000 | 262400 | B | EPP-HD-GF-01 | Nr | 1 | 4700 | 4700 | Z | Z2624195 | EPP-HD-GF-01 |  | B3/26/13-B
| B3/26/13 | 200000 | 262400 | C | PP-LD-GF-01 | Nr | 1 | 4700 | 4700 | Z | Z2624196 | PP-LD-GF-01 |  | B3/26/13-C
| B3/26/13 | 200000 | 262400 | D | PP-MTH-GF-01 | Nr | 1 | 4700 | 4700 | Z | Z2624197 | PP-MTH-GF-01 |  | B3/26/13-D
| B3/26/13 | 200000 | 262400 | E | PP-MTH-GF-02 | Nr | 1 | 4700 | 4700 | Z | Z2624198 | PP-MTH-GF-02 |  | B3/26/13-E
| B3/26/13 | 200000 | 262400 | F | PP-MTH-FF-01 | Nr | 1 | 4700 | 4700 | Z | Z2624199 | PP-MTH-FF-01 |  | B3/26/13-F
| B3/26/13 | 200000 | 262400 | G | PP-MTH-FF-02 | Nr | 1 | 4700 | 4700 | Z | Z2624200 | PP-MTH-FF-02 |  | B3/26/13-G
| B3/26/13 | 200000 | 262400 | H | PP-MTH-GF-03 | Nr | 1 | 4700 | 4700 | Z | Z2624201 | PP-MTH-GF-03 |  | B3/26/13-H
| B3/26/13 | 200000 | 262400 | J | PP-MTH-GF-04 | Nr | 1 | 4700 | 4700 | Z | Z2624202 | PP-MTH-GF-04 |  | B3/26/13-J
| B3/26/13 | 200000 | 262400 | K | PP-MTH-FF-03 | Nr | 1 | 4700 | 4700 | Z | Z2624203 | PP-MTH-FF-03 |  | B3/26/13-K
| B3/26/13 | 200000 | 262400 | L | PP-MTH-FF-04 | Nr | 1 | 4700 | 4700 | Z | Z2624204 | PP-MTH-FF-04 |  | B3/26/13-L
| B3/26/13 | 200000 | 262400 | M | PP-HD-GF-01 | Nr | 1 | 4700 | 4700 | Z | Z2624205 | PP-HD-GF-01 |  | B3/26/13-M
| B3/26/13 | 200000 | 262400 | N | EPP-MTH-GF-06 | Nr | 1 | 4700 | 4700 | Z | Z2624206 | EPP-MTH-GF-06 |  | B3/26/13-N
| B3/26/13 | 200000 | 262400 | P | PP-MTH-GF-05 | Nr | 1 | 4700 | 4700 | Z | Z2624207 | PP-MTH-GF-05 |  | B3/26/13-P
| B3/26/13 | 200000 | 262400 | Q | PP-MTH-GF-06 | Nr | 1 | 4700 | 4700 | Z | Z2624208 | PP-MTH-GF-06 |  | B3/26/13-Q
| B3/26/13 | 200000 | 262400 | R | PP-MTH-GF-07 | Nr | 1 | 4700 | 4700 | Z | Z2624209 | PP-MTH-GF-07 |  | B3/26/13-R
| B3/26/13 | 200000 | 262400 | S | PP-MTH-GF-08 | Nr | 1 | 4700 | 4700 | Z | Z2624210 | PP-MTH-GF-08 |  | B3/26/13-S
| B3/26/13 | 200000 | 262400 | T | LP-LD-GF-01 | Nr | 1 | 4700 | 4700 | Z | Z2624211 | LP-LD-GF-01 |  | B3/26/13-T
| B3/26/13 | 200000 | 262400 | U | LP-MTH-GF-01 | Nr | 1 | 4700 | 4700 | Z | Z2624212 | LP-MTH-GF-01 |  | B3/26/13-U
| B3/26/13 | 200000 | 262400 | V | LP-MTH-GF-02 | Nr | 1 | 4700 | 4700 | Z | Z2624213 | LP-MTH-GF-02 |  | B3/26/13-V
| B3/26/13 | 200000 | 262400 | W | LP-MTH-FF-01 | Nr | 1 | 4700 | 4700 | Z | Z2624214 | LP-MTH-FF-01 |  | B3/26/13-W
| B3/26/14 | 200000 | 262400 | A | LP-MTH-FF-02 | Nr | 1 | 4700 | 4700 | Z | Z2624215 | LP-MTH-FF-02 |  | B3/26/14-A
| B3/26/14 | 200000 | 262400 | B | LP-MTH-GF-03 | Nr | 1 | 4700 | 4700 | Z | Z2624216 | LP-MTH-GF-03 |  | B3/26/14-B
| B3/26/14 | 200000 | 262400 | C | LP-MTH-GF-04 | Nr | 1 | 4700 | 4700 | Z | Z2624217 | LP-MTH-GF-04 |  | B3/26/14-C
| B3/26/14 | 200000 | 262400 | D | LP-MTH-FF-03 | Nr | 1 | 4700 | 4700 | Z | Z2624218 | LP-MTH-FF-03 |  | B3/26/14-D
| B3/26/14 | 200000 | 262400 | E | LP-MTH-FF-04 | Nr | 1 | 4700 | 4700 | Z | Z2624219 | LP-MTH-FF-04 |  | B3/26/14-E
| B3/26/14 | 200000 | 262400 | F | LP-HD-GF-01 | Nr | 1 | 4700 | 4700 | Z | Z2624220 | LP-HD-GF-01 |  | B3/26/14-F
| B3/26/14 | 200000 | 262400 | G | LP-MTH-GF-05 | Nr | 1 | 4700 | 4700 | Z | Z2624221 | LP-MTH-GF-05 |  | B3/26/14-G
| B3/26/14 | 200000 | 262400 | H | LP-MTH-GF-06 | Nr | 1 | 4700 | 4700 | Z | Z2624222 | LP-MTH-GF-06 |  | B3/26/14-H
| B3/26/14 | 200000 | 262400 | J | LP-MTH-GF-07 | Nr | 1 | 4700 | 4700 | Z | Z2624223 | LP-MTH-GF-07 |  | B3/26/14-J
| B3/26/14 | 200000 | 262400 | K | LP-MTH-GF-08 | Nr | 1 |  | Included | Z | Z2624224 | LP-MTH-GF-08 |  | B3/26/14-K
4 | B3/26/14 |  |  |  | Supply and installation of Ups load output panelboards |  |  |  | 9400
| B3/26/14 | 200000 | 262400 | L | UPP-MTH-GF-01 | Nr | 1 | 4700 | 4700 | Z | Z2624225 | UPP-MTH-GF-01 |  | B3/26/14-L
| B3/26/14 | 200000 | 262400 | M | UPP-MTH-GF-02 | Nr | 1 | 4700 | 4700 | Z | Z2624226 | UPP-MTH-GF-02 |  | B3/26/14-M
4 | B3/26/14 |  |  |  | Supply and installation of feeder pillars, including photocell, timer, selector switch, etc. and all necessary excavation and civil works. |  |  |  | 3671045.25
| B3/26/14 | 200000 | 262400 | N | FP-B1-EV-XX; feeder pillars for EV chargers; | Nr | 44 | 82629.75 | 3635709 | Z | Z2624227 | FP-B1-EV-XX; feeder pillars for EV chargers; |  | B3/26/14-N
| B3/26/14 | 200000 | 262400 | P | FP-B1-STL-XX; feeder pillars for street lighting; | Nr | 5 | 7067.25 | 35336.25 | Z | Z2624228 | FP-B1-STL-XX; feeder pillars for street lighting; |  | B3/26/14-P
3 | B3/26/15 |  |  |  | 262419 - MOTOR-CONTROL CENTERS |  |  |  | 49300
4 | B3/26/15 |  |  |  | Supply and installation of Motor control centers |  |  |  | 0
| B3/26/15 | 200000 | 262400 | A | MCC-MF-01 (500A); | Nr | 1 |  | Included | Z | Z2624229 | MCC-MF-01 (500A); |  | B3/26/15-A
| B3/26/15 | 200000 | 262400 | B | MCC-RF-01 (500A); | Nr | 1 |  | Included | Z | Z2624230 | MCC-RF-01 (500A); |  | B3/26/15-B
4 | B3/26/15 |  |  |  | Supply and installation of Motor control panels |  |  |  | 49300
| B3/26/15 | 200000 | 262400 | C | MCP-LD-GF-01 | Nr | 1 | 6162.5 | 6162.5 | Z | Z2624231 | MCP-LD-GF-01 |  | B3/26/15-C
| B3/26/15 | 200000 | 262400 | D | MCP-MTH-GF-01 | Nr | 1 | 6162.5 | 6162.5 | Z | Z2624232 | MCP-MTH-GF-01 |  | B3/26/15-D
| B3/26/15 | 200000 | 262400 | E | MCP-MTH-FF-01 | Nr | 1 | 6162.5 | 6162.5 | Z | Z2624233 | MCP-MTH-FF-01 |  | B3/26/15-E
| B3/26/15 | 200000 | 262400 | F | MCP-MTH-GF-02 | Nr | 1 | 6162.5 | 6162.5 | Z | Z2624234 | MCP-MTH-GF-02 |  | B3/26/15-F
| B3/26/15 | 200000 | 262400 | G | MCP-MTH-FF-02 | Nr | 1 | 6162.5 | 6162.5 | Z | Z2624235 | MCP-MTH-FF-02 |  | B3/26/15-G
| B3/26/15 | 200000 | 262400 | H | MCP-HD-GF-01 | Nr | 1 | 6162.5 | 6162.5 | Z | Z2624236 | MCP-HD-GF-01 |  | B3/26/15-H
| B3/26/15 | 200000 | 262400 | J | MCP-MTH-GF-03 | Nr | 1 | 6162.5 | 6162.5 | Z | Z2624237 | MCP-MTH-GF-03 |  | B3/26/15-J
| B3/26/15 | 200000 | 262400 | K | MCP-MTH-GF-04 | Nr | 1 | 6162.5 | 6162.5 | Z | Z2624238 | MCP-MTH-GF-04 |  | B3/26/15-K
3 | B3/26/15 |  |  |  | 262726 - WIRING DEVICES |  |  |  | 1561076.45
4 | B3/26/15 |  |  |  | Supply and installation of Electric outlets |  |  |  | 304001.6
| B3/26/15 | 200000 | 262700 | L | 2x20a electric outlet; weatherproof | Nr | 320 | 640.63 | 205001.6 | Z | Z2627031 | 2x20a electric outlet; weatherproof |  | B3/26/15-L
| B3/26/15 | 200000 | 262700 | M | 2x20a electric outlet; weatherproof, switched | Nr | 160 | 618.75 | 99000 | Z | Z2627032 | 2x20a electric outlet; weatherproof, switched |  | B3/26/15-M
4 | B3/26/15 |  |  |  | Supply and installation of Socket outlets |  |  |  | 1043939.6
| B3/26/15 | 200000 | 262700 | N | Type r01; simplex | Nr | 30 | 423.5 | 12705 | Z | Z2627033 | Type r01; simplex |  | B3/26/15-N
| B3/26/16 | 200000 | 262700 | A | Type r02; simplex | Nr | 200 | 532.13 | 106426 | Z | Z2627034 | Type r02; simplex |  | B3/26/16-A
| B3/26/16 | 200000 | 262700 | B | Type r02; duplex | Nr | 10 | 1064.13 | 10641.3 | Z | Z2627035 | Type r02; duplex |  | B3/26/16-B
| B3/26/16 | 200000 | 262700 | C | Type r04; simplex | Nr | 150 | 600.88 | 90132 | Z | Z2627036 | Type r04; simplex |  | B3/26/16-C
| B3/26/16 | 200000 | 262700 | D | Type r04; duplex | Nr | 60 | 1201.63 | 72097.8 | Z | Z2627037 | Type r04; duplex |  | B3/26/16-D
| B3/26/16 | 200000 | 262700 | E | Type r05; simplex | Nr | 160 | 1418.75 | 227000 | Z | Z2627038 | Type r05; simplex |  | B3/26/16-E
| B3/26/16 | 200000 | 262700 | F | Type r05; duplex | Nr | 130 | 1418.75 | 184437.5 | Z | Z2627039 | Type r05; duplex |  | B3/26/16-F
| B3/26/16 | 200000 | 262700 | G | Type r41 (mounted on trunking for telecom racks) | Nr | 130 | 1418.75 | 184437.5 | Z | Z2627040 | Type r41 (mounted on trunking for telecom racks) |  | B3/26/16-G
| B3/26/16 | 200000 | 262700 | H | Type r45 | Nr | 110 | 1418.75 | 156062.5 | Z | Z2627041 | Type r45 |  | B3/26/16-H
4 | B3/26/16 |  |  |  | Supply and installation of Floor Boxes |  |  |  | 135850
| B3/26/16 | 200000 | 262700 | J | Type FB1; | Nr | 180 | 561 | 100980 | Z | Z2627042 | Type FB1; |  | B3/26/16-J
| B3/26/16 | 200000 | 262700 | K | Type FB2; | Nr | 10 | 698.5 | 6985 | Z | Z2627043 | Type FB2; |  | B3/26/16-K
| B3/26/16 | 200000 | 262700 | L | Type FB3; | Nr | 20 | 767.25 | 15345 | Z | Z2627044 | Type FB3; |  | B3/26/16-L
| B3/26/16 | 200000 | 262700 | M | Type FB4; | Nr | 15 | 836 | 12540 | Z | Z2627045 | Type FB4; |  | B3/26/16-M
4 | B3/26/16 |  |  |  | Supply and installation of Switches |  |  |  | 77285.25
| B3/26/16 | 200000 | 262700 | N | General lighting switch - (s1); one way; | Nr | 15 | 276.63 | 4149.45 | Z | Z2627046 | General lighting switch - (s1); one way; |  | B3/26/16-N
| B3/26/16 | 200000 | 262700 | P | General lighting switch - Metal Clad (s2); one way; | Nr | 80 | 407.88 | 32630.4 | Z | Z2627047 | General lighting switch - Metal Clad (s2); one way; |  | B3/26/16-P
| B3/26/16 | 200000 | 262700 | Q | General lighting switch - Decorative plate (s4); one way | Nr | 50 | 407.88 | 20394 | Z | Z2627048 | General lighting switch - Decorative plate (s4); one way |  | B3/26/16-Q
| B3/26/16 | 200000 | 262700 | R | Weatherproof switch (s5); | Nr | 30 | 670.38 | 20111.4 | Z | Z2627049 | Weatherproof switch (s5); |  | B3/26/16-R
3 | B3/26/17 |  |  |  | 262816 - ENCLOSED SWITCHES AND CIRCUIT BREAKERS |  |  |  | 209618
4 | B3/26/17 |  |  |  | Supply and installation of Switch disconnectors (disconnecting switches), double-pole; |  |  |  | 38713.85
| B3/26/17 | 200000 | 262800 | A | 16 amp; 2p; weatherproof | Nr | 15 | 187.75 | 2816.25 | Z | Z2628019 | 16 amp; 2p; weatherproof |  | B3/26/17-A
| B3/26/17 | 200000 | 262800 | B | 20 amp; 2p; weatherproof | Nr | 120 | 187.75 | 22530 | Z | Z2628020 | 20 amp; 2p; weatherproof |  | B3/26/17-B
| B3/26/17 | 200000 | 262800 | C | 20 amp; 2p; weatherproof | Nr | 40 | 187.75 | 7510 | Z | Z2628021 | 20 amp; 2p; weatherproof |  | B3/26/17-C
| B3/26/17 | 200000 | 262800 | D | 32 amp; 2p; weatherproof | Nr | 10 | 218.63 | 2186.3 | Z | Z2628022 | 32 amp; 2p; weatherproof |  | B3/26/17-D
| B3/26/17 | 200000 | 262800 | E | 32 amp; 2p; weatherproof (pedestal) | Nr | 5 | 218.63 | 1093.15 | Z | Z2628023 | 32 amp; 2p; weatherproof (pedestal) |  | B3/26/17-E
| B3/26/17 | 200000 | 262800 | F | 63 amp; 2p; weatherproof | Nr | 5 | 515.63 | 2578.15 | Z | Z2628024 | 63 amp; 2p; weatherproof |  | B3/26/17-F
4 | B3/26/17 |  |  |  | Supply and installation of Switch disconnectors (disconnecting switches), four-pole |  |  |  | 170904.15
| B3/26/17 | 200000 | 262800 | G | 16 amp; 4p; weatherproof | Nr | 5 | 202.5 | 1012.5 | Z | Z2628025 | 16 amp; 4p; weatherproof |  | B3/26/17-G
| B3/26/17 | 200000 | 262800 | H | 20 amp; 4p; weatherproof (pedestal) | Nr | 10 | 202.5 | 2025 | Z | Z2628026 | 20 amp; 4p; weatherproof (pedestal) |  | B3/26/17-H
| B3/26/17 | 200000 | 262800 | J | 20 amp; 4p; weatherproof | Nr | 25 | 202.5 | 5062.5 | Z | Z2628027 | 20 amp; 4p; weatherproof |  | B3/26/17-J
| B3/26/17 | 200000 | 262800 | K | 32 amp; 4p; weatherproof (pedestal) | Nr | 10 | 233.38 | 2333.8 | Z | Z2628028 | 32 amp; 4p; weatherproof (pedestal) |  | B3/26/17-K
| B3/26/17 | 200000 | 262800 | L | 32 amp; 4p; weatherproof | Nr | 20 | 233.38 | 4667.6 | Z | Z2628029 | 32 amp; 4p; weatherproof |  | B3/26/17-L
| B3/26/17 | 200000 | 262800 | M | 40 amp; 4p; weatherproof | Nr | 5 | 328.75 | 1643.75 | Z | Z2628030 | 40 amp; 4p; weatherproof |  | B3/26/17-M
| B3/26/17 | 200000 | 262800 | N | 40 amp; 4p; weatherproof (pedestal) | Nr | 25 | 328.75 | 8218.75 | Z | Z2628031 | 40 amp; 4p; weatherproof (pedestal) |  | B3/26/17-N
| B3/26/17 | 200000 | 262800 | P | 63 amp; 4p; weatherproof | Nr | 10 | 534.38 | 5343.8 | Z | Z2628032 | 63 amp; 4p; weatherproof |  | B3/26/17-P
| B3/26/17 | 200000 | 262800 | Q | 100 amp; 4p; weatherproof | Nr | 5 | 893.13 | 4465.65 | Z | Z2628033 | 100 amp; 4p; weatherproof |  | B3/26/17-Q
| B3/26/17 | 200000 | 262800 | R | 100 amp; 4p; weatherproof (pedestal) | Nr | 5 | 893.13 | 4465.65 | Z | Z2628034 | 100 amp; 4p; weatherproof (pedestal) |  | B3/26/17-R
| B3/26/18 | 200000 | 262800 | A | 125 amp; 4p; weatherproof | Nr | 5 | 1492.5 | 7462.5 | Z | Z2628035 | 125 amp; 4p; weatherproof |  | B3/26/18-A
| B3/26/18 | 200000 | 262800 | B | 160 amp; 4p; weatherproof (pedestal) | Nr | 5 | 2107.88 | 10539.4 | Z | Z2628036 | 160 amp; 4p; weatherproof (pedestal) |  | B3/26/18-B
| B3/26/18 | 200000 | 262800 | C | 200 amp; 4p; weatherproof | Nr | 5 | 4268.63 | 21343.15 | Z | Z2628037 | 200 amp; 4p; weatherproof |  | B3/26/18-C
| B3/26/18 | 200000 | 262800 | D | 200 amp; 4p; weatherproof (pedestal) | Nr | 5 | 4268.63 | 21343.15 | Z | Z2628038 | 200 amp; 4p; weatherproof (pedestal) |  | B3/26/18-D
| B3/26/18 | 200000 | 262800 | E | 200 amp; 4p; weatherproof (pedestal) | Nr | 5 | 4268.63 | 21343.15 | Z | Z2628039 | 200 amp; 4p; weatherproof (pedestal) |  | B3/26/18-E
| B3/26/18 | 200000 | 262800 | F | 400 amp; 4p; weatherproof | Nr | 5 | 4963.38 | 24816.9 | Z | Z2628040 | 400 amp; 4p; weatherproof |  | B3/26/18-F
| B3/26/18 | 200000 | 262800 | G | 400 amp; 4p; weatherproof (pedestal) | Nr | 5 | 4963.38 | 24816.9 | Z | Z2628041 | 400 amp; 4p; weatherproof (pedestal) |  | B3/26/18-G
3 | B3/26/18 |  |  |  | 263213 - PACKAGED ENGINE GENERATORS |  |  |  | 423576.25
4 | B3/26/18 |  |  |  | Supply and installation of Diesel generator sets |  |  |  | 423576.25
| B3/26/18 | 200000 | 263200 | H | GEN-B1-01; Standby rated 350 kva; 1800 rpm; 400v; 60hz; 3-phase; 4-wire; with insulated solidly earthed neutral; including filters, fuel system, overhead hoists and all auxiliary accessories; | Nr | 1 | 423576.25 | 423576.25 | Z | Z2632004 | GEN-B1-01; Standby rated 350 kva; 1800 rpm; 400v; 60hz; 3-phase; 4-wire; with insulated solidly earthed neutral; including filters, fuel system, overhead hoists and all auxiliary accessories; |  | B3/26/18-H
3 | B3/26/18 |  |  |  | 263324 - DC CENTRAL BATTERY SYSTEM FOR EMERGENCY LIGHTING |  |  |  | 62500
4 | B3/26/18 |  |  |  | Supply and installation of Emergency central monitoring system; as specified; |  |  |  | 62500
| B3/26/18 | 200000 | 263300 | J | Emergency central monitoring system; | Item | 1 | 62500 | 62500 | Z | Z2633004 | Emergency central monitoring system; |  | B3/26/18-J
4 | B3/26/19 |  |  |  | Supply and installation of Emergency dc central battery system complete as specified and shown on drawings; [insert reference] minutes autonomy; |  |  |  | 0
| B3/26/19 | 200000 | 263300 | A | ECBS-MTH-GF-01; 20kva; | Nr | 1 |  | Included | Z | Z2633005 | ECBS-MTH-GF-01; 20kva; |  | B3/26/19-A
| B3/26/19 | 200000 | 263300 | B | ECBS-MTH-GF-02; 20kva; | Nr | 1 |  | Included | Z | Z2633006 | ECBS-MTH-GF-02; 20kva; |  | B3/26/19-B
| B3/26/19 | 200000 | 263300 | C | ECBS-MTH-FF-01; 20kva; | Nr | 1 |  | Included | Z | Z2633007 | ECBS-MTH-FF-01; 20kva; |  | B3/26/19-C
| B3/26/19 | 200000 | 263300 | D | ECBS-MTH-FF-02; 20kva; | Nr | 1 |  | Included | Z | Z2633008 | ECBS-MTH-FF-02; 20kva; |  | B3/26/19-D
| B3/26/19 | 200000 | 263300 | E | ECBS-MTH-GF-03; 20kva; | Nr | 1 |  | Included | Z | Z2633009 | ECBS-MTH-GF-03; 20kva; |  | B3/26/19-E
| B3/26/19 | 200000 | 263300 | F | ECBS-MTH-GF-04; 20kva; | Nr | 1 |  | Included | Z | Z2633010 | ECBS-MTH-GF-04; 20kva; |  | B3/26/19-F
3 | B3/26/19 |  |  |  | 263353 - STATIC UNINTERRUPTIBLE POWER SUPPLY |  |  |  | 0
4 | B3/26/19 |  |  |  | Supply and installation of Ups system complete, including automatic static bypass transfer switch, manual bypass switch, isolation transformer, batteries, charger & battery racks/cabinets, central monitoring system and inter-cabling; 15 minutes backup time |  |  |  | 0
| B3/26/19 | 200000 | 263300 | G | UPS-IT-01; single unit; 60 kva /48 kw; with 3-phase, 400v, 60hz input and 3-phase, 400v, 60hz output; | Nr | 1 |  | Included | Z | Z2633013 | UPS-IT-01; single unit; 60 kva /48 kw; with 3-phase, 400v, 60hz input and 3-phase, 400v, 60hz output; |  | B3/26/19-G
3 | B3/26/19 |  |  |  | 263533 - POWER FACTOR CORRECTION CAPACITORS |  |  |  | 158821.88
4 | B3/26/19 |  |  |  | Supply and installation of Automatic power factor correction capacitors; |  |  |  | 158821.88
| B3/26/19 | 200000 | 263500 | H | PFC-MTH-GF-01, 180 kvar; | Nr | 1 | 38193.75 | 38193.75 | Z | Z2635005 | PFC-MTH-GF-01, 180 kvar; |  | B3/26/19-H
| B3/26/20 | 200000 | 263500 | A | PFC-MTH-GF-06, 180 kvar; | Nr | 1 | 38193.75 | 38193.75 | Z | Z2635006 | PFC-MTH-GF-06, 180 kvar; |  | B3/26/20-A
| B3/26/20 | 200000 | 263500 | B | PFC-MTH-GF-03 140 kvar; | Nr | 1 | 30131.25 | 30131.25 | Z | Z2635007 | PFC-MTH-GF-03 140 kvar; |  | B3/26/20-B
| B3/26/20 | 200000 | 263500 | C | PFC-MTH-GF-04, 250 kvar; | Nr | 1 | 52303.13 | 52303.13 | Z | Z2635008 | PFC-MTH-GF-04, 250 kvar; |  | B3/26/20-C
3 | B3/26/20 |  |  |  | 263600 - TRANSFER SWITCHES |  |  |  | 173707.63
4 | B3/26/20 |  |  |  | Supply and installation of Automatic transfer switches; with manual double bypass |  |  |  | 173707.63
| B3/26/20 | 200000 | 263600 | D | ATS-MTH-GF-01; 400 a; 4 pole; | Nr | 1 | 116924.75 | 116924.75 | Z | Z2636006 | ATS-MTH-GF-01; 400 a; 4 pole; |  | B3/26/20-D
| B3/26/20 | 200000 | 263600 | E | ATS-MTH-GF-02; 160 a; 4 pole; | Nr | 1 | 56782.88 | 56782.88 | Z | Z2636007 | ATS-MTH-GF-02; 160 a; 4 pole; |  | B3/26/20-E
3 | B3/26/20 |  |  |  | 264113 - LIGHTNING PROTECTION FOR STRUCTURES |  |  |  | 497852.5
4 | B3/26/20 |  |  |  | Supply and installation of Complete system corresponding to a lightning protection level (lpl) [insert reference], as a minimum; as specified and as shown on drawings using structure; in accordance with bs en 62305 for the: |  |  |  | 497852.5
| B3/26/20 | 200000 | 264100 | F | Complete Lightning Protection System for buildings | Item | 1 | 497852.5 | 497852.5 | Z | Z2641003 | Complete Lightning Protection System for buildings |  | B3/26/20-F
3 | B3/26/20 |  |  |  | 265100 - INTERIOR LIGHTING |  |  |  | 8474809.05
4 | B3/26/20 |  |  |  | Supply and installation of Led lighting fixtures |  |  |  | 6342352.55
| B3/26/20 | 200000 | 265100 | G | F1; Ceiling Suspended Lighting | Nr | 320 | 752.5 | 240800 | Z | Z2651040 | F1; Ceiling Suspended Lighting |  | B3/26/20-G
| B3/26/20 | 200000 | 265100 | H | F1A; Ceiling Suspended Lighting | Nr | 10 | 958.63 | 9586.3 | Z | Z2651041 | F1A; Ceiling Suspended Lighting |  | B3/26/20-H
| B3/26/20 | 200000 | 265100 | J | F2; Ceiling Suspended Lighting (Weatherproof) | Nr | 215 | 900.25 | 193553.75 | Z | Z2651042 | F2; Ceiling Suspended Lighting (Weatherproof) |  | B3/26/20-J
| B3/26/20 | 200000 | 265100 | K | F4; 60x60 Ceiling Recessed Lighting | Nr | 180 | 1144.38 | 205988.4 | Z | Z2651043 | F4; 60x60 Ceiling Recessed Lighting |  | B3/26/20-K
| B3/26/21 | 200000 | 265100 | A | F4A; 60x60 Ceiling Recessed Lighting | Nr | 420 | 1144.38 | 480639.6 | Z | Z2651044 | F4A; 60x60 Ceiling Recessed Lighting |  | B3/26/21-A
| B3/26/21 | 200000 | 265100 | B | F4B; 60x60 Ceiling Recessed Lighting | Nr | 40 | 1144.38 | 45775.2 | Z | Z2651045 | F4B; 60x60 Ceiling Recessed Lighting |  | B3/26/21-B
| B3/26/21 | 200000 | 265100 | C | F4C; 60x60 Ceiling Recessed Lighting | Nr | 25 | 1144.38 | 28609.5 | Z | Z2651046 | F4C; 60x60 Ceiling Recessed Lighting |  | B3/26/21-C
| B3/26/21 | 200000 | 265100 | D | D4; Spot Recessed | Nr | 260 | 2413.5 | 627510 | Z | Z2651047 | D4; Spot Recessed |  | B3/26/21-D
| B3/26/21 | 200000 | 265100 | E | D4A; Spot Recessed | Nr | 160 | 2484 | 397440 | Z | Z2651048 | D4A; Spot Recessed |  | B3/26/21-E
| B3/26/21 | 200000 | 265100 | F | D4B; Spot Recessed | Nr | 20 | 4259.38 | 85187.6 | Z | Z2651049 | D4B; Spot Recessed |  | B3/26/21-F
| B3/26/21 | 200000 | 265100 | G | D5; Spot Recessed | Nr | 20 | 1037.25 | 20745 | Z | Z2651050 | D5; Spot Recessed |  | B3/26/21-G
| B3/26/21 | 200000 | 265100 | H | H1 | Nr | 340 | 8981.13 | 3053584.2 | Z | Z2651051 | H1 |  | B3/26/21-H
| B3/26/21 | 200000 | 265100 | J | H1C | Nr | 100 | 4559.13 | 455913 | Z | Z2651052 | H1C |  | B3/26/21-J
| B3/26/21 | 200000 | 265100 | K | O1; Bulkhead Lighting | Nr | 20 | 2409.5 | 48190 | Z | Z2651053 | O1; Bulkhead Lighting |  | B3/26/21-K
| B3/26/21 | 200000 | 265100 | L | O6; Bulkhead Lighting | Nr | 180 | 2493.5 | 448830 | Z | Z2651054 | O6; Bulkhead Lighting |  | B3/26/21-L
4 | B3/26/21 |  |  |  | Supply and installation of Led lighting fixtures; with battery Kit |  |  |  | 373297.5
| B3/26/21 | 200000 | 265100 | M | O3E; Outdoor Bulkhead Lighting | Nr | 20 | 3217.75 | 64355 | Z | Z2651055 | O3E; Outdoor Bulkhead Lighting |  | B3/26/21-M
| B3/26/21 | 200000 | 265100 | N | E1; Surface Mounted Emergency Lighting | Nr | 190 | 1614.75 | 306802.5 | Z | Z2651056 | E1; Surface Mounted Emergency Lighting |  | B3/26/21-N
| B3/26/21 | 200000 | 265100 | P | E2; Recessed Emergency Lighting; | Nr | 10 | 214 | 2140 | Z | Z2651057 | E2; Recessed Emergency Lighting; |  | B3/26/21-P
4 | B3/26/21 |  |  |  | Supply and installation of Led lighting fixtures; fed from central battery system; |  |  |  | 1727909
| B3/26/21 | 200000 | 265100 | Q | F1E; Ceiling Suspended Lighting | Nr | 65 | 915.25 | 59491.25 | Z | Z2651058 | F1E; Ceiling Suspended Lighting |  | B3/26/21-Q
| B3/26/21 | 200000 | 265100 | R | F1AE; Ceiling Suspended Lighting | Nr | 5 | 1063 | 5315 | Z | Z2651059 | F1AE; Ceiling Suspended Lighting |  | B3/26/21-R
| B3/26/21 | 200000 | 265100 | S | F2E; Ceiling Suspended Lighting (Weatherproof) | Nr | 50 | 1857.5 | 92875 | Z | Z2651060 | F2E; Ceiling Suspended Lighting (Weatherproof) |  | B3/26/21-S
| B3/26/21 | 200000 | 265100 | T | F4E; 600x600 Ceiling Recessed Lighting | Nr | 50 | 1978.13 | 98906.5 | Z | Z2651061 | F4E; 600x600 Ceiling Recessed Lighting |  | B3/26/21-T
| B3/26/22 | 200000 | 265100 | A | F4AE; 600x600 Ceiling Recessed Lighting | Nr | 80 | 1978.13 | 158250.4 | Z | Z2651062 | F4AE; 600x600 Ceiling Recessed Lighting |  | B3/26/22-A
| B3/26/22 | 200000 | 265100 | B | F4BE; 600x600 Ceiling Recessed Lighting | Nr | 10 | 1978.13 | 19781.3 | Z | Z2651063 | F4BE; 600x600 Ceiling Recessed Lighting |  | B3/26/22-B
| B3/26/22 | 200000 | 265100 | C | F4CE; 600x600 Ceiling Recessed Lighting | Nr | 5 | 1978.13 | 9890.65 | Z | Z2651064 | F4CE; 600x600 Ceiling Recessed Lighting |  | B3/26/22-C
| B3/26/22 | 200000 | 265100 | D | D4E; Spot Recessed | Nr | 100 | 2977.75 | 297775 | Z | Z2651065 | D4E; Spot Recessed |  | B3/26/22-D
| B3/26/22 | 200000 | 265100 | E | D4AE; Spot Recessed | Nr | 51 | 3064.5 | 156289.5 | Z | Z2651066 | D4AE; Spot Recessed |  | B3/26/22-E
| B3/26/22 | 200000 | 265100 | F | D4BE; Spot Recessed | Nr | 10 | 5442.75 | 54427.5 | Z | Z2651067 | D4BE; Spot Recessed |  | B3/26/22-F
| B3/26/22 | 200000 | 265100 | G | D5E | Nr | 5 | 1277.38 | 6386.9 | Z | Z2651068 | D5E |  | B3/26/22-G
| B3/26/22 | 200000 | 265100 | H | H1E | Nr | 50 | 10908 | 545400 | Z | Z2651069 | H1E |  | B3/26/22-H
| B3/26/22 | 200000 | 265100 | J | H1CE | Nr | 40 | 5578 | 223120 | Z | Z2651070 | H1CE |  | B3/26/22-J
4 | B3/26/22 |  |  |  | Supply and installation of Exit Signs; |  |  |  | 31250
| B3/26/22 | 200000 | 265100 | K | Exit Signs; | Item | 1 | 31250 | 31250 | Z | Z2651071 | Exit Signs; |  | B3/26/22-K
3 | B3/26/23 |  |  |  | 265600 - EXTERIOR LIGHTING |  |  |  | 2091497.48
4 | B3/26/23 |  |  |  | Supply and installation of Exterior lighting fixtures |  |  |  | 2091497.48
| B3/26/23 | 200000 | 265600 | A | P1; Street lighting pole | Nr | 7 | 10398.5 | 72789.5 | Z | Z2656007 | P1; Street lighting pole |  | B3/26/23-A
| B3/26/23 | 200000 | 265600 | B | P2; Street Lighting Pole | Nr | 10 | 8105 | 81050 | Z | Z2656008 | P2; Street Lighting Pole |  | B3/26/23-B
| B3/26/23 | 200000 | 265600 | C | P3; Street Lighting Pole | Nr | 17 | 8783.13 | 149313.21 | Z | Z2656009 | P3; Street Lighting Pole |  | B3/26/23-C
| B3/26/23 | 200000 | 265600 | D | P11; Street Lighting Pole | Nr | 4 | 16409.38 | 65637.52 | Z | Z2656010 | P11; Street Lighting Pole |  | B3/26/23-D
| B3/26/23 | 200000 | 265600 | E | FL3; Flood Lighting | Nr | 45 | 4302.75 | 193623.75 | Z | Z2656011 | FL3; Flood Lighting |  | B3/26/23-E
| B3/26/23 | 200000 | 265600 | F | FL4; Flood Lighting | Nr | 141 | 3737.25 | 526952.25 | Z | Z2656012 | FL4; Flood Lighting |  | B3/26/23-F
| B3/26/23 | 200000 | 265600 | G | D10; | Nr | 475 | 2109.75 | 1002131.25 | Z | Z2656013 | D10; |  | B3/26/23-G
c | B3/26/23 |  |  |  | 26 - ELECTRICAL
c | B3/26/23 |  |  |  | To Summary
2 | B3/27/01 |  |  |  | 27 - COMMUNICATIONS |  |  |  | 12386216.49
3 | B3/27/01 |  |  |  | 270501 - COMMON CLAUSES FOR IT & SECURITY SYSTEMS |  |  |  | 0
4 | B3/27/01 |  |  |  | Refer to the individual Sections listed below for applicable Bill of Quantities: |  |  |  | 0
4 | B3/27/01 |  |  |  | IT Systems |  |  |  | 0
5 | B3/27/01 |  |  |  | -Section 272109 - Data Communications for Campus Network. |  |  |  | 0
5 | B3/27/01 |  |  |  | -Section 272111 - Data Communications for Data Center. |  |  |  | 0
5 | B3/27/01 |  |  |  | -Section 272133 - Wireless Data Network. |  |  |  | 0
5 | B3/27/01 |  |  |  | -Section 272140 - Virtual Servers Environment (VSE). |  |  |  | 0
5 | B3/27/01 |  |  |  | -Section 272231 - Computers & Related Peripherals. |  |  |  | 0
5 | B3/27/01 |  |  |  | -Section 272541 - Cyber Security For Enterprise Network - System Design and Performance Requirements. |  |  |  | 0
5 | B3/27/01 |  |  |  | -Section 273123 - IP-Based Telephony Communications System. |  |  |  | 0
5 | B3/27/01 |  |  |  | Section 250555 - Data Center Infrastructure Management (DCIM) System |  |  |  | 0
4 | B3/27/01 |  |  |  | Security Systems |  |  |  | 0
5 | B3/27/01 |  |  |  | -Section 281300 - Access Control Software and Database Management. |  |  |  | 0
5 | B3/27/01 |  |  |  | -Section 281500 - Access Control Hardware Devices. |  |  |  | 0
5 | B3/27/01 |  |  |  | -Section 282000 - Video Surveillance System (VSS). |  |  |  | 0
5 | B3/27/01 |  |  |  | Section 255805 - Physical Security Information (DCIM) System |  |  |  | 0
5 | B3/27/01 |  |  |  | Section 281800- Security Screening Systems |  |  |  | 0
4 | B3/27/01 |  |  |  | Other Communications Systems |  |  |  | 0
5 | B3/27/01 |  |  |  | -Section 275117 - IP-Based Public Address System. |  |  |  | 0
5 | B3/27/01 |  |  |  | -Section 275313 - Master Clock System (MCS). |  |  |  | 0
3 | B3/27/01 |  |  |  | 270555 - IDENTIFICATION FOR COMMUNICATIONS SYSTEMS (TIA) |  |  |  | 12500
4 | B3/27/01 |  |  |  | Identification for Communications Systems: |  |  |  | 12500
| B3/27/01 | 200000 | 270500 | A | Identification for communications systems as per specified Administration Scheme; | Item | 1 | 12500 | 12500 | a | a2705003 | Identification for communications systems as per specified Administration Scheme; |  | B3/27/01-A
3 | B3/27/02 |  |  |  | 271005 - COMMON CLAUSES FOR STRUCTURED CABLING (TIA) |  |  |  | 0
4 | B3/27/02 |  |  |  | Refer to the individual Sections listed below for applicable Bill of Quantities: |  |  |  | 0
5 | B3/27/02 |  |  |  | -Section 270555 - Identification for Communications Systems (TIA). |  |  |  | 0
5 | B3/27/02 |  |  |  | -Section 271105- Communications Equipment Room Fittings (TIA). |  |  |  | 0
5 | B3/27/02 |  |  |  | -Section 271305 - Communications Backbone Cabling (TIA). |  |  |  | 0
5 | B3/27/02 |  |  |  | -Section 271505 - Communications Horizontal Cabling (TIA). |  |  |  | 0
3 | B3/27/02 |  |  |  | 271105 - COMMUNICATIONS EQUIPMENT ROOM FITTINGS (TIA) |  |  |  | 719643.75
4 | B3/27/02 |  |  |  | Telecommunications Equipment Cabinets; Freestanding; modular type; |  |  |  | 298137.5
| B3/27/02 | 200000 | 271000 | A | For Main communication room/ incom service room: Network Cabinet, Steel; door & ventilation provisions as specified; (800 x 1000) (width x depth) mm; 42RU; | Nr | 6 | 12962.5 | 77775 | a | a2710048 | For Main communication room/ incom service room: Network Cabinet, Steel; door & ventilation provisions as specified; (800 x 1000) (width x depth) mm; 42RU; |  | B3/27/02-A
| B3/27/02 | 200000 | 271000 | B | For communication room: Network Cabinet, Steel; door & ventilation provisions as specified; (800 x 800) (width x depth) mm; 42RU; | Nr | 17 | 12962.5 | 220362.5 | a | a2710049 | For communication room: Network Cabinet, Steel; door & ventilation provisions as specified; (800 x 800) (width x depth) mm; 42RU; |  | B3/27/02-B
4 | B3/27/02 |  |  |  | Telecommunications Equipment Cabinets; Wall mounted; modular type; |  |  |  | 69256.25
| B3/27/02 | 200000 | 271000 | C | For communication closet: Network Cabinet, Steel; door & ventilation provisions as specified; (600 x 600) (width x depth) mm; 21RU; | Nr | 7 | 9893.75 | 69256.25 | a | a2710050 | For communication closet: Network Cabinet, Steel; door & ventilation provisions as specified; (600 x 600) (width x depth) mm; 21RU; |  | B3/27/02-C
4 | B3/27/02 |  |  |  | Outdoor Telecommunications Equipment Cabinets; Freestanding; modular type; |  |  |  | 297875
| B3/27/02 | 200000 | 271000 | D | For Site: Network Cabinet, Steel; door & ventilation provisions as specified; (600 x 600) (width x depth) mm; 21RU; | Nr | 20 | 14893.75 | 297875 | a | a2710051 | For Site: Network Cabinet, Steel; door & ventilation provisions as specified; (600 x 600) (width x depth) mm; 21RU; |  | B3/27/02-D
4 | B3/27/03 |  |  |  | Spare Parts, Tools and Instruments; |  |  |  | 54375
| B3/27/03 | 200000 | 271000 | A | Set of spare parts; | Item | 1 | 50000 | 50000 | a | a2710052 | Set of spare parts; |  | B3/27/03-A
| B3/27/03 | 200000 | 271000 | B | Set of tools and instruments; | Item | 1 | 4375 | 4375 | a | a2710053 | Set of tools and instruments; |  | B3/27/03-B
3 | B3/27/03 |  |  |  | 271305 - COMMUNICATIONS BACKBONE CABLING (TIA) |  |  |  | 2399784.26
4 | B3/27/03 |  |  |  | Backbone Cables: SMF Fiber Optic; Type OS2; Application: Indoor/Outdoor "Plenum rated (Fire Resistant)" (both Inside Plant (ISP) and Outside Plant (OSP)) as specified; |  |  |  | 312500
| B3/27/03 | 200000 | 271000 | C | 24-Core; tight-buffered using dry water blocking technology; non-conductive (non-metallic) (metal-free) (all-dielectric); reinforcement, with a central strength element of aramid / glass fiber yarn; PVC inner jacket (around the sub-units of fiber); Plenum rated PVDF outer jacket; Type OFNP; | Item | 1 | 312500 | 312500 | a | a2710054 | 24-Core; tight-buffered using dry water blocking technology; non-conductive (non-metallic) (metal-free) (all-dielectric); reinforcement, with a central strength element of aramid / glass fiber yarn; PVC inner jacket (around the sub-units of fiber); Plenum rated PVDF outer jacket; Type OFNP; |  | B3/27/03-C
4 | B3/27/03 |  |  |  | Main and Intermediate Cross-Connects, as specified: |  |  |  | 331250
| B3/27/03 | 200000 | 271000 | D | 24-core SMF Duplex LC UPC; fully equipped; Fiber Optic Patch Panels; intelligent type; | Item | 1 | 312500 | 312500 | a | a2710055 | 24-core SMF Duplex LC UPC; fully equipped; Fiber Optic Patch Panels; intelligent type; |  | B3/27/03-D
| B3/27/03 | 200000 | 271000 | E | Splice Enclosure; | Item | 1 | 18750 | 18750 | a | a2710056 | Splice Enclosure; |  | B3/27/03-E
4 | B3/27/03 |  |  |  | Spare Parts, Tools and Instruments; |  |  |  | 24375
| B3/27/03 | 200000 | 271000 | F | Set of spare parts; | Item | 1 | 20000 | 20000 | a | a2710057 | Set of spare parts; |  | B3/27/03-F
| B3/27/03 | 200000 | 271000 | G | Set of tools and instruments; | Item | 1 | 4375 | 4375 | a | a2710058 | Set of tools and instruments; |  | B3/27/03-G
4 | B3/27/03 |  |  |  | 271500 - Structured Cabling System |  |  |  | 1697284.26
| B3/27/03 | 200000 | 271000 | H | 24 Port Cat6a Patch Panel; | Nr | 11 | 1937.5 | 21312.5 | a | a2710059 | 24 Port Cat6a Patch Panel; |  | B3/27/03-H
| B3/27/03 | 200000 | 271000 | J | 48 Port Cat6a Patch Panel; | Nr | 46 | 3125 | 143750 | a | a2710060 | 48 Port Cat6a Patch Panel; |  | B3/27/03-J
| B3/27/03 | 200000 | 271000 | K | Single port Data outlet RJ45, wall mounted | Nr | 96 | 1000 | 96000 | a | a2710061 | Single port Data outlet RJ45, wall mounted |  | B3/27/03-K
| B3/27/04 | 200000 | 271000 | A | Single port Data outlet RJ45, ceiling mounted | Nr | 5 | 1195.38 | 5976.9 | a | a2710062 | Single port Data outlet RJ45, ceiling mounted |  | B3/27/04-A
| B3/27/04 | 200000 | 271000 | B | Dual port Data outlet RJ45, ceiling mounted | Nr | 292 | 1195.38 | 349050.96 | a | a2710063 | Dual port Data outlet RJ45, ceiling mounted |  | B3/27/04-B
| B3/27/04 | 200000 | 271000 | C | Dual port Data outlet RJ45, wall mounted | Nr | 262 | 2000 | 524000 | a | a2710064 | Dual port Data outlet RJ45, wall mounted |  | B3/27/04-C
| B3/27/04 | 200000 | 271000 | D | Single port Data outlet RJ45, floor mounted | Nr | 6 | 1195.38 | 7172.28 | a | a2710065 | Single port Data outlet RJ45, floor mounted |  | B3/27/04-D
| B3/27/04 | 200000 | 271000 | E | Dual port Data outlet RJ45, floor mounted | Nr | 215 | 1800 | 387000 | a | a2710066 | Dual port Data outlet RJ45, floor mounted |  | B3/27/04-E
| B3/27/04 | 200000 | 271000 | F | Triple port Data outlet RJ45, floor mounted | Nr | 6 | 1195.38 | 7172.28 | a | a2710067 | Triple port Data outlet RJ45, floor mounted |  | B3/27/04-F
| B3/27/04 | 200000 | 271000 | G | Quad port Data outlet RJ45, wall mounted | Nr | 10 | 1720.38 | 17203.8 | a | a2710068 | Quad port Data outlet RJ45, wall mounted |  | B3/27/04-G
| B3/27/04 | 200000 | 271000 | H | Outdoor Dual port Data outlet RJ45; pole mounted | Nr | 31 | 1800 | 55800 | a | a2710069 | Outdoor Dual port Data outlet RJ45; pole mounted |  | B3/27/04-H
| B3/27/04 | 200000 | 271000 | J | Outdoor Dual port Data outlet RJ45; wall mounted | Nr | 16 | 1851.63 | 29626.08 | a | a2710070 | Outdoor Dual port Data outlet RJ45; wall mounted |  | B3/27/04-J
| B3/27/04 | 200000 | 271000 | K | Outdoor Dual port Data outlet RJ45; floor mounted | Nr | 42 | 1267.13 | 53219.46 | a | a2710071 | Outdoor Dual port Data outlet RJ45; floor mounted |  | B3/27/04-K
4 | B3/27/04 |  |  |  | Spare Parts, Tools and Instruments; |  |  |  | 34375
| B3/27/04 | 200000 | 271000 | L | Set of spare parts; | Item | 1 | 30000 | 30000 | a | a2710072 | Set of spare parts; |  | B3/27/04-L
| B3/27/04 | 200000 | 271000 | M | Set of tools and instruments; | Item | 1 | 4375 | 4375 | a | a2710073 | Set of tools and instruments; |  | B3/27/04-M
3 | B3/27/04 |  |  |  | 272109 - DATA COMMUNICATIONS FOR CAMPUS NETWORK |  |  |  | 1650420.52
4 | B3/27/04 |  |  |  | Active Communications and Data Processing Equipment |  |  |  | 1636670.52
| B3/27/04 | 200000 | 272000 | N | ICT Access Data Switches 24 ports; | Nr | 3 | 27500 | 82500 | a | a2720031 | ICT Access Data Switches 24 ports; |  | B3/27/04-N
| B3/27/04 | 200000 | 272000 | P | Security Access Data Switches 24 ports; | Nr | 8 | 1654.75 | 13238 | a | a2720032 | Security Access Data Switches 24 ports; |  | B3/27/04-P
| B3/27/04 | 200000 | 272000 | Q | ICT Access Data Switches 48 ports; | Nr | 30 | 33750 | 1012500 | a | a2720033 | ICT Access Data Switches 48 ports; |  | B3/27/04-Q
| B3/27/04 | 200000 | 272000 | R | Security Access Data Switches 48 ports; | Nr | 16 | 3229.75 | 51676 | a | a2720034 | Security Access Data Switches 48 ports; |  | B3/27/04-R
| B3/27/05 | 200000 | 272000 | A | ICT Industrial Switches; | Nr | 19 | 17500 | 332500 | a | a2720035 | ICT Industrial Switches; |  | B3/27/05-A
| B3/27/05 | 200000 | 272000 | B | Security Industrial Switches; | Nr | 8 | 17500 | 140000 | a | a2720036 | Security Industrial Switches; |  | B3/27/05-B
| B3/27/05 | 200000 | 272000 | C | ICT Distribution Switches; | Nr | 2 | 1064.13 | 2128.26 | a | a2720037 | ICT Distribution Switches; |  | B3/27/05-C
| B3/27/05 | 200000 | 272000 | D | Security Distribution Switches; | Nr | 2 | 1064.13 | 2128.26 | a | a2720038 | Security Distribution Switches; |  | B3/27/05-D
4 | B3/27/05 |  |  |  | Spare Parts, Tools and Instruments |  |  |  | 13750
| B3/27/05 | 200000 | 272000 | E | Set of spare parts; | Item | 1 | 9375 | 9375 | a | a2720039 | Set of spare parts; |  | B3/27/05-E
| B3/27/05 | 200000 | 272000 | F | Set of tools and instruments; | Item | 1 | 4375 | 4375 | a | a2720040 | Set of tools and instruments; |  | B3/27/05-F
3 | B3/27/05 |  |  |  | 272133 - WIRELESS DATA NETWORK |  |  |  | 2204158.84
4 | B3/27/05 |  |  |  | Wireless data network components |  |  |  | 2190408.84
| B3/27/05 | 200000 | 272000 | G | Wireless radio access points; IEEE 802.11ax (WI-FI 6E); Indoor type; | Nr | 144 | 13475.95 | 1940536.8 | a | a2720041 | Wireless radio access points; IEEE 802.11ax (WI-FI 6E); Indoor type; |  | B3/27/05-G
| B3/27/05 | 200000 | 272000 | H | Wireless radio access points; IEEE 802.11ax (WI-FI 6E); Outdoor type; | Nr | 33 | 7571.88 | 249872.04 | a | a2720042 | Wireless radio access points; IEEE 802.11ax (WI-FI 6E); Outdoor type; |  | B3/27/05-H
4 | B3/27/05 |  |  |  | Spare Part, Tools and Instruments; |  |  |  | 13750
| B3/27/05 | 200000 | 272000 | J | Set of spare parts; | Item | 1 | 9375 | 9375 | a | a2720043 | Set of spare parts; |  | B3/27/05-J
| B3/27/05 | 200000 | 272000 | K | Set of tools and instruments; | Item | 1 | 4375 | 4375 | a | a2720044 | Set of tools and instruments; |  | B3/27/05-K
3 | B3/27/05 |  |  |  | 272231 COMPUTERS & RELATED PERIPHERALS |  |  |  | 27475
| B3/27/05 | 200000 | 272000 | L | Workstation; At security Control Room; Equipped with three screens; | Nr | 2 | 6862.5 | 13725 | a | a2720045 | Workstation; At security Control Room; Equipped with three screens; |  | B3/27/05-L
| B3/27/05 | 200000 | 272000 | M | Set of spare parts; | Item | 1 | 9375 | 9375 | a | a2720046 | Set of spare parts; |  | B3/27/05-M
| B3/27/05 | 200000 | 272000 | N | Set of tools and instruments; | Item | 1 | 4375 | 4375 | a | a2720047 | Set of tools and instruments; |  | B3/27/05-N
3 | B3/27/06 |  |  |  | 273123 - IP-BASED TELEPHONY COMMUNICATIONS SYSTEM |  |  |  | 2015578.17
4 | B3/27/06 |  |  |  | Call Processing Components |  |  |  | 2015578.17
5 | B3/27/06 |  |  |  | Phones and Terminals; |  |  |  | 2001828.17
| B3/27/06 | 200000 | 273000 | A | wall mounted IP Phone, as specified; | Nr | 41 | 6898.68 | 282845.88 | a | a2730013 | wall mounted IP Phone, as specified; |  | B3/27/06-A
| B3/27/06 | 200000 | 273000 | B | Wireless IP Phone, as specified; | Nr | 50 | 9612.15 | 480607.5 | a | a2730014 | Wireless IP Phone, as specified; |  | B3/27/06-B
| B3/27/06 | 200000 | 273000 | C | Standard IP Phone, as specified; | Nr | 145 | 8439.68 | 1223753.6 | a | a2730015 | Standard IP Phone, as specified; |  | B3/27/06-C
| B3/27/06 | 200000 | 273000 | D | Enhanced IP Phone, as specified; | Nr | 10 | 1064.13 | 10641.3 | a | a2730016 | Enhanced IP Phone, as specified; |  | B3/27/06-D
| B3/27/06 | 200000 | 273000 | E | Conference IP Phone, as specified; | Nr | 3 | 1326.63 | 3979.89 | a | a2730017 | Conference IP Phone, as specified; |  | B3/27/06-E
5 | B3/27/06 |  |  |  | Spare Part, Tools and Instruments; |  |  |  | 13750
| B3/27/06 | 200000 | 273000 | F | Set of spare parts; | Item | 1 | 9375 | 9375 | a | a2730018 | Set of spare parts; |  | B3/27/06-F
| B3/27/06 | 200000 | 273000 | G | Set of tools and instruments; | Item | 1 | 4375 | 4375 | a | a2730019 | Set of tools and instruments; |  | B3/27/06-G
3 | B3/27/06 |  |  |  | 274100 - GENERAL CONDITIONS FOR INTEGRATED AUDIOVISUAL SYSTEMS |  |  |  | 0
4 | B3/27/06 |  |  |  | Refer to the individual Sections listed below for applicable Bill of Quantities: |  |  |  | 0
5 | B3/27/06 |  |  |  | -Section 274116.27 - Integrated Audiovisual Systems and Equipment – For Meeting/Conference/ Operation Breakout Rooms. |  |  |  | 0
5 | B3/27/06 |  |  |  | -Section 274116.28 -Integrated Audiovisual Systems and Equipment – For EOC Training Room. |  |  |  | 0
5 | B3/27/06 |  |  |  | -Section 274116.62 - Integrated Audiovisual Systems and Equipment – For Crisis Management Center. |  |  |  | 0
5 | B3/27/06 |  |  |  | -Section 274223 - Digital Media Displays |  |  |  | 0
3 | B3/27/07 |  |  |  | 274116.28 - INTEGRATED AUDIOVISUAL SYSTEMS AND EQUIPMENT - FOR MEETING/CONFERENCE ROOMS |  |  |  | 408050.4
4 | B3/27/07 |  |  |  | Audio Systems; |  |  |  | 119978.47
| B3/27/07 | 200000 | 274116 | A | Audio digital signal processors; | Item | 1 | 5650 | 5650 | a | a2741180 | Audio digital signal processors; |  | B3/27/07-A
| B3/27/07 | 200000 | 274116 | B | Power amplifiers; | Item | 1 | 60215.93 | 60215.93 | a | a2741181 | Power amplifiers; |  | B3/27/07-B
| B3/27/07 | 200000 | 274116 | C | Ceiling speakers; | Nr | 8 | 3309.38 | 26475.04 | a | a2741182 | Ceiling speakers; |  | B3/27/07-C
| B3/27/07 | 200000 | 274116 | D | Digital Wireless Microphone System: wireless handheld microphone transmitter & Receiver; | Nr | 8 | 2512.5 | 20100 | a | a2741183 | Digital Wireless Microphone System: wireless handheld microphone transmitter & Receiver; |  | B3/27/07-D
| B3/27/07 | 200000 | 274116 | E | Digital Wireless Microphone System: wireless body-pack microphone; | Nr | 3 | 2512.5 | 7537.5 | a | a2741184 | Digital Wireless Microphone System: wireless body-pack microphone; |  | B3/27/07-E
4 | B3/27/07 |  |  |  | Displays; |  |  |  | 6581.25
| B3/27/07 | 200000 | 274116 | F | Flat panel displays; | Nr | 3 | 2193.75 | 6581.25 | a | a2741185 | Flat panel displays; |  | B3/27/07-F
4 | B3/27/07 |  |  |  | Presentation Source Equipment; |  |  |  | 180715.64
| B3/27/07 | 200000 | 274116 | G | Analog Audio Signal Interfaces/Line-Drivers; | Item | 1 | 4400 | 4400 | a | a2741186 | Analog Audio Signal Interfaces/Line-Drivers; |  | B3/27/07-G
| B3/27/07 | 200000 | 274116 | H | Video Conferencing System; | Item | 1 | 20025 | 20025 | a | a2741187 | Video Conferencing System; |  | B3/27/07-H
| B3/27/07 | 200000 | 274116 | J | Video Capture; | Nr | 3 | 3284.38 | 9853.14 | a | a2741188 | Video Capture; |  | B3/27/07-J
| B3/27/07 | 200000 | 274116 | K | Video Communications Server (VCS); | Item | 1 | 26275 | 26275 | a | a2741189 | Video Communications Server (VCS); |  | B3/27/07-K
| B3/27/07 | 200000 | 274116 | L | Digital Extender Transmitter / Receiver; | Item | 1 | 45025 | 45025 | a | a2741190 | Digital Extender Transmitter / Receiver; |  | B3/27/07-L
| B3/27/07 | 200000 | 274116 | M | Digital Audio-Video Matrix Switcher; | Item | 1 | 45025 | 45025 | a | a2741191 | Digital Audio-Video Matrix Switcher; |  | B3/27/07-M
| B3/27/07 | 200000 | 274116 | N | Wireless Presentation System; | Nr | 3 | 10037.5 | 30112.5 | a | a2741192 | Wireless Presentation System; |  | B3/27/07-N
4 | B3/27/08 |  |  |  | Control Systems; |  |  |  | 51606.25
| B3/27/08 | 200000 | 274116 | A | System Controller; | Item | 1 | 45025 | 45025 | a | a2741193 | System Controller; |  | B3/27/08-A
| B3/27/08 | 200000 | 274116 | B | Wireless Touch Panel; | Nr | 3 | 2193.75 | 6581.25 | a | a2741194 | Wireless Touch Panel; |  | B3/27/08-B
4 | B3/27/08 |  |  |  | Miscellaneous Products and Systems; |  |  |  | 35418.79
| B3/27/08 | 200000 | 274116 | C | Technical panels, boxes and cover plates, including floor boxes; | Nr | 8 | 1959.38 | 15675.04 | a | a2741195 | Technical panels, boxes and cover plates, including floor boxes; |  | B3/27/08-C
| B3/27/08 | 200000 | 274116 | D | A/V Equipment racks/cabinets; | Nr | 3 | 6581.25 | 19743.75 | a | a2741196 | A/V Equipment racks/cabinets; |  | B3/27/08-D
4 | B3/27/08 |  |  |  | Spare Parts, Tools and Instruments: |  |  |  | 13750
| B3/27/08 | 200000 | 274116 | E | Set of spare parts; | Item | 1 | 9375 | 9375 | a | a2741197 | Set of spare parts; |  | B3/27/08-E
| B3/27/08 | 200000 | 274116 | F | Set of tools and instruments; | Item | 1 | 4375 | 4375 | a | a2741198 | Set of tools and instruments; |  | B3/27/08-F
3 | B3/27/08 |  |  |  | 274116.51 - INTEGRATED AUDIOVISUAL SYSTEMS AND EQUIPMENT - FOR TRAINING ROOM |  |  |  | 496439.52
4 | B3/27/08 |  |  |  | Audio Systems; |  |  |  | 186653.55
| B3/27/08 | 200000 | 274116 | G | Audio digital signal processors; | Item | 1 | 5650 | 5650 | a | a2741199 | Audio digital signal processors; |  | B3/27/08-G
| B3/27/08 | 200000 | 274116 | H | Power amplifiers; | Item | 1 | 60215.93 | 60215.93 | a | a2741200 | Power amplifiers; |  | B3/27/08-H
| B3/27/08 | 200000 | 274116 | J | Ceiling speakers; | Nr | 24 | 3309.38 | 79425.12 | a | a2741201 | Ceiling speakers; |  | B3/27/08-J
| B3/27/08 | 200000 | 274116 | K | Digital Wireless Microphone System: wireless handheld microphone transmitter & Receiver; | Nr | 3 | 2512.5 | 7537.5 | a | a2741202 | Digital Wireless Microphone System: wireless handheld microphone transmitter & Receiver; |  | B3/27/08-K
| B3/27/08 | 200000 | 274116 | L | Digital Wireless Microphone System: wireless body-pack microphone; | Nr | 3 | 2512.5 | 7537.5 | a | a2741203 | Digital Wireless Microphone System: wireless body-pack microphone; |  | B3/27/08-L
| B3/27/08 | 200000 | 274116 | M | Lectern/Table Mounted Gooseneck Cardioid microphone; | Nr | 3 | 8762.5 | 26287.5 | a | a2741204 | Lectern/Table Mounted Gooseneck Cardioid microphone; |  | B3/27/08-M
4 | B3/27/09 |  |  |  | Displays; |  |  |  | 6581.25
| B3/27/09 | 200000 | 274116 | A | Interactive panel displays; | Nr | 3 | 2193.75 | 6581.25 | a | a2741205 | Interactive panel displays; |  | B3/27/09-A
4 | B3/27/09 |  |  |  | Presentation Source Equipment; |  |  |  | 212226.58
| B3/27/09 | 200000 | 274116 | B | Analog Audio Signal Interfaces/Line-Drivers; | Item | 1 | 4400 | 4400 | a | a2741206 | Analog Audio Signal Interfaces/Line-Drivers; |  | B3/27/09-B
| B3/27/09 | 200000 | 274116 | C | Video Conferencing System; | Item | 1 | 20025 | 20025 | a | a2741207 | Video Conferencing System; |  | B3/27/09-C
| B3/27/09 | 200000 | 274116 | D | Video Capture; | Nr | 3 | 3284.38 | 9853.14 | a | a2741208 | Video Capture; |  | B3/27/09-D
| B3/27/09 | 200000 | 274116 | E | Video Communications Server (VCS); | Item | 1 | 26275 | 26275 | a | a2741209 | Video Communications Server (VCS); |  | B3/27/09-E
| B3/27/09 | 200000 | 274116 | F | Digital Extender Transmitter / Receiver; | Item | 1 | 45025 | 45025 | a | a2741210 | Digital Extender Transmitter / Receiver; |  | B3/27/09-F
| B3/27/09 | 200000 | 274116 | G | Digital Audio-Video Matrix Switcher; | Item | 1 | 45025 | 45025 | a | a2741211 | Digital Audio-Video Matrix Switcher; |  | B3/27/09-G
| B3/27/09 | 200000 | 274116 | H | HDMI Audio De-Embedder; | Item | 1 | 517.19 | 517.19 | a | a2741212 | HDMI Audio De-Embedder; |  | B3/27/09-H
| B3/27/09 | 200000 | 274116 | J | Wireless Presentation System; | Nr | 3 | 10037.5 | 30112.5 | a | a2741213 | Wireless Presentation System; |  | B3/27/09-J
| B3/27/09 | 200000 | 274116 | K | Projector; | Nr | 3 | 10331.25 | 30993.75 | a | a2741214 | Projector; |  | B3/27/09-K
4 | B3/27/09 |  |  |  | Control Systems; |  |  |  | 51606.25
| B3/27/09 | 200000 | 274116 | L | System Controller; | Item | 1 | 45025 | 45025 | a | a2741215 | System Controller; |  | B3/27/09-L
| B3/27/09 | 200000 | 274116 | M | Wireless Touch Panel; | Nr | 3 | 2193.75 | 6581.25 | a | a2741216 | Wireless Touch Panel; |  | B3/27/09-M
4 | B3/27/09 |  |  |  | Miscellaneous Products and Systems; |  |  |  | 25621.89
| B3/27/09 | 200000 | 274116 | N | Technical panels, boxes and cover plates, including floor boxes; | Nr | 3 | 1959.38 | 5878.14 | a | a2741217 | Technical panels, boxes and cover plates, including floor boxes; |  | B3/27/09-N
| B3/27/09 | 200000 | 274116 | P | A/V Equipment racks/cabinets; | Nr | 3 | 6581.25 | 19743.75 | a | a2741218 | A/V Equipment racks/cabinets; |  | B3/27/09-P
4 | B3/27/10 |  |  |  | Spare Parts, Tools and Instruments: |  |  |  | 13750
| B3/27/10 | 200000 | 274116 | A | Set of spare parts; | Item | 1 | 9375 | 9375 | a | a2741219 | Set of spare parts; |  | B3/27/10-A
| B3/27/10 | 200000 | 274116 | B | Set of tools and instruments; | Item | 1 | 4375 | 4375 | a | a2741220 | Set of tools and instruments; |  | B3/27/10-B
3 | B3/27/10 |  |  |  | 274116.62 - INTEGRATED AUDIOVISUAL SYSTEMS AND EQUIPMENT - FOR INDUSTRIAL CONTROL ROOM |  |  |  | 2074723.64
4 | B3/27/10 |  |  |  | Audio Systems; |  |  |  | 86690.97
| B3/27/10 | 200000 | 274116 | C | Power amplifiers; | Item | 1 | 60215.93 | 60215.93 | a | a2741221 | Power amplifiers; |  | B3/27/10-C
| B3/27/10 | 200000 | 274116 | D | Ceiling speakers; | Nr | 8 | 3309.38 | 26475.04 | a | a2741222 | Ceiling speakers; |  | B3/27/10-D
4 | B3/27/10 |  |  |  | Displays; |  |  |  | 140040
| B3/27/10 | 200000 | 274116 | E | (6 x 2) 65" Led Video wall display; | Nr | 1 | 140040 | 140040 | a | a2741223 | (6 x 2) 65" Led Video wall display; |  | B3/27/10-E
4 | B3/27/10 |  |  |  | Control Systems; |  |  |  | 116700
| B3/27/10 | 200000 | 274116 | F | Video wall Controller; | Item | 1 | 116700 | 116700 | a | a2741224 | Video wall Controller; |  | B3/27/10-F
4 | B3/27/10 |  |  |  | Miscellaneous Products and Systems; |  |  |  | 70705.06
| B3/27/10 | 200000 | 274116 | G | Technical panels, boxes and cover plates, including floor boxes; | Nr | 12 | 1959.38 | 23512.56 | a | a2741225 | Technical panels, boxes and cover plates, including floor boxes; |  | B3/27/10-G
| B3/27/10 | 200000 | 274116 | H | Video wall rack; | Nr | 1 | 47192.5 | 47192.5 | a | a2741226 | Video wall rack; |  | B3/27/10-H
4 | B3/27/10 |  |  |  | Spare Parts, Tools and Instruments: |  |  |  | 13750
| B3/27/10 | 200000 | 274116 | J | Set of spare parts; | Item | 1 | 9375 | 9375 | a | a2741227 | Set of spare parts; |  | B3/27/10-J
| B3/27/10 | 200000 | 274116 | K | Set of tools and instruments; | Item | 1 | 4375 | 4375 | a | a2741228 | Set of tools and instruments; |  | B3/27/10-K
4 | B3/27/10 |  |  |  | 274223 - DIGITAL MEDIA DISPLAYS |  |  |  | 191700
| B3/27/10 | 200000 | 274116 | L | 50" flat panel displays; | Nr | 18 | 10650 | 191700 | a | a2741229 | 50" flat panel displays; |  | B3/27/10-L
4 | B3/27/11 |  |  |  | Video Wall Displays; |  |  |  | 70020
| B3/27/11 | 200000 | 274116 | A | (3x2) 55" Video Wall LCD flat panel displays (with LED backlight) ; | Nr | 1 | 70020 | 70020 | a | a2741230 | (3x2) 55" Video Wall LCD flat panel displays (with LED backlight) ; |  | B3/27/11-A
4 | B3/27/11 |  |  |  | Video Wall Controllers; |  |  |  | 327150
| B3/27/11 | 200000 | 274116 | B | Video Wall Controller – Standalone unit, non-networked; | Item | 1 | 116700 | 116700 | a | a2741231 | Video Wall Controller – Standalone unit, non-networked; |  | B3/27/11-B
| B3/27/11 | 200000 | 274116 | C | Video Wall Controller – Network-Based Streaming System, Video Wall Processor Node; | Item | 1 | 210450 | 210450 | a | a2741232 | Video Wall Controller – Network-Based Streaming System, Video Wall Processor Node; |  | B3/27/11-C
4 | B3/27/11 |  |  |  | Spare Parts, Tools and Instruments; |  |  |  | 13750
| B3/27/11 | 200000 | 274116 | D | Set of spare parts; | Item | 1 | 9375 | 9375 | a | a2741233 | Set of spare parts; |  | B3/27/11-D
| B3/27/11 | 200000 | 274116 | E | Set of tools and instruments; | Item | 1 | 4375 | 4375 | a | a2741234 | Set of tools and instruments; |  | B3/27/11-E
4 | B3/27/11 |  |  |  | 275117 - IP-BASED PUBLIC ADDRESS SYSTEM |  |  |  | 1044217.61
5 | B3/27/11 |  |  |  | System Peripheral Devices; |  |  |  | 1030467.61
| B3/27/11 | 200000 | 275000 | F | Public Address Digital Communication Stations (microphone stations); | Nr | 2 |  | Included | a | a2750039 | Public Address Digital Communication Stations (microphone stations); |  | B3/27/11-F
| B3/27/11 | 200000 | 275000 | G | Ceiling mounted Loudspeaker; | Nr | 235 | 3309.38 | 777704.3 | a | a2750040 | Ceiling mounted Loudspeaker; |  | B3/27/11-G
| B3/27/11 | 200000 | 275000 | H | wall mounted Loudspeaker; weather proof; | Nr | 48 | 3409.38 | 163650.24 | a | a2750041 | wall mounted Loudspeaker; weather proof; |  | B3/27/11-H
| B3/27/11 | 200000 | 275000 | J | Digital Signal Processing DSP; | Nr | 1 | 28897.14 | 28897.14 | a | a2750042 | Digital Signal Processing DSP; |  | B3/27/11-J
| B3/27/11 | 200000 | 275000 | K | Power Amplifier; | Item | 1 | 60215.93 | 60215.93 | a | a2750043 | Power Amplifier; |  | B3/27/11-K
5 | B3/27/11 |  |  |  | Spare parts, tools and instruments; |  |  |  | 13750
| B3/27/11 | 200000 | 275000 | L | Set of spare parts; | Item | 1 | 9375 | 9375 | a | a2750044 | Set of spare parts; |  | B3/27/11-L
| B3/27/11 | 200000 | 275000 | M | Set of tools and instruments; | Item | 1 | 4375 | 4375 | a | a2750045 | Set of tools and instruments; |  | B3/27/11-M
3 | B3/27/12 |  |  |  | 275129.17 - EMERGENCY ASSIST ALARM SYSTEM |  |  |  | 92406.28
4 | B3/27/12 |  |  |  | System Peripheral Devices; |  |  |  | 73012.53
| B3/27/12 | 200000 | 275000 | A | Ceiling Pull Cord Units | Nr | 3 | 1381.25 | 4143.75 | a | a2750046 | Ceiling Pull Cord Units |  | B3/27/12-A
| B3/27/12 | 200000 | 275000 | B | Call Points | Nr | 3 | 1540.63 | 4621.89 | a | a2750047 | Call Points |  | B3/27/12-B
| B3/27/12 | 200000 | 275000 | C | Reset Points / Cancel buttons | Nr | 3 | 1721.88 | 5165.64 | a | a2750048 | Reset Points / Cancel buttons |  | B3/27/12-C
| B3/27/12 | 200000 | 275000 | D | Overdoor Indicators | Nr | 3 | 2193.75 | 6581.25 | a | a2750049 | Overdoor Indicators |  | B3/27/12-D
| B3/27/12 | 200000 | 275000 | E | Controller | Nr | 3 | 17500 | 52500 | a | a2750050 | Controller |  | B3/27/12-E
4 | B3/27/12 |  |  |  | Panic Bars |  |  |  | 5643.75
| B3/27/12 | 200000 | 275000 | F | Panic Bars, as specified; | Nr | 3 | 1881.25 | 5643.75 | a | a2750051 | Panic Bars, as specified; |  | B3/27/12-F
4 | B3/27/12 |  |  |  | Spare parts, tools and instruments; |  |  |  | 13750
| B3/27/12 | 200000 | 275000 | G | Set of spare parts; | Item | 1 | 9375 | 9375 | a | a2750052 | Set of spare parts; |  | B3/27/12-G
| B3/27/12 | 200000 | 275000 | H | Set of tools and instruments; | Item | 1 | 4375 | 4375 | a | a2750053 | Set of tools and instruments; |  | B3/27/12-H
3 | B3/27/12 |  |  |  | 275123.15 - IP Based Video Intercom system |  |  |  | 190497.86
4 | B3/27/12 |  |  |  | System Peripheral Devices; |  |  |  | 176747.86
| B3/27/12 | 200000 | 275000 | J | Master Intercom Unit; | Nr | 2 | 51107.09 | 102214.18 | a | a2750054 | Master Intercom Unit; |  | B3/27/12-J
| B3/27/12 | 200000 | 275000 | K | Slave Intercom Unit; | Nr | 4 | 9316.71 | 37266.84 | a | a2750055 | Slave Intercom Unit; |  | B3/27/12-K
| B3/27/12 | 200000 | 275000 | L | Entrance/ Exits Push Buttons; | Nr | 4 | 9316.71 | 37266.84 | a | a2750056 | Entrance/ Exits Push Buttons; |  | B3/27/12-L
4 | B3/27/12 |  |  |  | Spare parts, tools and instruments; |  |  |  | 13750
| B3/27/12 | 200000 | 275000 | M | Set of spare parts; | Item | 1 | 9375 | 9375 | a | a2750057 | Set of spare parts; |  | B3/27/12-M
| B3/27/12 | 200000 | 275000 | N | Set of tools and instruments; | Item | 1 | 4375 | 4375 | a | a2750058 | Set of tools and instruments; |  | B3/27/12-N
3 | B3/27/13 |  |  |  | 275225 - Queuing Management System |  |  |  | 94538.25
4 | B3/27/13 |  |  |  | System Peripheral Devices; |  |  |  | 80788.25
| B3/27/13 | 200000 | 275000 | A | controller; | Nr | 1 | 17500 | 17500 | a | a2750059 | controller; |  | B3/27/13-A
| B3/27/13 | 200000 | 275000 | B | Keypad | Nr | 6 | 642.25 | 3853.5 | a | a2750060 | Keypad |  | B3/27/13-B
| B3/27/13 | 200000 | 275000 | C | Ticket Dispenser; | Nr | 1 | 642.25 | 642.25 | a | a2750061 | Ticket Dispenser; |  | B3/27/13-C
| B3/27/13 | 200000 | 275000 | D | Main display; | Nr | 2 | 2193.75 | 4387.5 | a | a2750062 | Main display; |  | B3/27/13-D
| B3/27/13 | 200000 | 275000 | E | Counter Sub display; | Nr | 6 | 9067.5 | 54405 | a | a2750063 | Counter Sub display; |  | B3/27/13-E
4 | B3/27/13 |  |  |  | Spare parts, tools and instruments; |  |  |  | 13750
| B3/27/13 | 200000 | 275000 | F | Set of spare parts; | Item | 1 | 9375 | 9375 | a | a2750064 | Set of spare parts; |  | B3/27/13-F
| B3/27/13 | 200000 | 275000 | G | Set of tools and instruments; | Item | 1 | 4375 | 4375 | a | a2750065 | Set of tools and instruments; |  | B3/27/13-G
c | B3/27/13 |  |  |  | 27 - COMMUNICATIONS
c | B3/27/13 |  |  |  | To Summary
2 | B3/28/01 |  |  |  | 28 - ELECTRONIC SAFETY AND SECURITY |  |  |  | 10211719.16
3 | B3/28/01 |  |  |  | 281500 - ACCESS CONTROL HARDWARE DEVICES |  |  |  | 2328578.63
4 | B3/28/01 |  |  |  | card readers, credential cards, keypads & touch terminals; |  |  |  | 186468.75
| B3/28/01 | 200000 | 281500 | A | Touch-plate and proximity readers: active-detection type; | Nr | 10 | 2193.75 | 21937.5 | b | b2815019 | Touch-plate and proximity readers: active-detection type; |  | B3/28/01-A
| B3/28/01 | 200000 | 281500 | B | Touch-plate and proximity readers: active-detection type; weather proof; | Nr | 75 | 2193.75 | 164531.25 | b | b2815020 | Touch-plate and proximity readers: active-detection type; weather proof; |  | B3/28/01-B
4 | B3/28/01 |  |  |  | biometric identity verification equipment |  |  |  | 29100
| B3/28/01 | 200000 | 281500 | C | Fingerprint analysis scanner; | Nr | 16 | 1818.75 | 29100 | b | b2815021 | Fingerprint analysis scanner; |  | B3/28/01-C
4 | B3/28/01 |  |  |  | Miscellaneous Access Control Devices; |  |  |  | 2099259.88
| B3/28/01 | 200000 | 281500 | D | Push-button switches (Request-To-Exit (REX)), | Nr | 101 | 1721.88 | 173909.88 | b | b2815022 | Push-button switches (Request-To-Exit (REX)), |  | B3/28/01-D
| B3/28/01 | 200000 | 281500 | E | Door and gate hardware interface; | Item | 1 | 118150 | 118150 | b | b2815023 | Door and gate hardware interface; |  | B3/28/01-E
| B3/28/01 | 200000 | 281500 | F | Door contact; | Nr | 140 | 1131.25 | 158375 | b | b2815024 | Door contact; |  | B3/28/01-F
| B3/28/01 | 200000 | 281500 | G | Access Control Panel; | Nr | 101 | 16325 | 1648825 | b | b2815025 | Access Control Panel; |  | B3/28/01-G
4 | B3/28/01 |  |  |  | Spare Parts, Tools and Instruments; |  |  |  | 13750
| B3/28/01 | 200000 | 281500 | H | Set of spare parts; | Item | 1 | 9375 | 9375 | b | b2815026 | Set of spare parts; |  | B3/28/01-H
| B3/28/01 | 200000 | 281500 | J | Set of tools and instruments; | Item | 1 | 4375 | 4375 | b | b2815027 | Set of tools and instruments; |  | B3/28/01-J
3 | B3/28/01 |  |  |  | 282000 - VIDEO SURVEILLANCE SYSTEM (VSS) |  |  |  | 4765231.1
4 | B3/28/01 |  |  |  | CCTV cameras & accessories |  |  |  | 4740231.1
| B3/28/01 | 200000 | 282000 | K | Fixed dome camera, 5 Megapixel Resolution; ceiling mounted; | Nr | 57 | 19455.05 | 1108937.85 | b | b2820019 | Fixed dome camera, 5 Megapixel Resolution; ceiling mounted; |  | B3/28/01-K
| B3/28/02 | 200000 | 282000 | A | Fixed dome camera, 5 Megapixel Resolution; wall mounted; | Nr | 86 | 19455.05 | 1673134.3 | b | b2820020 | Fixed dome camera, 5 Megapixel Resolution; wall mounted; |  | B3/28/02-A
| B3/28/02 | 200000 | 282000 | B | Fixed dome camera, 5 Megapixel Resolution; wall mounted; weatherproof; | Nr | 51 | 19455.05 | 992207.55 | b | b2820021 | Fixed dome camera, 5 Megapixel Resolution; wall mounted; weatherproof; |  | B3/28/02-B
| B3/28/02 | 200000 | 282000 | C | Fixed dome camera, Megapixel Resolution; wall mounted; weatherproof; ANPR; | Nr | 4 | 53096.29 | 212385.16 | b | b2820022 | Fixed dome camera, Megapixel Resolution; wall mounted; weatherproof; ANPR; |  | B3/28/02-C
| B3/28/02 | 200000 | 282000 | D | Fixed Camera, pole mounted; | Nr | 28 | 7181.25 | 201075 | b | b2820023 | Fixed Camera, pole mounted; |  | B3/28/02-D
| B3/28/02 | 200000 | 282000 | E | PTZ Camera, pole mounted; | Nr | 2 | 4912.5 | 9825 | b | b2820024 | PTZ Camera, pole mounted; |  | B3/28/02-E
| B3/28/02 | 200000 | 282000 | F | Camera Pole | Nr | 16 | 33916.64 | 542666.24 | b | b2820025 | Camera Pole |  | B3/28/02-F
4 | B3/28/02 |  |  |  | Spare Part, Tools and Instruments; |  |  |  | 25000
| B3/28/02 | 200000 | 282000 | G | Set of spare parts; | Item | 1 | 12500 | 12500 | b | b2820026 | Set of spare parts; |  | B3/28/02-G
| B3/28/02 | 200000 | 282000 | H | Set of tools and instruments; | Item | 1 | 12500 | 12500 | b | b2820027 | Set of tools and instruments; |  | B3/28/02-H
3 | B3/28/02 |  |  |  | 284621.11 - ADDRESSABLE FIRE ALARM SYSTEMS |  |  |  | 3117909.43
4 | B3/28/02 |  |  |  | Control Panels; |  |  |  | 52663.76
| B3/28/02 | 200000 | 284600 | J | FACP; | Nr | 1 | 26331.88 | 26331.88 | b | b2846037 | FACP; |  | B3/28/02-J
| B3/28/02 | 200000 | 284600 | K | FARP; | Nr | 1 | 26331.88 | 26331.88 | b | b2846038 | FARP; |  | B3/28/02-K
4 | B3/28/02 |  |  |  | Fire alarm signal initiation devices and systems; |  |  |  | 1535603.21
| B3/28/02 | 200000 | 284600 | L | Manual Pull Station; | Nr | 92 | 2556.38 | 235186.96 | b | b2846039 | Manual Pull Station; |  | B3/28/02-L
| B3/28/02 | 200000 | 284600 | M | Photoelectric smoke detectors; | Nr | 445 | 471.88 | 209986.6 | b | b2846040 | Photoelectric smoke detectors; |  | B3/28/02-M
| B3/28/02 | 200000 | 284600 | N | Multi-criteria detectors; as specified; | Nr | 8 | 392.25 | 3138 | b | b2846041 | Multi-criteria detectors; as specified; |  | B3/28/02-N
| B3/28/02 | 200000 | 284600 | P | Heat detectors; | Nr | 6 | 1881.25 | 11287.5 | b | b2846042 | Heat detectors; |  | B3/28/02-P
| B3/28/02 | 200000 | 284600 | Q | Flame detectors; | Nr | 1 | 3443.75 | 3443.75 | b | b2846043 | Flame detectors; |  | B3/28/02-Q
| B3/28/03 | 200000 | 284600 | A | Beam detector (transmitter and Receiver) | Nr | 5 | 7807.38 | 39036.9 | b | b2846044 | Beam detector (transmitter and Receiver) |  | B3/28/03-A
| B3/28/03 | 200000 | 284600 | B | Continuous Linear Heat-Detector System: digital type; | Item | 1 | 325312.5 | 325312.5 | b | b2846045 | Continuous Linear Heat-Detector System: digital type; |  | B3/28/03-B
| B3/28/03 | 200000 | 284600 | C | Air-sampling smoke detectors (aspirating smoke detectors); | Item | 1 | 187429.75 | 187429.75 | b | b2846046 | Air-sampling smoke detectors (aspirating smoke detectors); |  | B3/28/03-C
| B3/28/03 | 200000 | 284600 | D | Air-sampling smoke detection panel (aspirating smoke detection panel); | Item | 1 | 406562.5 | 406562.5 | b | b2846047 | Air-sampling smoke detection panel (aspirating smoke detection panel); |  | B3/28/03-D
| B3/28/03 | 200000 | 284600 | E | Duct smoke detectors; | Item | 1 | 114218.75 | 114218.75 | b | b2846048 | Duct smoke detectors; |  | B3/28/03-E
4 | B3/28/03 |  |  |  | Notification Appliances (audible/visible alarm devices); |  |  |  | 973297.08
| B3/28/03 | 200000 | 284600 | F | Strobe light; | Nr | 97 | 6374.13 | 618290.61 | b | b2846049 | Strobe light; |  | B3/28/03-F
| B3/28/03 | 200000 | 284600 | G | Combination device: Horn/Strobe unit; | Nr | 169 | 2100.63 | 355006.47 | b | b2846050 | Combination device: Horn/Strobe unit; |  | B3/28/03-G
4 | B3/28/03 |  |  |  | Peripherals and accessories; |  |  |  | 531345.38
| B3/28/03 | 200000 | 284600 | H | Monitor modules (input modules); | Item | 1 | 135867.25 | 135867.25 | b | b2846051 | Monitor modules (input modules); |  | B3/28/03-H
| B3/28/03 | 200000 | 284600 | J | Control modules; | Item | 1 | 90812.5 | 90812.5 | b | b2846052 | Control modules; |  | B3/28/03-J
| B3/28/03 | 200000 | 284600 | K | Relay modules; | Item | 1 | 302971.88 | 302971.88 | b | b2846053 | Relay modules; |  | B3/28/03-K
| B3/28/03 | 200000 | 284600 | L | Fault isolator modules (fault isolators); | Item | 1 | 1693.75 | 1693.75 | b | b2846054 | Fault isolator modules (fault isolators); |  | B3/28/03-L
4 | B3/28/04 |  |  |  | Spare Part, Tools and Instruments; |  |  |  | 25000
| B3/28/04 | 200000 | 284600 | A | Set of spare parts; | Item | 1 | 12500 | 12500 | b | b2846055 | Set of spare parts; |  | B3/28/04-A
| B3/28/04 | 200000 | 284600 | B | Set of tools and instruments; | Item | 1 | 12500 | 12500 | b | b2846056 | Set of tools and instruments; |  | B3/28/04-B
c | B3/28/04 |  |  |  | 28 - ELECTRONIC SAFETY AND SECURITY
c | B3/28/04 |  |  |  | To Summary
2 | B3/31/01 |  |  |  | 31 - EARTHWORK |  |  |  | 7858654.56
3 | B3/31/01 |  |  |  | 311000 - SITE CLEARING |  |  |  | 73921.86
4 | B3/31/01 |  |  |  | Site preparation |  |  |  | 73921.86
| B3/31/01 |  | 311000 | A | Clearing the site generally | item | 1 | 73921.86 | 73921.86 | e | e3110012 | Clearing the site generally-MTH |  | B3/31/01-A
3 | B3/31/01 |  |  |  | 312000 - EARTHMOVING |  |  |  | 3505885.6
4 | B3/31/01 |  |  |  | Excavating |  |  |  | 1534250
| B3/31/01 |  | 312310 | B | Foundations, Basements and the like | m³ | 25000 | 61.37 | 1534250 | e | e3123101 | Excavation to foundation, basement etc |  | B3/31/01-B
4 | B3/31/01 |  |  |  | Soil fill and engineered fill |  |  |  | 1971635.6
| B3/31/01 |  | 312320 | C | Engineered fill, below slab on grade | m³ | 28600 | 47.96 | 1371656 | e | e3123201 | Engineered fill |  | B3/31/01-C
| B3/31/01 |  | 312320 | D | Engineered Fill (Provisional), below foundations | m³ | 12510 | 47.96 | 599979.6 | e | e3123201 | Engineered fill |  | B3/31/01-D
3 | B3/31/01 |  |  |  | TRANSPORTATION WORKS |  |  |  | 0
4 | B3/31/01 |  |  |  | 311000 - SITE CLEARING |  |  |  | 0
5 | B3/31/01 |  |  |  | Clearing and grubbing for the entire site area including clearing vegetation, timber, trash and unsuitable material and removing top soil and disposal outside |  |  |  | 0
| B3/31/01 |  | 311000 | E | Site area | m2 | 0 |  | Included | e | e3110014 | Site area |  | B3/31/01-E
3 | B3/31/02 |  |  |  | 312000 - EARTHMOVING |  |  |  | 4278847.1
4 | B3/31/02 |  |  | A | Unclassified Excavation including all materials encountered of any nature, and disposal unsuitable material outside the project site |  |  |  | 1221876.7
| B3/31/02 |  | 312310 | B | Unclassified excavation | m3 | 19910 | 61.37 | 1221876.7 | e | e3123102 | Unclassified excavation |  | B3/31/02-B
4 | B3/31/02 |  |  |  | Backfill till the bottom level of sub-base layer (CBR not less than 15%), with layers 150mm thick for each layer |  |  |  | 3056970.4
| B3/31/02 |  | 312320 | C | Fill | m3 | 63740 | 47.96 | 3056970.4 | e | e3123202 | Backfilling |  | B3/31/02-C
| B3/31/02 |  | 312320 | D | 300mm Improved Subgrade Layer, Compacted to 100% M.D.D., CBR ? 25% (to be laid and compacted in 2 lifts 150mm each) | m2 | 0 | 14.39 | Rate only | e | e3123203 | 300mm Improved Subgrade Layer, Compacted to 100% M.D.D., CBR ? 25% (to be laid and compacted in 2 lifts 150mm each) |  | B3/31/02-D
| B3/31/02 |  | 312320 | E | Subgrade preparation/Subgrade Layer. | m2 | 0 | 4.86 | Rate only | e | e3123204 | Subgrade preparation/Subgrade Layer. |  | B3/31/02-E
c | B3/31/02 |  |  |  | 31 - EARTHWORK
c | B3/31/02 |  |  |  | To Summary
2 | B3/32/01 |  |  |  | 32 - EXTERIOR IMPROVEMENTS |  |  |  | 47587637.36
3 | B3/32/01 |  |  |  | PAVEMENT ASSESSMENT |  |  |  | 25332432.38
4 | B3/32/01 |  |  |  | Vehicular Roads |  |  |  | 15854686.32
5 | B3/32/01 |  |  |  | 321216.30 - ASPHALT PAVING |  |  |  | 11139750
| B3/32/01 |  | 321216 | A | Tack Coat | m2 | 59412 | 12.5 | 742650 | f | f3212160 | Tack Coat (Proviosional Quantity) | Quantity not available so assume provisional quantity same as Foot area | B3/32/01-A
| B3/32/01 |  | 321216 | B | Prime Coat | m2 | 59412 | 12.5 | 742650 | f | f3212161 | Prime Coat (Proviosional Quantity) | Quantity not available so assume provisional quantity same as Foot area | B3/32/01-B
| B3/32/01 |  | 321216 | C | 50mm Polymer Modified Bituminous (PMB) Wearing (Surface) Course, (Bitumen Performance Graded PG76-10, Grade H) | m2 | 59412 | 93.75 | 5569875 | f | f3212162 | 50mm Polymer Modified Bituminous (PMB) Wearing (Surface) Course, (Bitumen Performance Graded PG76-10, Grade H) (Proviosional Quantity) | Quantity not available so assume provisional quantity same as Foot area | B3/32/01-C
| B3/32/01 |  | 321216 | D | 80mm Polymer Modified Bituminous (PMB) Base Course, (Bitumen Performance Graded PG76-10, Grade H) | m2 | 59412 | 68.75 | 4084575 | f | f3212163 | 80mm Polymer Modified Bituminous (PMB) Base Course, (Bitumen Performance Graded PG76-10, Grade H) (Proviosional Quantity) | Quantity not available so assume provisional quantity same as Foot area | B3/32/01-D
5 | B3/32/01 |  |  |  | 321123 - AGGREGATE BASE COURSE |  |  |  | 4714936.32
| B3/32/01 |  | 321123 | E | 150 mm Crushed Aggregate Base Course, Compacted to 100% M.D.D., CBR ? 80% | m2 | 59412 | 24.83 | 1475199.96 | f | f3211230 | 150 mm Crushed Aggregate Base Course, Compacted to 100% M.D.D., CBR ? 80% (Proviosional Quantity) | Quantity not available so assume provisional quantity same as Footing area | B3/32/01-E
| B3/32/01 |  | 321123 | F | 300mm Improved Subgrade Layer, Compacted to 100% M.D.D., CBR ? 25% (to be laid and compacted in 2 lifts 150mm each) | m2 | 59412 | 49.67 | 2950994.04 | f | f3211231 | 300mm Improved Subgrade Layer, Compacted to 100% M.D.D., CBR ? 25% (to be laid and compacted in 2 lifts 150mm each) (Proviosional Quantity) | Quantity not available so assume provisional quantity same as Footing area | B3/32/01-F
| B3/32/01 |  | 321123 | G | Subgrade, prepared and compacted as specified | m2 | 59412 | 4.86 | 288742.32 | f | f3211232 | Subgrade, prepared and compacted as specified (Proviosional Quantity) | Quantity not available so assume provisional quantity same as Footing area | B3/32/01-G
4 | B3/32/02 |  |  |  | 321313.26 - CONCRETE CURBS |  |  |  | 2519249.04
5 | B3/32/02 |  |  |  | Provision and fixing pre-cast curbstone including excavation, concrete bedding and backing and mortar bed , laying and backfilling |  |  |  | 2519249.04
| B3/32/02 |  | 321313 | A | Precast Upstand Curb | m | 9857 | 185.47 | 1828177.79 | f | f3213130 | Precast Upstand Curb |  | B3/32/02-A
| B3/32/02 |  | 321313 | B | Wheel Stop | m | 1913 | 361.25 | 691071.25 | f | f3213132 | Wheel Stop |  | B3/32/02-B
4 | B3/32/02 |  |  |  | 321400 - UNIT PAVING |  |  |  | 6269647.02
5 | B3/32/02 |  |  |  | Concrete Paving |  |  |  | 4712056.56
| B3/32/02 |  | 321413 | C | Light Grey Precast Concrete Pavers, Shot blasted finish, 200x600x60mm, 50mm sand bedding layer, 200mm aggregate base course, geotextile, 300mm capillary break layer. | m2 | 19084 | 216.08 | 4123670.72 | f | f3214131 | Light Grey Precast Concrete Pavers, Shot blasted finish, 200x600x60mm, 50mm sand bedding layer, 200mm aggregate base course, geotextile, 300mm capillary break layer. |  | B3/32/02-C
| B3/32/02 |  | 321413 | D | Light Beige Precast Concrete Pavers - 200x600x60mm, 50mm sand bedding layer, 200mm aggregate base course, geotextile, 300mm capillary break layer. | m2 | 2723 | 216.08 | 588385.84 | f | f3214131 | Light Grey Precast Concrete Pavers, Shot blasted finish, 200x600x60mm, 50mm sand bedding layer, 200mm aggregate base course, geotextile, 300mm capillary break layer. |  | B3/32/02-D
5 | B3/32/02 |  |  |  | Curbs and Edge Restraints |  |  |  | 1557590.46
| B3/32/02 |  | 321313 | E | Concrete Flush Curb, 100x600x250mm, including all civil works and accessories. | L.m | 8706 | 178.91 | 1557590.46 | f | f3213131 | Concrete Flush Curb, 100x600x250mm, including all civil works and accessories |  | B3/32/02-E
4 | B3/32/02 |  |  |  | 321723 - ROADS PAVEMENT MARKING |  |  |  | 520100
| B3/32/02 |  | 321723 | F | Solid reflectorised white thermoplastic line, Stop line | m2 | 0 | 250 | Rate only | f | f3217231 | Solid reflectorised white thermoplastic line, Stop line | Quantity not available | B3/32/02-F
| B3/32/02 |  | 321723 | G | Reflectorised white thermoplastic line, yield line | m2 | 0 | 250 | Rate only | f | f3217232 | Reflectorised white thermoplastic line, yield line, divider line, yellow line, white line | Quantity not available | B3/32/02-G
| B3/32/02 |  | 321723 | H | Reflectorised white thermoplastic line, centerline divider | m2 | 396.08 | 250 | 99020 | f | f3217232 | Reflectorised white thermoplastic line, yield line, divider line, yellow line, white line | Quantity not available so we assume provisional quantity | B3/32/02-H
| B3/32/03 |  | 321723 | A | Solid reflectorised yellow, thermoplastic line | m2 | 792.16 | 250 | 198040 | f | f3217232 | Reflectorised white thermoplastic line, yield line, divider line, yellow line, white line | Quantity not available so we assume provisional quantity | B3/32/03-A
| B3/32/03 |  | 321723 | B | Solid reflectorised white, thermoplastic line | m2 | 792.16 | 250 | 198040 | f | f3217232 | Reflectorised white thermoplastic line, yield line, divider line, yellow line, white line | Quantity not available so we assume provisional quantity | B3/32/03-B
| B3/32/03 |  | 321723 | C | Reflectorised white thermoplastic line, crosswalk | m2 | 0 | 250 | Rate only | f | f3217233 | Reflectorised white thermoplastic line, crosswalk | Quantity not available | B3/32/03-C
| B3/32/03 |  | 321723 | D | Reflectorised yellow thermoplastic line, edge line marking | m2 | 0 | 250 | Rate only | f | f3217232 | Reflectorised white thermoplastic line, yield line, divider line, yellow line, white line | Quantity not available | B3/32/03-D
| B3/32/03 |  | 321723 | E | Arrow Marking | m2 | 100 | 250 | 25000 | f | f3217234 | Arrow Marking | Quantity not available so we assume provisional quantity | B3/32/03-E
| B3/32/03 |  | 321723 | F | Parking bay Marking (white) | m2 | 0 | 250 | Rate only | f | f3217235 | Parking bay Marking (white) | Quantity not available | B3/32/03-F
| B3/32/03 |  | 321723 | H | Parking for disabled Marking(white) | m2 | 0 | 250 | Rate only | f | f3217236 | Parking for disabled Marking(white) | Quantity not available | B3/32/03-H
4 | B3/32/03 |  |  |  | 321750 - ROAD TRAFFIC SIGNS |  |  |  | 168750
| B3/32/03 |  | 101453 | H.1 | Small signs (not exceeding 1 sq.m area) including Single post breakaway sign support and foundation | Nr | 45 | 3750 | 168750 | J | J1014530 | Small signs (not exceeding 1 sq.m area) including Single post breakaway sign support and foundation |  | B3/32/03-H.1
| B3/32/03 |  | 101453 | H.2 | Large ground mounted signs (exceeding 1 sq.m area) including Two post breakaway sign support assemblies and foundation | Nr | 0 | 12500 | Rate only | J | J1014531 | Large ground mounted signs (exceeding 1 sq.m area) including Two post breakaway sign support assemblies and foundation |  | B3/32/03-H.2
3 | B3/32/03 |  |  |  | 323300 - SITE FURNISHINGS |  |  |  | 16646034.23
4 | B3/32/03 |  |  |  | Site Furniture |  |  |  | 952879.43
| B3/32/03 |  | 323300 | J | Litter Bin | Nr | 4 | 3193.37 | 12773.48 | f | f3233001 | Litter Bin |  | B3/32/03-J
| B3/32/03 |  | 323300 | K | Litter Bin with Ashtray | Nr | 0 | 4811.19 | Rate only | f | f3233002 | Litter Bin with Ashtray |  | B3/32/03-K
| B3/32/03 |  | 323300 | L | Bench 50x200x45cm | Nr | 8 | 3522.81 | 28182.48 | f | f3233003 | Bench 50x200x45cm |  | B3/32/03-L
| B3/32/03 |  | 323300 | M | Lighting Pole | Nr | 78 | 11238.79 | 876625.62 | f | f3233004 | Lighting Pole |  | B3/32/03-M
| B3/32/03 |  | 323300 | N | Lighting Bollard | Nr | 8 | 2592.87 | 20742.96 | f | f3233005 | Lighting Bollard |  | B3/32/03-N
| B3/32/03 |  | 323300 | P | Tree Uplight | Nr | 7 | 2079.27 | 14554.89 | f | f3233006 | Tree Uplight |  | B3/32/03-P
4 | B3/32/04 |  |  |  | Parking Shade Structures |  |  |  | 15693154.8
| B3/32/04 |  | 107300 | A | Arc Cantilever for Cars - Type 1, Custom shade structures - made of tensile shade structure with hot dip galvanized steel powder coated in beige color RAL 8028 and polyester meshed fabric with PVC coating in off-white color including concrete foundations, waterproofing with all necessary fixure and foundation | m2 | 11248 | 730.05 | 8211602.4 | J | J1073001 | Shade structure |  | B3/32/04-A
| B3/32/04 |  | 107300 | B | Arc Cantilever for Cars - Type 2, Custom shade structures - made of tensile shade structure with hot dip galvanized steel powder coated in beige color RAL 8028 and polyester meshed fabric with PVC coating in off-white color including concrete foundations, waterproofing with all necessary fixure and foundation | m2 | 363 | 730.05 | 265008.15 | J | J1073001 | Shade structure |  | B3/32/04-B
| B3/32/04 |  | 107300 | C | Arc Cantilever for Busses - Type 1, Custom shade structures - made of tensile shade structure with hot dip galvanized steel powder coated in beige color RAL 8028 and polyester meshed fabric with PVC coating in off-white color including concrete foundations, waterproofing with all necessary fixure and foundation | m2 | 9226 | 730.05 | 6735441.3 | J | J1073001 | Shade structure |  | B3/32/04-C
| B3/32/04 |  | 107300 | D | Arc Cantilever for Busses - Type 2, Custom shade structures - made of tensile shade structure with hot dip galvanized steel powder coated in beige color RAL 8028 and polyester meshed fabric with PVC coating in off-white color including concrete foundations, waterproofing with all necessary fixure and foundation | m2 | 659 | 730.05 | 481102.95 | J | J1073001 | Shade structure |  | B3/32/04-D
3 | B3/32/05 |  |  |  | 329113 - SOIL PREPARATION |  |  |  | 1894648
4 | B3/32/05 |  |  |  | To planting areas, sweet soil mixed with compost and fertilizers and all other necessary amendments, for all planting areas, as per the below calculations: 1.Trees pit (1.5x1.5x1.5) 2.Shrubs and (0.5m depth) 3.Ground cover (0.3m depth) |  |  |  | 1894648
| B3/32/05 |  | 329113 | A | Planting soil for trees | m3 | 1046 | 514.85 | 538533.1 | f | f3291130 | Collection, transport - Planting medium |  | B3/32/05-A
| B3/32/05 |  | 329113 | B | Planting soil for shrubs | m3 | 949 | 514.85 | 488592.65 | f | f3291130 | Collection, transport - Planting medium |  | B3/32/05-B
| B3/32/05 |  | 329113 | C | Planting soil for groundcovers | m3 | 1685 | 514.85 | 867522.25 | f | f3291130 | Collection, transport - Planting medium |  | B3/32/05-C
3 | B3/32/05 |  |  |  | 329300 - PLANTS |  |  |  | 3714522.75
4 | B3/32/05 |  |  |  | Planting of vegetation specified on drawings, including soil amendments, application of fertilizer, planting soil, mulch, weed barrier, pesticide, plant stabilizating system and all other miscellaneous material and accessories. |  |  |  | 3171439.54
5 | B3/32/05 |  |  |  | Trees |  |  |  | 2455360.65
| B3/32/05 |  | 329300 | D | Albezia Lebbeck | Nr | 72 | 14828.31 | 1067638.32 | f | f3293001 | Albezia Lebbeck |  | B3/32/05-D
| B3/32/05 |  | 329300 | E | Acacia Farnesiana | Nr | 26 | 2626.85 | 68298.1 | f | f3293002 | Acacia Farnesiana |  | B3/32/05-E
| B3/32/05 |  | 329300 | F | Acacia Sieberiana | Nr | 37 | 7207.29 | 266669.73 | f | f3293003 | Acacia Sieberiana |  | B3/32/05-F
| B3/32/05 |  | 329300 | G | Terminalia Arjuna | Nr | 175 | 6015.74 | 1052754.5 | f | f3293004 | Terminalia Arjuna |  | B3/32/05-G
5 | B3/32/05 |  |  |  | Shrubs |  |  |  | 250882.17
| B3/32/05 |  | 329300 | H | Senna Italica | m2 | 264 | 219.66 | 57990.24 | f | f3293015 | Senna Italica |  | B3/32/05-H
| B3/32/05 |  | 329300 | J | Suaeda Fruticosa | m2 | 869 | 221.97 | 192891.93 | f | f3293014 | Suaeda Fruticosa |  | B3/32/05-J
5 | B3/32/06 |  |  |  | Ground Cover |  |  |  | 465196.72
| B3/32/06 |  | 329300 | A | Cenchrus Ciliaris | m2 | 574 | 110.99 | 63708.26 | f | f3293023 | Cenchrus Ciliaris |  | B3/32/06-A
| B3/32/06 |  | 329300 | B | Helitropium Curassavicum | m2 | 2392 | 116.31 | 278213.52 | f | f3293028 | Helitropium Curassavicum |  | B3/32/06-B
| B3/32/06 |  | 329300 | C | Imperata Cylindrica | m2 | 309 | 101.69 | 31422.21 | f | f3293025 | Imperata Cylindrica |  | B3/32/06-C
| B3/32/06 |  | 329300 | D | Lampranthus Glaucus | m2 | 217 | 101.69 | 22066.73 | f | f3293026 | Lampranthus Glaucus |  | B3/32/06-D
| B3/32/06 |  | 329300 | E | Pennisetum Setaceum Rubrum | m2 | 600 | 116.31 | 69786 | f | f3293024 | Pennisetum Setaceum Rubrum |  | B3/32/06-E
4 | B3/32/06 |  |  |  | Plant Mixes |  |  |  | 83020.06
5 | B3/32/06 |  |  |  | Cenchrus Ciliaris 75% + Imperata Cylindrica 25% |  |  |  | 83020.06
| B3/32/06 |  | 329300 | F | Cenchrus Ciliaris | m2 | 573 | 110.99 | 63597.27 | f | f3293023 | Cenchrus Ciliaris |  | B3/32/06-F
| B3/32/06 |  | 329300 | G | Imperata Cylindrica | m2 | 191 | 101.69 | 19422.79 | f | f3293025 | Imperata Cylindrica |  | B3/32/06-G
4 | B3/32/06 |  |  |  | Gravel / Plant Mixes |  |  |  | 460063.15
5 | B3/32/06 |  |  |  | Light grey color gravel, 70mm thick, of size up to 6mm, light grey color |  |  |  | 460063.15
6 | B3/32/06 |  |  |  | Gravel 75% + Pennisetum Setaceum 25% |  |  |  | 47608.56
| B3/32/06 |  | 329120 | H | Gravel | m2 | 486 | 59.19 | 28766.34 | f | f3291200 | Gravel |  | B3/32/06-H
| B3/32/06 |  | 329300 | J | Pennisetum Setaceum | m2 | 162 | 116.31 | 18842.22 | f | f3293022 | Pennisetum Setaceum |  | B3/32/06-J
6 | B3/32/06 |  |  |  | Gravel 70% + Aloe Vera 20% + Lampranthus Glaucus 10% |  |  |  | 163362.73
| B3/32/06 |  | 329120 | K | Gravel | m2 | 1195 | 59.19 | 70732.05 | f | f3291200 | Gravel |  | B3/32/06-K
| B3/32/06 |  | 329300 | L | Aloe Vera | m2 | 343 | 219.66 | 75343.38 | f | f3293016 | Aloe Vera |  | B3/32/06-L
| B3/32/07 |  | 329300 | A | Lampranthus Glaucus | m2 | 170 | 101.69 | 17287.3 | f | f3293026 | Lampranthus Glaucus |  | B3/32/07-A
6 | B3/32/07 |  |  |  | Gravel 75% + Pennisetum Setaceum Rubrum 25% |  |  |  | 249091.86
| B3/32/07 |  | 329120 | B | Gravel | m2 | 2542 | 59.19 | 150460.98 | f | f3291200 | Gravel |  | B3/32/07-B
| B3/32/07 |  | 329300 | C | Pennisetum Setaceum Rubrum | m2 | 848 | 116.31 | 98630.88 | f | f3293024 | Pennisetum Setaceum Rubrum |  | B3/32/07-C
c | B3/32/07 |  |  |  | 32 - EXTERIOR IMPROVEMENTS
c | B3/32/07 |  |  |  | To Summary
2 | B3/33/01 |  |  |  | 33 - UTILITIES |  |  |  | 10221914.49
3 | B3/33/01 |  |  |  | POTABLE WATER WORKS |  |  |  | 2012191.3
4 | B3/33/01 |  |  |  | PIPEWORK - PIPES |  |  |  | 1715490
5 | B3/33/01 |  |  |  | Supply, lay, test, and Install HDPE SDR 11, PN16 pipes including, cleaning, disinfection, concrete protection, and others accessories (other than measured under this BOQ), trenching, connection and commissioning etc., all related excavation, backfilling, disposal (including excavation in rock), thrust block, surface rehabilitation, warning tape, dewatering and associated works complete as per relevant Authority standards. |  |  |  | 1715490
6 | B3/33/01 |  |  |  | For MTH |  |  |  | 0
6 | B3/33/01 |  |  |  | Nominal dia 110mm |  |  |  | 1207845
| B3/33/01 | 200000 | 331000 | A | In trenches depth 1.2m-2.0 m. | m | 1380 | 875.25 | 1207845 | g | g3310025 | In trenches depth 1.2m-2.0 m. |  | B3/33/01-A
6 | B3/33/01 |  |  |  | Nominal dia 180mm |  |  |  | 231941.25
| B3/33/01 | 200000 | 331000 | B | In trenches depth 1.2m-2.0 m. | m | 265 | 875.25 | 231941.25 | g | g3310026 | In trenches depth 1.2m-2.0 m. |  | B3/33/01-B
6 | B3/33/01 |  |  |  | For Washing Bay Area |  |  |  | 0
6 | B3/33/01 |  |  |  | Nominal dia 75mm |  |  |  | 275703.75
| B3/33/01 | 200000 | 331000 | C | In trenches depth 1.2m-2.0 m. | m | 315 | 875.25 | 275703.75 | g | g3310027 | In trenches depth 1.2m-2.0 m. |  | B3/33/01-C
4 | B3/33/01 |  |  |  | Gate Valves ( buried with surface boxes ) |  |  |  | 206681.3
| B3/33/01 | 200000 | 331000 | D | Hand operated gate valves buried inside surface box, work includes surface box, heavy duty DI frame and cover, concrete bases, protection tubes, lengthening rod, muff coupling socketed joint, with extension spindle including accessories, according to drawings and specifications. | Nr | 10 | 20668.13 | 206681.3 | g | g3310028 | Hand operated gate valves buried inside surface box, work includes surface box, heavy duty DI frame and cover, concrete bases, protection tubes, lengthening rod, muff coupling socketed joint, with extension spindle including accessories, according to drawings and specifications. |  | B3/33/01-D
4 | B3/33/02 |  |  |  | Air Valves |  |  |  | 26152.5
| B3/33/02 | 200000 | 331000 | A | Supply, Install and test Air Release Valves chamber 2000 mm width, 2300mm length and 3100mm Height, along the potable water system including earth works, concrete works, steel steps, heavy duty lockable cast iron cover and farm, air valve, isolation valve, dismantling joints, piping, Tees, Elbows, flanges, bends, concrete support, and all required works as per drawings and specifications. | Nr | 1 | 26152.5 | 26152.5 | g | g3310029 | Supply, Install and test Air Release Valves chamber 2000 mm width, 2300mm length and 3100mm Height, along the potable water system including earth works, concrete works, steel steps, heavy duty lockable cast iron cover and farm, air valve, isolation valve, dismantling joints, piping, Tees, Elbows, flanges, bends, concrete support, and all required works as per drawings and specifications. |  | B3/33/02-A
4 | B3/33/02 |  |  |  | Washout Valves |  |  |  | 28652.5
| B3/33/02 | 200000 | 331000 | B | Supply, Install and test Washout Valves chamber 2100 mm width, 2300mm length and 4800mm Height, along the potable water system including earth works, concrete works, galvanized steel steps, heavy duty lockable cast iron cover and farm, washout valve, dismantling joints, piping, Tees, Elbows, flanges, bends, concrete support, and all required works as per drawings and specifications. | Nr | 1 | 28652.5 | 28652.5 | g | g3310030 | Supply, Install and test Washout Valves chamber 2100 mm width, 2300mm length and 4800mm Height, along the potable water system including earth works, concrete works, galvanized steel steps, heavy duty lockable cast iron cover and farm, washout valve, dismantling joints, piping, Tees, Elbows, flanges, bends, concrete support, and all required works as per drawings and specifications. |  | B3/33/02-B
4 | B3/33/03 |  |  |  | WATER PUMP STATION |  |  |  | 35215
5 | B3/33/03 |  |  |  | Supply and Install water pump station with all fittings as specified to the requirements of water supply with connections & adaptors all as per drawings, etc. and any other requirements to suit the pump specs as directed by the Engineer, and all related excavation, backfilling, disposal (including excavation in rock), thrust block, surface rehabilitation, warning tape, dewatering and associated works complete as per relevant Authority standards |  |  |  | 35215
6 | B3/33/03 |  |  |  | PUMP |  |  |  | 0
6 | B3/33/03 |  |  |  | For MTH |  |  |  | 35215
| B3/33/03 | 200000 | 331223 | A | Flow Discharge 29.7 L/s | Nr | 2 | 17607.5 | 35215 | g | g3312233 | Flow Discharge 29.7 L/s |  | B3/33/03-A
c | B3/33/03 |  |  |  | Head 6 Bar
3 | B3/33/03 |  |  |  | FIRE WATER WORKS |  |  |  | 1597331.25
4 | B3/33/03 |  |  |  | PIPEWORK - PIPES |  |  |  | 1597331.25
5 | B3/33/03 |  |  |  | Supply, lay, test, and Install HDPE, PN20 pipes including, cleaning, disinfection, concrete protection, and others accessories (other than measured under this BOQ), trenching, connection and commissioning etc., all related excavation, backfilling, disposal (including excavation in rock), thrust block, surface rehabilitation, warning tape, dewatering and associated works complete as per relevant Authority standards. |  |  |  | 1597331.25
6 | B3/33/03 |  |  |  | For MTH |  |  |  | 0
6 | B3/33/03 |  |  |  | Nominal dia 180mm |  |  |  | 1509806.25
| B3/33/03 | 200000 | 331000 | B | In trenches depth 1.2m-2.0 m. | m | 1725 | 875.25 | 1509806.25 | g | g3310031 | In trenches depth 1.2m-2.0 m. |  | B3/33/03-B
6 | B3/33/03 |  |  |  | Nominal dia 225mm |  |  |  | 87525
| B3/33/03 | 200000 | 331000 | C | In trenches depth 1.2m-2.0 m. | m | 100 | 875.25 | 87525 | g | g3310032 | In trenches depth 1.2m-2.0 m. |  | B3/33/03-C
3 | B3/33/04 |  |  |  | Fire Hydrant |  |  |  | 371225.04
4 | B3/33/04 |  |  |  | Supply and installation of wet barrel type fire hydrants including necessary pipe works, plinths, nut & bolts, isolation valve with surface box, hydrant protector and all other accessories including excavation in any material including rock, backfilling with approved bedding/surround/fill materials, disposal, dewatering, blinding, concreting, reinforcement, formwork...etc. complete as per drawings and specification. |  |  |  | 151075
| B3/33/04 | 200000 | 331000 | A | From dia200 mm | Nr | 5 | 30215 | 151075 | g | g3310033 | From dia200 mm |  | B3/33/04-A
4 | B3/33/04 |  |  |  | Gate Valves ( buried with surface boxes ) |  |  |  | 165345.04
| B3/33/04 | 200000 | 331000 | B | Hand operated gate valves buried inside surface box, work includes surface box, heavy duty DI frame and cover, concrete bases, protection tubes, lengthening rod, muff coupling socketed joint, with extension spindle including accessories, according to drawings and specifications. | Nr | 8 | 20668.13 | 165345.04 | g | g3310034 | Hand operated gate valves buried inside surface box, work includes surface box, heavy duty DI frame and cover, concrete bases, protection tubes, lengthening rod, muff coupling socketed joint, with extension spindle including accessories, according to drawings and specifications. |  | B3/33/04-B
4 | B3/33/04 |  |  |  | Air Valves |  |  |  | 26152.5
| B3/33/04 | 200000 | 331000 | C | Supply, Install and test Air Release Valves chamber 2000 mm width, 2300mm length and 3100mm Height, along the FireFighting system including earth works, concrete works, steel steps, heavy duty lockable cast iron cover and farm, air valve, isolation valve, dismantling joints, piping, Tees, Elbows, flanges, bends, concrete support, and all required works as per drawings and specifications. | Nr | 1 | 26152.5 | 26152.5 | g | g3310035 | Supply, Install and test Air Release Valves chamber 2000 mm width, 2300mm length and 3100mm Height, along the FireFighting system including earth works, concrete works, steel steps, heavy duty lockable cast iron cover and farm, air valve, isolation valve, dismantling joints, piping, Tees, Elbows, flanges, bends, concrete support, and all required works as per drawings and specifications. |  | B3/33/04-C
4 | B3/33/05 |  |  |  | Washout Valves |  |  |  | 28652.5
| B3/33/05 | 200000 | 331000 | A | Supply, Install and test Washout Valves chamber 2100 mm width, 2300mm length and 4800mm Height, along the FireFighting system including earth works, concrete works, galvanized steel steps, heavy duty lockable cast iron cover and farm, washout valve, dismantling joints, piping, Tees, Elbows, flanges, bends, concrete support, and all required works as per drawings and specifications. | Nr | 1 | 28652.5 | 28652.5 | g | g3310036 | Supply, Install and test Washout Valves chamber 2100 mm width, 2300mm length and 4800mm Height, along the FireFighting system including earth works, concrete works, galvanized steel steps, heavy duty lockable cast iron cover and farm, washout valve, dismantling joints, piping, Tees, Elbows, flanges, bends, concrete support, and all required works as per drawings and specifications. |  | B3/33/05-A
3 | B3/33/05 |  |  |  | SEWERAGE WORKS |  |  |  | 3307751.25
4 | B3/33/05 |  |  |  | PIPE WORKS |  |  |  | 1492301.25
5 | B3/33/05 |  |  |  | Supply, lay, test, and Install the following pipes including, cleaning, disinfection, concrete protection, and others accessories (other than measured under this BOQ), trenching, connection and commissioning etc., all related excavation, backfilling, disposal (including excavation in rock), surface rehabilitation, warning tape, dewatering; shoring and associated works complete as per relevant Authority standards. |  |  |  | 1492301.25
6 | B3/33/05 |  |  |  | For MTH |  |  |  | 0
6 | B3/33/05 |  |  |  | GRP (SN 10,000) pipes nominal size 200-300mm |  |  |  | 0
6 | B3/33/05 |  |  |  | Nominal size: 200mm |  |  |  | 1356637.5
| B3/33/05 | 200000 | 333100 | B | In trenches depth 1.5 - 4m | m | 1550 | 875.25 | 1356637.5 | g | g3331005 | In trenches depth 1.5 - 4m |  | B3/33/05-B
6 | B3/33/05 |  |  |  | GRP (SN 10,000) pipes nominal size 300-600mm |  |  |  | 0
6 | B3/33/05 |  |  |  | Nominal size: 250mm |  |  |  | 135663.75
| B3/33/05 | 200000 | 333100 | C | In trenches depth 1.5 - 4m | m | 155 | 875.25 | 135663.75 | g | g3331006 | In trenches depth 1.5 - 4m |  | B3/33/05-C
4 | B3/33/06 |  |  |  | MANHOLES |  |  |  | 1815450
5 | B3/33/06 |  |  |  | Supply and install complete the following precast reinforced concrete manholes of 1200mm internal diameter, including excavation, backfilling, compaction, benching, protecting internal concrete surfacing by epoxy sulfide, applying 3 coats of coal tar epoxy paint for outside wall protection and/or applying bituminous emulsion coating on external surface for protection, polyethylene coated stainless steel steps and epoxy mortar protection to benching, backfilling and compacting, heavy duty cover and frame complete in all respect as per drawings and specifications |  |  |  | 1815450
| B3/33/06 | 200000 | 333400 | A | depth 1.5 - 4m | Nr | 65 | 27930 | 1815450 | g | g3334003 | depth 1.5 - 4m |  | B3/33/06-A
3 | B3/33/06 |  |  |  | IRRIAGTION WORKS |  |  |  | 2847453.15
4 | B3/33/06 |  |  |  | PIPEWORK - PIPES |  |  |  | 2634502.5
5 | B3/33/06 |  |  |  | Supply, lay, test, and Install HDPE SDR 11, PN16 pipes including, cleaning, disinfection, concrete protection, and others accessories (other than measured under this BOQ), trenching, connection and commissioning etc., all related excavation, backfilling, disposal (including excavation in rock), thrust block, surface rehabilitation, warning tape, dewatering and associated works complete as per relevant Authority standards. |  |  |  | 2634502.5
6 | B3/33/06 |  |  |  | For MTH |  |  |  | 0
6 | B3/33/06 |  |  |  | Nominal dia 40mm |  |  |  | 1776757.5
| B3/33/06 | 200000 | 331100 | B | In trenches depth 1.2m-2.0 m. | m | 2030 | 875.25 | 1776757.5 | g | g3311012 | In trenches depth 1.2m-2.0 m. |  | B3/33/06-B
6 | B3/33/06 |  |  |  | Nominal dia 50mm |  |  |  | 612675
| B3/33/06 | 200000 | 331100 | C | In trenches depth 1.2m-2.0 m. | m | 700 | 875.25 | 612675 | g | g3311013 | In trenches depth 1.2m-2.0 m. |  | B3/33/06-C
6 | B3/33/06 |  |  |  | Nominal dia 63mm |  |  |  | 245070
| B3/33/06 | 200000 | 331100 | D | In trenches depth 1.2m-2.0 m. | m | 280 | 875.25 | 245070 | g | g3311014 | In trenches depth 1.2m-2.0 m. |  | B3/33/06-D
4 | B3/33/07 |  |  |  | Gate Valves ( buried with surface boxes ) |  |  |  | 103340.65
| B3/33/07 | 200000 | 331100 | A | Hand operated gate valves buried inside surface box, work includes surface box, heavy duty DI frame and cover, concrete bases, protection tubes, lengthening rod, muff coupling socketed joint, with extension spindle including accessories, according to drawings and specifications. | Nr | 5 | 20668.13 | 103340.65 | g | g3311015 | Hand operated gate valves buried inside surface box, work includes surface box, heavy duty DI frame and cover, concrete bases, protection tubes, lengthening rod, muff coupling socketed joint, with extension spindle including accessories, according to drawings and specifications. |  | B3/33/07-A
4 | B3/33/07 |  |  |  | Air Valves |  |  |  | 52305
| B3/33/07 | 200000 | 331100 | B | Supply, Install and test Air Release Valves chamber 2000 mm width, 2300mm length and 3100mm Height, along the irrigation system including earth works, concrete works, steel steps, heavy duty lockable cast iron cover and farm, air valve, isolation valve, dismantling joints, piping, Tees, Elbows, flanges, bends, concrete support, and all required works as per drawings and specifications. | Nr | 2 | 26152.5 | 52305 | g | g3311016 | Supply, Install and test Air Release Valves chamber 2000 mm width, 2300mm length and 3100mm Height, along the irrigation system including earth works, concrete works, steel steps, heavy duty lockable cast iron cover and farm, air valve, isolation valve, dismantling joints, piping, Tees, Elbows, flanges, bends, concrete support, and all required works as per drawings and specifications. |  | B3/33/07-B
4 | B3/33/07 |  |  |  | Washout Valves |  |  |  | 57305
| B3/33/07 | 200000 | 331100 | C | Supply, Install and test Washout Valves chamber 2100 mm width, 2300mm length and 4800mm Height, along the irrigation system including earth works, concrete works, galvanized steel steps, heavy duty lockable cast iron cover and farm, washout valve, dismantling joints, piping, Tees, Elbows, flanges, bends, concrete support, and all required works as per drawings and specifications. | Nr | 2 | 28652.5 | 57305 | g | g3311017 | Supply, Install and test Washout Valves chamber 2100 mm width, 2300mm length and 4800mm Height, along the irrigation system including earth works, concrete works, galvanized steel steps, heavy duty lockable cast iron cover and farm, washout valve, dismantling joints, piping, Tees, Elbows, flanges, bends, concrete support, and all required works as per drawings and specifications. |  | B3/33/07-C
3 | B3/33/08 |  |  |  | UTILTIES COMPONENTS |  |  |  | 85962.5
4 | B3/33/08 |  |  |  | WATER TANKS |  |  |  | 85962.5
5 | B3/33/08 |  |  |  | Supply install , test and commissioning for storage tank, GLS type , or Concrete tanks complete with wall sheets, bolts, support elements against wind, cathodic protection system, dome type aluminum cover, ladders, walk ways required openings with connection to the piping system, piping "Inlet, outlet, drain and overflow", painting and all necessary to complete the work as per the specification ,drawings. Price includes spare parts for 2 years from the handing over the project, transportation, Workmanship, storage of the all materials in proper store as per manufacturer recommendations, it includes also all necessary fittings, accessories and miscellaneous materials for connections and support, Testing & Commissioning for hand-over in fully operational conditions, Material should be SASO certified. |  |  |  | 85962.5
6 | B3/33/08 |  |  |  | For MTH |  |  |  | 85962.5
| B3/33/08 | 200000 | 331600 | A | 40 m3 effective volume GLS tank with 500 mm free board minimum | Nr | 1 | 85962.5 | 85962.5 | g | g3316003 | 40 m3 effective volume GLS tank with 500 mm free board minimum |  | B3/33/08-A
c | B3/33/08 |  |  |  | 33 - UTILITIES
c | B3/33/08 |  |  |  | To Summary
1 | B4/03/01 |  |  |  | Distribution Center (DC): |  |  |  | 295486792.15
2 | B4/03/01 |  |  |  | 03 - CONCRETE |  |  |  | 20780353.96
3 | B4/03/01 |  |  |  | 033000 - CAST IN PLACE CONCRETE |  |  |  | 12273390.32
4 | B4/03/01 |  |  |  | Cast in place concrete with 14 mpa compressive strength(cylinder); ordinary portland cement; plain |  |  |  | 1324855.14
| B4/03/01 |  | 033000 | A | Isolated foundations | m³ | 429 | 582.61 | 249939.69 | C | C0335410 | Blinding concrete C14MPa-50mm thick |  | B4/03/01-A
| B4/03/01 |  | 033000 | B | Strip foundations | m³ | 235 | 582.61 | 136913.35 | C | C0335410 | Blinding concrete C14MPa-50mm thick |  | B4/03/01-B
| B4/03/01 |  | 033000 | C | Raft foundations | m³ | 4 | 582.61 | 2330.44 | C | C0335410 | Blinding concrete C14MPa-50mm thick |  | B4/03/01-C
| B4/03/01 |  | 033000 | D | Ground beams | m³ | 45 | 582.61 | 26217.45 | C | C0335410 | Blinding concrete C14MPa-50mm thick |  | B4/03/01-D
| B4/03/01 |  | 033000 | E | Beds, Slab on grade | m³ | 1561 | 582.61 | 909454.21 | C | C0335410 | Blinding concrete C14MPa-50mm thick |  | B4/03/01-E
4 | B4/03/01 |  |  |  | Cast in place concrete with 40 mpa compressive strength(cylinder); ordinary portland cement; reinforced |  |  |  | 8894376.48
| B4/03/01 |  | 033000 | F | Isolated foundations | m³ | 2123 | 840.67 | 1784742.41 | C | C0331001 | Cast in place concrete with 40 mpa fc- Footing - Triple Blend |  | B4/03/01-F
| B4/03/01 |  | 033000 | G | Strip foundations | m³ | 895 | 840.67 | 752399.65 | C | C0331001 | Cast in place concrete with 40 mpa fc- Footing - Triple Blend |  | B4/03/01-G
| B4/03/01 |  | 033000 | H | Raft foundations | m³ | 13 | 776.53 | 10094.89 | C | C0331002 | Cast in place concrete with 40 mpa fc- Raft foundations - Triple Blend |  | B4/03/01-H
| B4/03/01 |  | 033000 | J | Machine bases | m³ | 60 | 1080.94 | 64856.4 | C | C0331007 | Cast in place concrete with 40 mpa fc- Parapet/Upstands/Pedestals |  | B4/03/01-J
| B4/03/01 |  | 033000 | K | Ground beams | m³ | 371 | 1725.2 | 640049.2 | C | C0331003 | Cast in place concrete with 40 mpafc- Ground beams - Triple Blend |  | B4/03/01-K
| B4/03/01 |  | 033000 | L | Beds, Slab on grade | m³ | 5825 | 920.81 | 5363718.25 | C | C0331004 | Cast in place concrete with 40 mpa fc- Beds, Slab on grade - Triple Blend |  | B4/03/01-L
| B4/03/01 |  | 033000 | M | Slabs | m³ | 186 | 1221.56 | 227210.16 | C | C0331005 | Cast in place concrete with 40 mpa fc- Slabs/Beams |  | B4/03/01-M
| B4/03/01 |  | 033000 | N | Attached drop beams (drop part below slab only) | m³ | 42 | 1221.56 | 51305.52 | C | C0331005 | Cast in place concrete with 40 mpa fc- Slabs/Beams |  | B4/03/01-N
4 | B4/03/02 |  |  |  | Cast in place concrete with 40 mpa compressive strength(cylinder); ordinary portland cement; reinforced |  |  |  | 2054158.7
| B4/03/02 |  | 033000 | A | Columns | m³ | 77 | 1587.82 | 122262.14 | C | C0331006 | Cast in place concrete with 40 mpa fc- Columns/Wall |  | B4/03/02-A
| B4/03/02 |  | 033000 | B | Pedestals | m³ | 495 | 1080.94 | 535065.3 | C | C0331007 | Cast in place concrete with 40 mpa fc- Parapet/Upstands/Pedestals |  | B4/03/02-B
| B4/03/02 |  | 033000 | C | Walls | m³ | 595 | 1587.82 | 944752.9 | C | C0331006 | Cast in place concrete with 40 mpa fc- Columns/Wall |  | B4/03/02-C
| B4/03/02 |  | 033000 | D | Staircases | m³ | 27 | 2152.06 | 58105.62 | C | C0331009 | Cast in place concrete with 40 mpa fc- Staircase |  | B4/03/02-D
| B4/03/02 |  | 033000 | E | Upstands | m³ | 60 | 1080.94 | 64856.4 | C | C0331007 | Cast in place concrete with 40 mpa fc- Parapet/Upstands/Pedestals |  | B4/03/02-E
| B4/03/02 |  | 033000 | F | Trenches and pits (including walls and base slab) | m³ | 120 | 2120.74 | 254488.8 | C | C0331008 | Cast in place concrete with 40 mpa fc- Trenches |  | B4/03/02-F
| B4/03/02 |  | 033000 | G | Basement Walls | m³ | 47 | 1587.82 | 74627.54 | C | C0331006 | Cast in place concrete with 40 mpa fc- Columns/Wall |  | B4/03/02-G
3 | B4/03/02 |  |  |  | Steel reinforcement |  |  |  | 8219644.84
| B4/03/02 |  | 032000 | H | High yield steel; 500 mpa specified yield strength | T | 1513 | 5432.68 | 8219644.84 | C | C0320010 | High yield steel; 500 mpa specified yield strength |  | B4/03/02-H
3 | B4/03/03 |  |  |  | 035440 - CEMENT-BASED SCREED |  |  |  | 287318.8
4 | B4/03/03 |  |  |  | Cement-sand screed; laid to falls, finished to receive sheet membrane; to |  |  |  | 45636.4
| B4/03/03 |  | 035400 | A | Roofs; 50 min. thick | m² | 648 | 66.31 | 42968.88 | C | C0335431 | Cement-sand screed 50mm thick |  | B4/03/03-A
| B4/03/03 |  | 035400 | B | Triangular fillet; 50 x 50 | m | 256 | 10.42 | 2667.52 | C | C0335433 | Triangular fillet; 50 x 50 |  | B4/03/03-B
4 | B4/03/03 |  |  |  | Cement-sand screed; trowelled smooth, finished to receive flexible finish; to |  |  |  | 241682.4
| B4/03/03 |  | 035400 | C | Floors; 100 thick | m² | 2160 | 111.89 | 241682.4 | C | C0335432 | Cement-sand screed 100mm thick |  | B4/03/03-C
c | B4/03/03 |  |  |  | 03 - CONCRETE
c | B4/03/03 |  |  |  | To Summary
2 | B4/04/01 |  |  |  | 04 - MASONRY |  |  |  | 3298075.08
3 | B4/04/01 |  |  |  | 042000 - UNIT MASONRY |  |  |  | 3298075.08
4 | B4/04/01 |  |  |  | Concrete hollow blocks; ordinary Portland cement; including fire rating treatment where required; bedding mortar; reinforcement; cast in situ reinforced concrete horizontal and lateral support; fixing; jointing; pointing; lintels; sills; acoustical performance; all accessories and fittings; complete; as specified and as shown on drawings; to |  |  |  | 3298075.08
| B4/04/01 |  | 042200 | A | Walls; 100 thick | m² | 34 | 170.8 | 5807.2 | D | D0422010 | S & I of 100mm Hollow BW - Internal |  | B4/04/01-A
| B4/04/01 |  | 042200 | B | Walls; 150 thick | m² | 10670 | 193.45 | 2064111.5 | D | D0422011 | S & I of 150mm Hollow BW - Internal |  | B4/04/01-B
| B4/04/01 |  | 042200 | C | Walls; 200 thick | m² | 5742 | 213.89 | 1228156.38 | D | D0422012 | S & I of 200mm Hollow BW - Internal |  | B4/04/01-C
c | B4/04/01 |  |  |  | 04 - MASONRY
c | B4/04/01 |  |  |  | To Summary
2 | B4/05/01 |  |  |  | 05 - METALS |  |  |  | 78953317
3 | B4/05/01 |  |  |  | 051200 - STRUCTURAL STEEL FRAMING |  |  |  | 76743500
4 | B4/05/01 |  |  |  | All works shall be completed in all respect as per specifications, method of measurement, drawings or as directed by the Contractor Engineer. |  |  |  | 76743500
| B4/05/01 |  | 051000 | A | High Strength Steel | Ton | 3700 | 20705 | 76608500 | E | E0510001 | High Strength Steel |  | B4/05/01-A
c | B4/05/01 |  |  |  | Fabricate, Supply, Transport and Erect in position structural steel work and framing including steel columns, steel beams, truss, purlins, girts including connections design, shop drawings, all bolts, nuts, washers, plates, base plates, stiffening plates, gusset plates, holding down of anchor bolts, shear connectors, angle sections, cleats, bracing, etc. including grouting, cutting, welding, threading, fixing and corrosion protection paint system, fire protection applied to steel works to ensure fire rating endurance as specificed in FLS report and structural steel general notes and ensure specified life to first major maintenance. Allowance for steel-to-steel connections, caps, plates,embeded plates and bases, fittings, weight of welds, bolts, nuts, washers, shear studs, rivets and weight of protective coatings, etc. are considered as a percentage of total steel tonnage (max of 20 % is envisaged). This shall include the analysis, design and detailing of all steelwork joints and connections and the design of all cold-formed sections (purlins and girts) during the development of Contractor's (and sub-contractors') steelwork shop drawings.
| B4/05/01 |  | 055400 | B | Checkered Plates | m2 | 180 | 750 | 135000 | E | E0554001 | Checkered plates with accessories |  | B4/05/01-B
4 | B4/05/01 |  |  |  | To include galvanization, kicker plates and all fixation accessories as per the specifications. |  |  |  | 0
3 | B4/05/02 |  |  |  | 053100 – STEEL DECKING |  |  |  | 1968560
4 | B4/05/02 |  |  |  | All works shall be completed in all respect as per specifications, method of measurement, drawings or as directed by the Contractor Engineer. |  |  |  | 1968560
| B4/05/02 |  | 053000 | A | Reinforced concrete slab on top of corrugated sheet with accessories (minimum concrete compressive strength is 30 Mpa) | m2 | 8000 | 246.07 | 1968560 | E | E0531001 | Reinforced concrete slab on top of corrugated sheet with accessories (minimum concrete compressive strength is 30 Mpa) |  | B4/05/02-A
3 | B4/05/02 |  |  |  | 055000 - METAL FABRICATIONS |  |  |  | 52176
4 | B4/05/02 |  |  |  | Ladders; galvanized steel; including brackets; all accessories and paint, fittings and fixing; complete; as specified and as shown on drawings; to |  |  |  | 14535
| B4/05/02 |  | 055133 | B | Ladders | Item | 1 | 14535 | 14535 | E | E0551334 | GI Ladders DC Building | we assumed provisional quantities 10.2LM | B4/05/02-B
4 | B4/05/02 |  |  |  | Trench cover; galvanized steel; including continuous angle frame set in concrete, continuous edge strip welded to steel angle, neoprene strips, paint, fittings and fixings; complete; as specified and shown on Drawings. |  |  |  | 3066
| B4/05/02 |  | 055300 | C | Channel cover | Item | 1 | 3066 | 3066 | E | E0553004 | Trench cover; galvanized steel;DC | we assumed provisional quantities 2.55m2 | B4/05/02-C
4 | B4/05/03 |  |  |  | Safety barriers; fabricated from impact core pipe, galvanized steel base plate; including finishing, fittings and fixings; complete; as specified and shown on Drawings |  |  |  | 13500
| B4/05/03 |  | 055900 | A | Safety barriers | Item | 1 | 13500 | 13500 | E | E0559004 | Safety barriers - DC | We assumed Provisional quantity 10nos | B4/05/03-A
4 | B4/05/03 |  |  |  | Pipe bollards; fabricated from steel pipe, stainless steel plate cap and base plate; including expansion anchors, fittings and fixings; complete; as specified and shown on Drawings |  |  |  | 15000
| B4/05/03 |  | 055900 | B | Pipe bollards | Item | 1 | 15000 | 15000 | E | E0559008 | Pipe bollards - DC | We assumed Provisional quantity 10nos | B4/05/03-B
4 | B4/05/03 |  |  |  | Roof access hatch covers; comprising steel angle frame, cover; including pull handles, paint, fittings and fixings; complete; as specified and shown on Drawings |  |  |  | 6075
| B4/05/03 |  | 083100 | C | Hatch covers | Item | 1 | 6075 | 6075 | H | H0831004 | Hatch covers-DC | we assumed provisional quantities 2.43m2 | B4/05/03-C
3 | B4/05/03 |  |  |  | 055300 - METAL GRATINGS |  |  |  | 21600
4 | B4/05/03 |  |  |  | Galvanized steel gratings; comprising bearing steel bars, cross bars; including steel angle frame set in concrete, neoprene strip, fittings and fixings; complete; as specified and shown on Drawings |  |  |  | 21600
| B4/05/03 |  | 055300 | D | Channel grating | Item | 1 | 21600 | 21600 | E | E0553008 | Channel grating - DC | we assumed provisional quantities 18m2 | B4/05/03-D
3 | B4/05/04 |  |  |  | 055213 - PIPE AND TUBE RAILINGS |  |  |  | 167481
4 | B4/05/04 |  |  |  | Balustrades and handrails; constructed from tubular galvanized steel, finished to receive paint; comprising top rail, intermediate rails and posts; including paint, bolts, cover plate, fittings and fixings; complete; as specified and shown on Drawings |  |  |  | 139481
| B4/05/04 |  | 055200 | A | Floor mounted | Item | 1 | 139481 | 139481 | E | E0552004 | Floor mounted -DC Building | we assumed provisional quantities 101LM | B4/05/04-A
4 | B4/05/04 |  |  |  | Handrail; constructed from stainless steel tubular section handrail, brackets; including cover plate, fittings and fixings; complete; as specified and shown on Drawings |  |  |  | 28000
| B4/05/04 |  | 055200 | B | Wall mounted | Item | 1 | 28000 | 28000 | E | E0552008 | Wall mounted -DC Building | we assumed provisional quantities 56LM | B4/05/04-B
c | B4/05/04 |  |  |  | 05 - METALS
c | B4/05/04 |  |  |  | To Summary
2 | B4/06/01 |  |  |  | 06 - WOOD AND PLASTICS |  |  |  | 116652.5
3 | B4/06/01 |  |  |  | 064116 - PLASTIC-LAMINATE-FACED ARCHITECTURAL CABINETS |  |  |  | 11421
4 | B4/06/01 |  |  |  | Shoe rack cabinet;; MDF construction faced on all exposed surfaces with plastic laminate carcass, shelves, dividers; including softwood blocking, fittings and fixings; complete; as specified and shown on Drawings |  |  |  | 11421
| B4/06/01 |  | 064100 | A | Shoe rack cabinet | Item | 1 | 11421 | 11421 | F | F0641013 | Shoe rack, size 2 NOS, 2000mm x 300mm x 1350mm (Assume) | we assumed provisional quantities 4LM | B4/06/01-A
3 | B4/06/01 |  |  |  | 064219 - PLASTIC-LAMINATED-FACED WOOD PANELING |  |  |  | 97231.5
4 | B4/06/01 |  |  |  | Wood panelling; comprising 19 thick plywood, A/C grade with two coats of fire-retardant paint; including anchorage to walls; countersunk screw heads; fittings and fixings; complete; as specified and shown on Drawings |  |  |  | 97231.5
| B4/06/01 |  | 064200 | B | Lining to walls | m² | 85 | 1143.9 | 97231.5 | F | F0642010 | Wood panelling; comprising 19 thick plywood, A/C grade with two coats of fire-retardant paint |  | B4/06/01-B
3 | B4/06/02 |  |  |  | 066200 - CAST PLASTIC (GRP) FABRICATIONS |  |  |  | 8000
4 | B4/06/02 |  |  |  | GRP access ladder; Fiberglass-composite ladder; made of pultured tubing comprising flat strings and bar rungs coated with abrasive materials for slip resistance; including softwood stiffener, stainless steel expansion bolts, fittings and fixings; complete; as specified and as shown on Drawings |  |  |  | 8000
| B4/06/02 |  | 068200 | A | GRP access ladder | Item | 1 | 8000 | 8000 | F | F0682013 | GRP access ladder -DC | we assumed provisional quantities 6.4LM | B4/06/02-A
c | B4/06/02 |  |  |  | 06- WOOD AND PLASTICS
c | B4/06/02 |  |  |  | To Summary
2 | B4/07/01 |  |  |  | 07 - THERMAL AND MOISTURE PROTECTION |  |  |  | 36219631
3 | B4/07/01 |  |  |  | 071113 - BITUMINOUS DAMP-PROOFING |  |  |  | 111748
4 | B4/07/01 |  |  |  | Bituminous damp-proofing coating, applied to reinforced 'concrete surfaces in direct contact with soil not receiving water proofing membrane ,including appropriate protection system, for the following: |  |  |  | 111748
| B4/07/01 |  |  | A | Ground beams, | m² | 2963 | 28 | 82964 | G | G0711001 | Rubberized bituminous 2 coat single comp |  | B4/07/01-A
| B4/07/01 |  |  | B | Edges of beds | m² | 728 | 28 | 20384 | G | G0711001 | Rubberized bituminous 2 coat single comp |  | B4/07/01-B
| B4/07/01 |  |  | C | Thickenings of beds | m² | 300 | 28 | 8400 | G | G0711001 | Rubberized bituminous 2 coat single comp |  | B4/07/01-C
3 | B4/07/01 |  |  |  | 071326 - SELF-ADHERING SHEET WATERPROOFING |  |  |  | 2185294.44
4 | B4/07/01 |  |  |  | Waterproofing sheet, applied to reinforced concrete surfaces in direct contact with soil including appropriate protection system, for the following: |  |  |  | 2185294.44
| B4/07/01 |  | 071300 | D | Foundations ( bottom, sides & top) | m² | 14798 | 99.78 | 1476544.44 | G | G0713001 | 2 layer 4mm SBS membrane incl. protection screed |  | B4/07/01-D
| B4/07/01 |  | 071300 | E | Columns necks, Pedestals | m² | 2668 | 101.25 | 270135 | G | G0713002 | 2 layer 4mm SBS membrane incl. protection board |  | B4/07/01-E
| B4/07/01 |  | 071300 | F | Walls necks, | m² | 4332 | 101.25 | 438615 | G | G0713002 | 2 layer 4mm SBS membrane incl. protection board |  | B4/07/01-F
3 | B4/07/02 |  |  |  | 071416 - COLD FLUID-APPLIED WATERPROOFING |  |  |  | 2845.56
4 | B4/07/02 |  |  |  | Cold fluid applied waterproofing membrane; single component modified polyurethane, seamless, joint- free, water and weather tight elastomeric membrane; complete; as specified and shown on drawings; to and shown on drawings; to |  |  |  | 2845.56
| B4/07/02 |  | 071400 | A | Floors and upstands in wet areas | m² | 46 | 61.86 | 2845.56 | G | G0714010 | Fluid waterproofing coating |  | B4/07/02-A
3 | B4/07/02 |  |  |  | 071616 - CRYSTALLINE WATER PROOFING |  |  |  | 16738.23
4 | B4/07/02 |  |  |  | Chemical waterproof coating applied to internal surfaces of water retaining structures such as; |  |  |  | 16738.23
| B4/07/02 |  | 071616 | B | Internal surface of slabs and walls of underground water tanks | m² | 267 | 62.69 | 16738.23 | G | G0716161 | CRYSTALLINE WATER PROOFING |  | B4/07/02-B
3 | B4/07/02 |  |  |  | 072100 - THERMAL INSULATION |  |  |  | 135004.32
4 | B4/07/02 |  |  |  | Rigid extruded polystyrene insulation boards; loose laid; including fittings and fixings; complete; as specified and shown on Drawings; to |  |  |  | 135004.32
| B4/07/02 |  | 072100 | C | Roofs; 150 thick | m² | 648 | 208.34 | 135004.32 | G | G0721001 | Roofs; 150 thick |  | B4/07/02-C
3 | B4/07/03 |  |  |  | 074113.16 - STANDING-SEAM METAL ROOF PANELS |  |  |  | 25665436.25
4 | B4/07/03 |  |  |  | Standing seam aluminuim roof system, factory formed and field assembled, high performance coating finish; including rockwool thermal insulation, structural deck, vapour barrier, secondary steel structure, purlins, halter clip, gutter, fittings and fixings; complete; as specified and shown on Drawings. |  |  |  | 25665436.25
| B4/07/03 |  | 074100 | A | Roofing system | m² | 29615 | 840.25 | 24884003.75 | G | G0741001 | STANDING-SEAM METAL ROOF PANELS |  | B4/07/03-A
| B4/07/03 |  | 074100 | B | Vertical standing seam to walls | m² | 930 | 840.25 | 781432.5 | G | G0741002 | STANDING-SEAM METAL ROOF PANELS Vertical standing seam to walls |  | B4/07/03-B
3 | B4/07/03 |  |  |  | 074213.19 - INSULATED METAL WALL PANELS |  |  |  | 7885856.3
4 | B4/07/03 |  |  |  | Insulated metal panel cladding system; factory formed, high performance coating finish; including secondary steel supports, aluminium mullion, flashings, trims, brackets, rockwool thermal insulation and gypsum board panels where required; all accessories; fixing and finishing; complete; as specified and as shown on Drawings. |  |  |  | 7885856.3
| B4/07/03 |  | 074213 | C | Walls | m² | 9866 | 573.25 | 5655684.5 | G | G0742131 | INSULATED METAL WALL PANELS |  | B4/07/03-C
| B4/07/03 |  | 074213 | D | Corrugated metal sheet to walls | m² | 4863 | 458.6 | 2230171.8 | G | G0742132 | INSULATED METAL WALL PANELS Corrugated metal sheet to walls |  | B4/07/03-D
3 | B4/07/03 |  |  |  | 075323 - ETHYLENE-PROPYLENE-DIENE-MONOMER (EPDM) ROOFING |  |  |  | 209667.9
4 | B4/07/03 |  |  |  | EPDM waterproofing membrane; flexible sheet; fully adhered on trowelled smooth surfaces; including fixing; as specified and as shown on drawings; to |  |  |  | 109826.22
| B4/07/03 |  | 075300 | E | Roofs | m² | 648 | 143.94 | 93273.12 | G | G0753001 | ETHYLENE-PROPYLENE-DIENE-MONOMER (EPDM) ROOFING |  | B4/07/03-E
| B4/07/04 |  | 075300 | A | Upstands | m² | 115 | 143.94 | 16553.1 | G | G0753001 | ETHYLENE-PROPYLENE-DIENE-MONOMER (EPDM) ROOFING |  | B4/07/04-A
4 | B4/07/04 |  |  |  | Geotextile sheet; as specified and as shown on drawings; to |  |  |  | 10912.32
| B4/07/04 |  | 072600 | B | Roofs | m² | 648 | 16.84 | 10912.32 | G | G0726010 | Geotextile sheet |  | B4/07/04-B
4 | B4/07/04 |  |  |  | Concrete roof tiles and fittings; precast, hydraulically pressed concrete tiles, loose laid on paving support; complete; as specified and shown on drawings; to |  |  |  | 87849.36
| B4/07/04 |  | 077600 | C | Roofs; 500 x 500 x 50 thick | m² | 648 | 135.57 | 87849.36 | G | G0776010 | Roofs; 500 x 500 x 50 thick |  | B4/07/04-C
4 | B4/07/04 |  |  |  | Elastomeric coating; U.V. protection to waterproof membrane; to |  |  |  | 1080
| B4/07/04 |  | 075500 | D | Roofs | m² | 20 | 54 | 1080 | G | G0755001 | Elastomeric coating; U.V. protection |  | B4/07/04-D
3 | B4/07/04 |  |  |  | 076200 - SHEET METAL FLASHING AND TRIM |  |  |  | 7040
4 | B4/07/04 |  |  |  | Accessories; aluminium alloy; complete; as specified and shown on Drawings |  |  |  | 7040
| B4/07/04 |  |  | E | Aluminium pressure plate 30 x 4 thick; including sealant, backing cord and fixings | m | 256 | 27.5 | 7040 | G | G0762001 | Aluminium pressure plate 30 x 4 thick; including sealant, backing cord and fixings |  | B4/07/04-E
c | B4/07/04 |  |  |  | 07 THERMAL AND MOISTURE PROTECTION
c | B4/07/04 |  |  |  | To Summary
2 | B4/08/01 |  |  |  | 08 - OPENINGS |  |  |  | 4372323.15
3 | B4/08/01 |  |  |  | 081113 - HOLLOW METAL DOORS AND FRAMES |  |  |  | 743078.5
4 | B4/08/01 |  |  |  | Flush steel doors; constructed from steel section frame, infill with non combustible thermal and acoustic insulating material where required, galvanized steel sheet both skins, factory primed for painting; including frames, architraves, paint, hardware set, fittings and fixings; complete; as specified and as per door schedule |  |  |  | 733078.5
| B4/08/01 |  | 081100 | A | Size 800 x 2100 high | Nr | 11 | 4216.8 | 46384.8 | H | H0811053 | Size 800 x 2100 high |  | B4/08/01-A
| B4/08/01 |  | 081100 | B | Size 900 x 2100 high | Nr | 10 | 4743.9 | 47439 | H | H0811054 | Size 900 x 2100 high |  | B4/08/01-B
| B4/08/01 |  | 081100 | C | Size 1000 x 2100 high | Nr | 7 | 5271 | 36897 | H | H0811055 | Size 1000 x 2100 high |  | B4/08/01-C
| B4/08/01 |  | 081100 | D | Size 1100 x 2100 high | Nr | 7 | 5798.1 | 40586.7 | H | H0811056 | Size 1100 x 2100 high |  | B4/08/01-D
| B4/08/01 |  | 081100 | E | Size 1800 x 2100 high | Nr | 38 | 10206 | 387828 | H | H0811057 | Size 1800 x 2100 high |  | B4/08/01-E
| B4/08/01 |  | 081100 | F | Size 2200 x 2100 high | Nr | 15 | 11596.2 | 173943 | H | H0811058 | Size 2200 x 2100 high |  | B4/08/01-F
4 | B4/08/01 |  |  |  | Electrical closets; galvanized steel; steel sheets faced on both sides, polyurethane foam filling core where required, with associated frames and hardware, factory primed for painting; including paint, ironmongery, all necessary fittings and fixings; complete; as specified and shown on Drawings |  |  |  | 10000
| B4/08/01 |  | 083600 | G | Electrical closets | Item | 1 | 10000 | 10000 | H | H0836004 | Electrical closets -DC | we assumed provisional quantities 10nos | B4/08/01-G
4 | B4/08/02 |  |  |  | Water tank access panel; galvanized steel sheet on both sides; hollow core; including steel angle frame, bracing, ironmongery, paint fittings and fixings; complete; as specified and shown on Drawings |  |  |  | 0
| B4/08/02 |  | 083100 | A | Water tank access panel | Item | 1 |  | Included | H | H0831013 | Water tank access panel -DC |  | B4/08/02-A
3 | B4/08/02 |  |  |  | 081416 - FLUSH WOOD DOORS |  |  |  | 205547.65
4 | B4/08/02 |  |  |  | Flush wood doors; semi-solid core; comprising preservative treated softwood framing and noggings faced both sides with 6 mm plywood glued and pressed to framing and lipped on all edges with hardwood, infill with non combustible thermal and acoustic insulating material where required, finished to receive paint; including frames, architraves, hardware set, paint, fittings and fixings; complete; as specified and as per door schedule |  |  |  | 205547.65
| B4/08/02 |  | 081400 | B | Size 800 x 2100 high | Nr | 13 | 4312 | 56056 | H | H0814001 | Size 800 x 2200 high |  | B4/08/02-B
| B4/08/02 |  | 081400 | C | Size 860 x 2100 high | Nr | 3 | 4851 | 14553 | H | H0814002 | Size 900 x 2200 high |  | B4/08/02-C
| B4/08/02 |  | 081400 | D | Size 900 x 2100 high | Nr | 7 | 4851 | 33957 | H | H0814002 | Size 900 x 2200 high |  | B4/08/02-D
| B4/08/02 |  | 081400 | E | Size 1000 x 2100 high | Nr | 11 | 5390 | 59290 | H | H0814006 | Size 1000 x 2200 high |  | B4/08/02-E
| B4/08/02 |  | 081400 | F | Size 1100 x 2100 high | Nr | 7 | 5955.95 | 41691.65 | H | H0814003 | Size 1105 x 2200 high |  | B4/08/02-F
3 | B4/08/03 |  |  |  | 083323 - OVERHEAD COILING DOORS |  |  |  | 3391497
4 | B4/08/03 |  |  |  | Rolling shutters; aluminium with powder coated finish; comprising interlocking slats curtain, guide rails, hood, bottom bar; including ironmongery, weather strips, steel angles, fittings and fixings; complete; as specified and as shown on drawings |  |  |  | 3391497
| B4/08/03 |  | 083300 | A | To suit opening; size 2500 x 3000 high | Nr | 2 | 20250 | 40500 | H | H0833009 | To suit opening; size 2500 x 3000 high |  | B4/08/03-A
| B4/08/03 |  | 083300 | B | To suit opening; size 2750 x 3000 high | Nr | 6 | 22275 | 133650 | H | H0833010 | To suit opening; size 2750 x 3000 high |  | B4/08/03-B
| B4/08/03 |  | 083300 | C | To suit opening; size 3000 x 3000 high | Nr | 6 | 24300 | 145800 | H | H0833011 | To suit opening; size 3000 x 3000 high |  | B4/08/03-C
| B4/08/03 |  | 083300 | D | To suit opening; size 3500 x 4500 high | Nr | 7 | 42525 | 297675 | H | H0833012 | To suit opening; size 3500 x 4500 high |  | B4/08/03-D
| B4/08/03 |  | 083300 | E | To suit opening; size 3000 x 4200 high | Nr | 68 | 34020 | 2313360 | H | H0833013 | To suit opening; size 3000 x 4200 high |  | B4/08/03-E
| B4/08/03 |  | 083300 | F | To suit opening; size 3050 x 4100 high | Nr | 10 | 33763.5 | 337635 | H | H0833014 | To suit opening; size 3050 x 4100 high |  | B4/08/03-F
| B4/08/03 |  | 083300 | G | To suit opening; size 5550 x 4100 high | Nr | 2 | 61438.5 | 122877 | H | H0833015 | To suit opening; size 5550 x 4100 high |  | B4/08/03-G
3 | B4/08/03 |  |  |  | 089119 - FIXED LOUVERS |  |  |  | 32200
4 | B4/08/03 |  |  |  | Aluminium alloy fixed louvers; powder coated finish; comprising blades, frame; including steel structure, supports, fittings and fixings; complete; as specified and as shown on Drawings; to |  |  |  | 32200
| B4/08/03 |  | 089100 | H | Louvers | m² | 3 | 1400 | 4200 | H | H0891001 | Louvers |  | B4/08/03-H
| B4/08/03 |  | 089100 | J | Fresh Air penthouses | m² | 14 | 1400 | 19600 | H | H0891001 | Louvers |  | B4/08/03-J
| B4/08/03 |  | 089100 | K | Exhaust penthouses | m² | 6 | 1400 | 8400 | H | H0891001 | Louvers |  | B4/08/03-K
c | B4/08/03 |  |  |  | 08 - OPENINGS
c | B4/08/03 |  |  |  | To Summary
2 | B4/09/01 |  |  |  | 09 - FINISHES |  |  |  | 1193784.13
3 | B4/09/01 |  |  |  | 092400 - PORTLAND CEMENT PLASTERING |  |  |  | 456531.81
4 | B4/09/01 |  |  |  | Cement-sand plaster; plain finish; to |  |  |  | 456531.81
| B4/09/01 |  | 092400 | A | Walls; 15 thick; internal | m² | 3817 | 89.49 | 341583.33 | I | I0924101 | Walls; 15 thick; internal |  | B4/09/01-A
| B4/09/01 |  | 092400 | B | Walls; 20 thick; external | m² | 1096 | 104.88 | 114948.48 | I | I0924102 | Walls; 20 thick; external |  | B4/09/01-B
3 | B4/09/01 |  |  |  | 092900 - GYPSUM BOARD |  |  |  | 9931.98
4 | B4/09/01 |  |  |  | Gypsum boards suspended ceilings; finished to receive paint; including acoustical sealants, upstands, suspension system, edge trims, hangers, fittings and fixings; complete; as specified and shown on drawings; to |  |  |  | 9931.98
| B4/09/01 |  | 092116 | C | Ceilings; type IGYP-01 | m² | 29 | 135.06 | 3916.74 | I | I0921501 | Ceilings; type IGYP-01 |  | B4/09/01-C
| B4/09/01 |  | 092116 | D | Ceilings; type IGYP-03; moisture resistant | m² | 42 | 143.22 | 6015.24 | I | I0921503 | Ceilings; type IGYP-03; moisture resistant |  | B4/09/01-D
3 | B4/09/01 |  |  |  | 093000 - TILING |  |  |  | 36745.34
4 | B4/09/01 |  |  |  | Porcelain tiles and fittings; vitrified, with non-slip finish; including cement-sand screed; to |  |  |  | 36745.34
| B4/09/01 |  | 093010 | E | Floors; 900 x 900; type IPT-01 | m² | 29 | 352.34 | 10217.86 | I | I0930500 | Floors; 900 x 900; type IPT-01 |  | B4/09/01-E
| B4/09/01 |  | 093010 | F | Floors; 600 x 600; type IPT-02 | m² | 42 | 283.59 | 11910.78 | I | I0930501 | Floors; 600 x 600; type IPT-02 |  | B4/09/01-F
| B4/09/01 |  | 093010 | G | Floors; terrazzo imitation; 600 x 600; type IPT-03 | m² | 16 | 352.34 | 5637.44 | I | I0930502 | Floors; terrazzo imitation; 600 x 600; type IPT-03 |  | B4/09/01-G
| B4/09/01 |  | 093010 | H | Skirtings; type IPTB-01 | m | 39 | 90.16 | 3516.24 | I | I0930600 | Skirtings; type IPTB-01 |  | B4/09/01-H
| B4/09/01 |  | 093010 | J | Skirtings; type IPTB-02 | m | 39 | 87.7 | 3420.3 | I | I0930601 | Skirtings; type IPTB-02 |  | B4/09/01-J
| B4/09/01 |  | 093010 | K | Skirtings; terrazzo imitation; type IPTB-03 | m | 17 | 120.16 | 2042.72 | I | I0930602 | Skirtings; terrazzo imitation; type IPTB-03 |  | B4/09/01-K
3 | B4/09/02 |  |  |  | 095133 - ACOUSTICAL METAL PAN CEILINGS |  |  |  | 3120
4 | B4/09/02 |  |  |  | Metal panel suspended ceilings; comprising clip-in- micro perforated powder coated aluminium ceiling tiles with fiberglass infill, square edges, flat surface; including concealed suspension system, hangers, angles and edge trims; complete; as specified; to |  |  |  | 3120
| B4/09/02 |  | 095100 | A | Ceilings; 600 x 600 mm; type IACT-01 | m² | 16 | 195 | 3120 | I | I0951500 | Acoustic Ceilings; 600 x 600 mm; type IACT-01 |  | B4/09/02-A
3 | B4/09/02 |  |  |  | 099113 - EXTERIOR PAINTING |  |  |  | 80008
4 | B4/09/02 |  |  |  | External acrylic emulsion paint, resin based, water-resistant suitable for repeated washing and scrubbing; to concrete, masonry, render and plaster; to |  |  |  | 80008
| B4/09/02 |  | 099100 | B | Walls | m² | 1096 | 73 | 80008 | I | I0993103 | Acrylic based texture paint external |  | B4/09/02-B
3 | B4/09/02 |  |  |  | 099123 - INTERIOR PAINTING |  |  |  | 340371
4 | B4/09/02 |  |  |  | Interior acrylic emulsion paint; resin based, water-resistant suitable for repeated washing and scrubbing, to concrete, masonry, render and plaster; to |  |  |  | 340371
| B4/09/02 |  | 099100 | C | Walls; type IPNT-01 | m² | 196 | 49 | 9604 | I | I0993101 | Interior acrylic emulsion paint; type IPNT-01/IPNT-02/IPNT-03/IPNT-100 |  | B4/09/02-C
| B4/09/02 |  | 099100 | D | Walls; type IPNT-04 | m² | 219 | 250 | 54750 | I | I0993102 | Special Paint; type IPNT-04 |  | B4/09/02-D
| B4/09/02 |  | 099100 | E | Walls | m² | 3402 | 49 | 166698 | I | I0993101 | Interior acrylic emulsion paint; type IPNT-01/IPNT-02/IPNT-03/IPNT-100 |  | B4/09/02-E
| B4/09/02 |  | 099100 | F | Ceilings | m² | 2231 | 49 | 109319 | I | I0993101 | Interior acrylic emulsion paint; type IPNT-01/IPNT-02/IPNT-03/IPNT-100 |  | B4/09/02-F
3 | B4/09/03 |  |  |  | 099600 - HIGH-PERFORMANCE COATINGS |  |  |  | 267076
4 | B4/09/03 |  |  |  | Heavy duty epoxy concrete floor sealer; water dispersed, slip resistant, coloured, sealer and dust proofer to trowelled smooth surfaces; to |  |  |  | 198720
| B4/09/03 |  | 096716 | A | Floors; type IEP-100 | m² | 2160 | 92 | 198720 | I | I0967160 | Floors; type IEP-100 |  | B4/09/03-A
4 | B4/09/03 |  |  |  | Polyurethane coating; two component; to trowelled concrete surfaces; to |  |  |  | 68356
| B4/09/03 |  | 096700 | B | Floors; walkway and stairs | m² | 743 | 92 | 68356 | I | I0967161 | Floors; walkways and stairs |  | B4/09/03-B
c | B4/09/03 |  |  |  | 09- FINISHES
c | B4/09/03 |  |  |  | To Summary
2 | B4/10/01 |  |  |  | 10 - SPECIALTIES |  |  |  | 341831.25
3 | B4/10/01 |  |  |  | 101423 - PANEL SIGNAGE |  |  |  | 85000
4 | B4/10/01 |  |  |  | Supply and install internal and external signs; comprising identification, directional, label, information signs, logos; including pre-drilled aluminium shim-plates, base plates, suspension system, fittings and fixings; complete; as specified and shown on drawings |  |  |  | 85000
| B4/10/01 |  | 101400 | A | Type DR102 | Nr | 7 | 7500 | 52500 | J | J1014001 | Type DR102 | Signage Quantity is not appropriate | B4/10/01-A
| B4/10/01 |  | 101400 | B | Type ID103 | Nr | 4 | 2500 | 10000 | J | J1014002 | Type ID103 | Signage Quantity is not appropriate | B4/10/01-B
| B4/10/01 |  | 101400 | C | Type ID106 | Nr | 1 | 2500 | 2500 | J | J1014003 | Type ID106 | Signage Quantity is not appropriate | B4/10/01-C
| B4/10/01 |  | 101400 | D | Type ID201 | Nr | 7 | 2500 | 17500 | J | J1014005 | Type ID201 | Signage Quantity is not appropriate | B4/10/01-D
| B4/10/01 |  | 101400 | E | Type ID203 | Nr | 1 | 2500 | 2500 | J | J1014006 | Type ID203 | Signage Quantity is not appropriate | B4/10/01-E
3 | B4/10/01 |  |  |  | 102219 - DEMOUNTABLE PARTITIONS |  |  |  | 170206.25
4 | B4/10/01 |  |  |  | Glazed partitions; including glazing gaskets, glass, doors, sealant, ironmongery, fittings and fixings; complete; as specified and shown on drawings |  |  |  | 170206.25
| B4/10/01 |  | 102215 | F | Glazed partitions | m² | 113 | 1506.25 | 170206.25 | J | J1022151 | Glazed partitions |  | B4/10/01-F
3 | B4/10/01 |  |  |  | 102800 - TOILET, BATH, AND LAUNDRY ACCESSORIES |  |  |  | 24000
4 | B4/10/01 |  |  |  | Toilet accessories; including fixing; as specified and as sanitary accessories schedule. |  |  |  | 24000
| B4/10/01 |  | 102800 | G | Toilet accessories (Number of toilets=6) | item | 1 | 24000 | 24000 | J | J1028004 | Toilet accessories (Number of toilets=6) | We consider Provisional rate | B4/10/01-G
3 | B4/10/02 |  |  |  | 10440 - FIRE EXTINGUISHER |  |  |  | 62625
4 | B4/10/02 |  |  |  | Portable Fire Extinguishers including fixing brackets to concrete, block work or metalwork |  |  |  | 62125
| B4/10/02 |  | 104400 | A | Type FE-1 | Nr | 65 | 750 | 48750 | J | J1044001 | Type FE-1 ABC |  | B4/10/02-A
| B4/10/02 |  | 104400 | B | Type FE-2 | Nr | 11 | 875 | 9625 | J | J1044002 | Type FE-2 CO2 |  | B4/10/02-B
| B4/10/02 |  | 104400 | C | Type FE-3 | Nr | 1 | 1875 | 1875 | J | J1044003 | Type FE-3 |  | B4/10/02-C
| B4/10/02 |  | 104400 | D | Type WFE1 | Nr | 1 | 1875 | 1875 | J | J1044004 | Type WFE1 |  | B4/10/02-D
4 | B4/10/02 |  |  |  | Fire Blanket |  |  |  | 500
| B4/10/02 |  | 104400 | E | Type FB-1 | Nr | 2 | 250 | 500 | J | J1044005 | Type FB-1 |  | B4/10/02-E
c | B4/10/02 |  |  |  | 10 - SPECIALTIES
c | B4/10/02 |  |  |  | To Summary
2 | B4/11/01 |  |  |  | 11 - EQUIPMENT |  |  |  | 7061937.5
3 | B4/11/01 |  |  |  | 111200 - PARKING CONTROL EQUIPMENT |  |  |  | 312500
4 | B4/11/01 |  |  |  | Parking Access Control ; |  |  |  | 312500
| B4/11/01 |  | 111200 | A | Automatic barrier gates; | Nr | 5 | 62500 | 312500 | K | K1112001 | Automatic barrier gates; | We consider Provisional rate | B4/11/01-A
| B4/11/01 |  | 111200 | B | Vehicle detector: Loop Detector and Infra Red sensors; | Nr | 5 |  | Included | K | K1112002 | Parking barrier accessories |  | B4/11/01-B
| B4/11/01 |  | 111200 | C | Controller; | Nr | 5 |  | Included | K | K1112002 | Parking barrier accessories |  | B4/11/01-C
| B4/11/01 |  | 111200 | D | Remote RFID reader; | Nr | 5 |  | Included | K | K1112002 | Parking barrier accessories |  | B4/11/01-D
4 | B4/11/01 |  |  |  | Spare Parts, Tools and Instruments; |  |  |  | 0
| B4/11/01 |  | 111200 | E | Set of spare parts; | Item | 1 |  | Included | K | K1112002 | Parking barrier accessories |  | B4/11/01-E
| B4/11/01 |  | 111200 | F | Set of tools and instruments; | Item | 1 |  | Included | K | K1112002 | Parking barrier accessories |  | B4/11/01-F
3 | B4/11/01 |  |  |  | 111300 - LOADING DOCK EQUIPMENT |  |  |  | 308437.5
4 | B4/11/01 |  |  |  | Load-house or loading system, containing leveller, shelter and door; including auto-dock bottom platform and an insulated cladding house, all accessories, fittings and fixings; complete; as specified and shown on Drawings |  |  |  | 308437.5
| B4/11/01 |  | 111300 | G | Dock house | Nr | 5 | 61687.5 | 308437.5 | K | K1113001 | Dock house include equipment and shelter |  | B4/11/01-G
3 | B4/11/01 |  |  |  | 112600 - UNIT KITCHENS |  |  |  | 6441000
4 | B4/11/01 |  |  |  | Supply and install the following kitchen appliances; complete; as specified, schedule, and as shown on Drawings. |  |  |  | 31625
| B4/11/01 |  | 113000 | H | Kitchen appliances | Item | 1 | 31625 | 31625 | K | K1130004 | Kitchen appliance - DC | We consider provisional sum | B4/11/01-H
4 | B4/11/02 |  |  |  | 118230 - WASTE HANDLING EQUIPMENT |  |  |  | 159375
| B4/11/02 |  | 118200 | A | 1100 Liter HDPE wheelie waste bins as specified. | Nr | 6 | 6250 | 37500 | K | K1182002 | 1100 Liter HDPE wheelie waste bins as specified. |  | B4/11/02-A
| B4/11/02 |  | 118200 | B | Hazardous Cabinet as specified | Nr | 8 | 12500 | 100000 | K | K1182003 | Hazardous Cabinet as specified |  | B4/11/02-B
| B4/11/02 |  | 118200 | C | Allowance for installation of 240 Liter HDPE wheelie waste bins as specified. | Nr | 10 | 1875 | 18750 | K | K1182001 | Allowance for installation of 240 Liter HDPE wheelie waste bins as specified. |  | B4/11/02-C
| B4/11/02 |  | 118200 | D | Oil Caddy as specified | Nr | 1 | 3125 | 3125 | K | K1182004 | Oil Caddy as specified |  | B4/11/02-D
4 | B4/11/02 |  |  |  | 114000 - KITCHEN EQUIPMENT |  |  |  | 6250000
5 | B4/11/02 |  |  |  | Provide Equipment for regeneration kitchen that includes the following equipment and not limited to: walk-in fridge, walk-in freezer, Pass Through Fridge, Pass Through Hot Holding, Hand Sinks, Electronic Faucet, Dish Dispenser, Cutlery Dispenser, Tray Slider, Drop-In Cold Well, Sneeze Guard, Drop-In Hot Well, |  |  |  | 0
5 | B4/11/02 |  |  |  | Dessert Display, Beverage Fridge, Hot Beverage Dispenser, Hot Water Dispenser, Ice Dispenser, Tray Collector, Water Cooler, Hood Type Dishwasher, Condensation Exhaust Hood, |  |  |  | 0
5 | B4/11/02 |  |  |  | Soil Dishtable, Sorting Shelf, Clean Dishtable, Hand Sink with soap & towel dispensers, waste bin (faucet foot operated), Faucet with Pre-Rinse, Rack Dolly, Dish Dolly, Insect Destroyer (Glue Type), |  |  |  | 6250000
| B4/11/02 |  | 114000 | E | Hood Type I with fire suppression, Combi Ovens, two well fryer (12.5-liter capacity), 6 Hob Induction Range., Tilting Quick Boiling Kettle, One Table with Bain Marie, Two Table with sink | Item | 1 | 6250000 | 6250000 | K | K1140001 | Provide Equipment for regeneration kitchen that includes the following equipment and not limited to: upright fridge, Microwave, hot water dispenser, hot beverage dispenser, sink (Provisional sum) | No details available so We consider provisional sum | B4/11/02-E
c | B4/11/02 |  |  |  | 11 - EQUIPMENT
c | B4/11/02 |  |  |  | To Summary
2 | B4/12/01 |  |  |  | 12 - FURNISHINGS |  |  |  | 523304.82
3 | B4/12/01 |  |  |  | 120000 - FURNITURE |  |  |  | 400000
4 | B4/12/01 |  |  |  | Supply and install furniture at location; including all accessories, assembling and fixings; complete; as specified and as per furniture layout, FF&E schedule, and specification |  |  |  | 400000
| B4/12/01 |  | 125000 | A | Furniture | Item | 1 | 400000 | 400000 | L | L1250004 | Furniture -DC Provisional sum | Consider Provisional sum due to non availabilty of details | B4/12/01-A
3 | B4/12/01 |  |  |  | 123661 - SIMULATED STONE COUNTERTOPS |  |  |  | 123304.82
4 | B4/12/01 |  |  |  | Pantry cabinet; comprising solid surface countertop, backsplash, plastic laminate finish to all exposed surface carcass; including drawers, doors, shelves, dividers, skirting, timber support framing and blocking, filler piece, ironmongery, accessories, fittings and fixings; complete; as specified and as shown on Drawings. |  |  |  | 76260.02
| B4/12/01 |  | 123200 | B | Pantry floor and wall mounted cabinets | Nr | 1 | 76260.02 | 76260.02 | L | L1232004 | Pantry floor and wall mounted cabinets-DC | We assumed Provisonal rate | B4/12/01-B
4 | B4/12/01 |  |  |  | Vanity counter; comprising solid surface counter top and fascia; including steel supports, fittings and fixings; complete; as specified and as shown on Drawings. |  |  |  | 47044.8
| B4/12/01 |  | 123600 | C | Vanity counter | Item | 1 | 47044.8 | 47044.8 | L | L1236004 | Vanity counter - DC | We assumed Provisonal rate | B4/12/01-C
c | B4/12/01 |  |  |  | 12- FURNISHINGS
c | B4/12/01 |  |  |  | To Summary
2 | B4/14/01 |  |  |  | 14 - CONVEYING EQUIPMENT |  |  |  | 34446227.34
3 | B4/14/01 |  |  |  | 145200 MATERIAL HANDLING EQUIPMENT |  |  |  | 34446227.34
4 | B4/14/01 |  |  |  | Dock Leveller |  |  |  | 3886312.5
| B4/14/01 |  | 145000 | A | A dock leveller is installed at each truck dock, designed to adjust the dock's height to align seamlessly with the height of the truck container. This feature ensures a smooth transition for loading and unloading operations, facilitating efficient and safe material handling. | LS | 1 | 3886312.5 | 3886312.5 | N | N1450001 | A dock leveller is installed at each truck dock, designed to adjust the dock's height to align seamlessly with the height of the truck container. This feature ensures a smooth transition for loading and unloading operations, facilitating efficient and safe material handling. |  | B4/14/01-A
4 | B4/14/01 |  |  |  | Reach Truck |  |  |  | 826200
| B4/14/01 |  | 145000 | B | Electric-driven reach truck designed for high-efficiency material handling, capable of accessing 7-level high bay pallet racking. | Nr | 12 | 68850 | 826200 | N | N1450002 | Electric-driven reach truck designed for high-efficiency material handling, capable of accessing 7-level high bay pallet racking. |  | B4/14/01-B
4 | B4/14/01 |  |  |  | Ride-on Pallet Jack |  |  |  | 2012500
| B4/14/01 |  | 145000 | C | Electric-driven ride-on pallet jack designed to transport pallets around the warehouse. | Nr | 46 | 43750 | 2012500 | N | N1450003 | Electric-driven ride-on pallet jack designed to transport pallets around the warehouse. |  | B4/14/01-C
4 | B4/14/01 |  |  |  | Fork Lift |  |  |  | 281875
| B4/14/01 |  | 145000 | D | Electric-driven Fork-Lift designed to transport pallets around the warehouse and load pallets into trucks in the Yard. | Nr | 2 | 140937.5 | 281875 | N | N1450004 | Electric-driven Fork-Lift designed to transport pallets around the warehouse and load pallets into trucks in the Yard. |  | B4/14/01-D
4 | B4/14/01 |  |  |  | Manual Pallet Jack |  |  |  | 28089.84
| B4/14/01 |  | 145000 | E | Manual pallet jack designed to transport pallets around the warehouse. | Nr | 6 | 4681.64 | 28089.84 | N | N1450005 | Manual pallet jack designed to transport pallets around the warehouse. |  | B4/14/01-E
4 | B4/14/02 |  |  |  | Pallet Racking |  |  |  | 7120000
| B4/14/02 |  | 145000 | A | Pallet Rack - 4 Level, 2 Pallets Per Bay | positi | 368 | 2500 | 920000 | N | N1450006 | Pallet Rack - 4 Level, 2 Pallets Per Bay |  | B4/14/02-A
| B4/14/02 |  | 145000 | B | Pallet Rack - 4 Level, 2 Pallets Per Bay | positi | 384 | 2500 | 960000 | N | N1450006 | Pallet Rack - 4 Level, 2 Pallets Per Bay |  | B4/14/02-B
| B4/14/02 |  | 145000 | C | Pallet Rack - 5 Level, 2 Pallets Per Bay | positi | 1120 | 3125 | 3500000 | N | N1450008 | Pallet Rack - 5 Level, 2 Pallets Per Bay |  | B4/14/02-C
| B4/14/02 |  | 145000 | D | Pallet Rack - 4 Level, 2 Pallets Per Bay | positi | 696 | 2500 | 1740000 | N | N1450006 | Pallet Rack - 4 Level, 2 Pallets Per Bay |  | B4/14/02-D
4 | B4/14/02 |  |  |  | Transport Trolleys |  |  |  | 20291250
| B4/14/02 |  | 145000 | E | Trolley 1600mmx820mmx760mm (HxLxW) | positi | 117 | 4375 | 511875 | N | N1450010 | Trolley 1600mmx820mmx760mm (HxLxW) |  | B4/14/02-E
| B4/14/02 |  | 145000 | F | Trolley 1600mmx820mmx760mm (HxLxW) | positi | 1256 | 4375 | 5495000 | N | N1450010 | Trolley 1600mmx820mmx760mm (HxLxW) |  | B4/14/02-F
| B4/14/02 |  | 145000 | G | Trolley 1600mmx820mmx760mm (HxLxW) | positi | 2605 | 4375 | 11396875 | N | N1450010 | Trolley 1600mmx820mmx760mm (HxLxW) |  | B4/14/02-G
| B4/14/02 |  | 145000 | H | Trolley 1600mmx820mmx760mm (HxLxW) | positi | 600 | 4375 | 2625000 | N | N1450010 | Trolley 1600mmx820mmx760mm (HxLxW) |  | B4/14/02-H
| B4/14/02 |  | 145000 | J | Trolley 1600mmx820mmx760mm (HxLxW) | positi | 60 | 4375 | 262500 | N | N1450010 | Trolley 1600mmx820mmx760mm (HxLxW) |  | B4/14/02-J
4 | B4/14/02 |  |  |  | Workstations |  |  |  | 0
| B4/14/02 |  | 145000 | K | Workstations of packing and order consolidation stations, including furniture, desktop computer and accessories | Nr | 0 |  | Excluded | N | N1450015 | Workstations of packing and order consolidation stations, including furniture, desktop computer and accessories | No quanitiies excluded | B4/14/02-K
4 | B4/14/02 |  |  |  | Labelling Machine |  |  |  | 0
| B4/14/02 |  | 145000 | L | Label printer, including hardware and software | Nr | 0 |  | Excluded | N | N1450016 | Label printer, including hardware and software | No quanitiies excluded | B4/14/02-L
4 | B4/14/03 |  |  |  | Label Scanner |  |  |  | 0
| B4/14/03 |  | 145000 | A | Label handheld scanner, including hardware and software | Nr | 0 |  | Excluded | N | N1450017 | Label handheld scanner, including hardware and software | No quanitiies excluded | B4/14/03-A
4 | B4/14/03 |  |  |  | Empty Pallets |  |  |  | 0
| B4/14/03 |  | 145000 | B | General, Cold Store, Controlled Drugs Store, Hazardous Goods Area, Radionuclide Goods Area, Quarantine Area, Spare Part Store / Ambient or Temp. 2°C to 8°C | Nr | 0 |  | Excluded | N | N1450018 | General, Cold Store, Controlled Drugs Store, Hazardous Goods Area, Radionuclide Goods Area, Quarantine Area, Spare Part Store / Ambient or Temp. 2°C to 8°C | No quanitiies excluded | B4/14/03-B
4 | B4/14/03 |  |  |  | Ram protection for MHS equipment |  |  |  | 0
| B4/14/03 |  | 145000 | C | Ram protection to protect MHS equipment from impact by vehicle | Nr | 0 |  | Excluded | N | N1450019 | Ram protection to protect MHS equipment from impact by vehicle | No quanitiies excluded | B4/14/03-C
2 | B4/21/01 |  |  |  | 21 - FIRE SUPPRESSION |  |  |  | 4879085.65
3 | B4/21/01 |  |  |  | Sprinklers |  |  |  | 652324.5
| B4/21/01 | 200000 | 210000 | A | Type SP-1 (UPRIGHT) | Nr | 420 | 47.75 | 20055 | U | U2100149 | Type SP-1 (UPRIGHT) |  | B4/21/01-A
| B4/21/01 | 200000 | 210000 | B | Type SP-2 (PENDENT) | Nr | 210 | 63.5 | 13335 | U | U2100150 | Type SP-2 (PENDENT) |  | B4/21/01-B
| B4/21/01 | 200000 | 210000 | C | Type SP-3 (ESFR) | Nr | 1500 | 63.5 | 95250 | U | U2100151 | Type SP-3 (ESFR) |  | B4/21/01-C
| B4/21/01 | 200000 | 210000 | D | Type SP-3 (CMDA) | Nr | 150 | 63.5 | 9525 | U | U2100152 | Type SP-3 (CMDA) |  | B4/21/01-D
| B4/21/01 | 200000 | 210000 | E | Type SP-4 (CMDA) | Nr | 97 | 63.5 | 6159.5 | U | U2100153 | Type SP-4 (CMDA) |  | B4/21/01-E
| B4/21/01 | 200000 | 210000 | F | Type SP-5 (IN RACK) | Nr | 8000 | 63.5 | 508000 | U | U2100154 | Type SP-5 (IN RACK) |  | B4/21/01-F
3 | B4/21/01 |  |  |  | Zone Valve assembly |  |  |  | 44124.13
| B4/21/01 | 200000 | 210000 | G | 100 dia | Nr | 1 | 4574.13 | 4574.13 | U | U2100155 | 100 dia |  | B4/21/01-G
| B4/21/01 | 200000 | 210000 | H | 200 dia | Nr | 7 | 5650 | 39550 | U | U2100156 | 200 dia |  | B4/21/01-H
3 | B4/21/01 |  |  |  | Automatic air valves |  |  |  | 4116
| B4/21/01 | 200000 | 210000 | J | 20 dia | Nr | 6 | 686 | 4116 | U | U2100157 | 20 dia |  | B4/21/01-J
3 | B4/21/01 |  |  |  | Alarm Check Valve assembly |  |  |  | 50310
| B4/21/01 | 200000 | 210000 | K | 200 dia | Nr | 3 | 16770 | 50310 | U | U2100158 | 200 dia |  | B4/21/01-K
3 | B4/21/01 |  |  |  | Check Valve |  |  |  | 2503.89
| B4/21/01 | 200000 | 210000 | L | 150 dia | Nr | 3 | 834.63 | 2503.89 | U | U2100159 | 150 dia |  | B4/21/01-L
3 | B4/21/01 |  |  |  | OS&Y Valve |  |  |  | 6033.39
| B4/21/01 | 200000 | 210000 | M | 200 dia | Nr | 3 | 2011.13 | 6033.39 | U | U2100160 | 200 dia |  | B4/21/01-M
3 | B4/21/01 |  |  |  | Fire Department Connection (Siamese Connection) |  |  |  | 5456.25
| B4/21/01 | 200000 | 210000 | N | Type SC-1 | Nr | 3 | 1818.75 | 5456.25 | U | U2100161 | Type SC-1 |  | B4/21/01-N
3 | B4/21/02 |  |  |  | Test and Drain Valves |  |  |  | 2380.89
| B4/21/02 | 200000 | 210000 | A | 25 dia | Nr | 3 | 793.63 | 2380.89 | U | U2100162 | 25 dia |  | B4/21/02-A
3 | B4/21/02 |  |  |  | Flushing Connections |  |  |  | 6040.17
| B4/21/02 | 200000 | 210000 | B | 40 dia | Nr | 9 | 671.13 | 6040.17 | U | U2100163 | 40 dia |  | B4/21/02-B
3 | B4/21/02 |  |  |  | Inspector Test Connections |  |  |  | 481.5
| B4/21/02 | 200000 | 210000 | C | 25 dia | Nr | 9 | 53.5 | 481.5 | U | U2100164 | 25 dia |  | B4/21/02-C
3 | B4/21/02 |  |  |  | Spare parts as specified |  |  |  | 0
3 | B4/21/02 |  |  |  | Galvanized Steel drain pipes |  |  |  | 3663
| B4/21/02 | 200000 | 210000 | D | 32 dia | m | 66 | 55.5 | 3663 | U | U2100165 | 32 dia |  | B4/21/02-D
3 | B4/21/02 |  |  |  | Galvanized steel pipes to ASTM A135, with rolled groove couplings, hangers and supports, accessories and installation |  |  |  | 2052202.59
| B4/21/02 | 200000 | 210000 | E | 25 dia | m | 1320 | 46.25 | 61050 | U | U2100166 | 25 dia |  | B4/21/02-E
| B4/21/02 | 200000 | 210000 | F | 32 dia | m | 2390 | 55.5 | 132645 | U | U2100167 | 32 dia |  | B4/21/02-F
| B4/21/02 | 200000 | 210000 | G | 40 dia | m | 2375 | 82.13 | 195058.75 | U | U2100168 | 40 dia |  | B4/21/02-G
| B4/21/02 | 200000 | 210000 | H | 50 dia | m | 1523 | 96.5 | 146969.5 | U | U2100169 | 50 dia |  | B4/21/02-H
| B4/21/02 | 200000 | 210000 | J | 65 dia | m | 820 | 128.88 | 105681.6 | U | U2100170 | 65 dia |  | B4/21/02-J
| B4/21/02 | 200000 | 210000 | K | 80 dia | m | 768 | 176.25 | 135360 | U | U2100171 | 80 dia |  | B4/21/02-K
| B4/21/02 | 200000 | 210000 | L | 100 dia | m | 732 | 244.75 | 179157 | U | U2100172 | 100 dia |  | B4/21/02-L
| B4/21/02 | 200000 | 210000 | M | 150 dia | m | 748 | 408.88 | 305842.24 | U | U2100173 | 150 dia |  | B4/21/02-M
| B4/21/02 | 200000 | 210000 | N | 200 dia | m | 1450 | 545.13 | 790438.5 | U | U2100174 | 200 dia |  | B4/21/02-N
3 | B4/21/03 |  |  |  | Preaction Valve |  |  |  | 5650
| B4/21/03 | 200000 | 210000 | A | 150 dia | Nr | 1 | 5650 | 5650 | U | U2100175 | 150 dia |  | B4/21/03-A
3 | B4/21/03 |  |  |  | Galvanized steel pipes to ASTM A135, with rolled groove couplings, hangers and supports, accessories and installation |  |  |  | 1106299.34
| B4/21/03 | 200000 | 210000 | B | 32 dia | m | 900 | 55.5 | 49950 | U | U2100176 | 32 dia |  | B4/21/03-B
| B4/21/03 | 200000 | 210000 | C | 40 dia | m | 550 | 82.13 | 45171.5 | U | U2100177 | 40 dia |  | B4/21/03-C
| B4/21/03 | 200000 | 210000 | D | 50 dia | m | 600 | 96.5 | 57900 | U | U2100178 | 50 dia |  | B4/21/03-D
| B4/21/03 | 200000 | 210000 | E | 65 dia | m | 800 | 128.88 | 103104 | U | U2100179 | 65 dia |  | B4/21/03-E
| B4/21/03 | 200000 | 210000 | F | 80 dia | m | 650 | 176.25 | 114562.5 | U | U2100180 | 80 dia |  | B4/21/03-F
| B4/21/03 | 200000 | 210000 | G | 100 dia | m | 1100 | 244.75 | 269225 | U | U2100181 | 100 dia |  | B4/21/03-G
| B4/21/03 | 200000 | 210000 | H | 150 dia | m | 850 | 408.88 | 347548 | U | U2100182 | 150 dia |  | B4/21/03-H
| B4/21/03 | 200000 | 210000 | J | 200 dia | m | 218 | 545.13 | 118838.34 | U | U2100183 | 200 dia |  | B4/21/03-J
3 | B4/21/03 |  |  |  | CLEAN AGENT SYSTEM PROTECTION |  |  |  | 937500
| B4/21/03 | 200000 | 210000 | K | Complete Novec 1230 system serving LV Room in Ground Floor as specified and shown on design drawings including acting and standby cylinders, valves, Instrumentation, controls and control panel, and all necessary accessories | Item | 1 | 93750 | 93750 | U | U2100184 | Complete Novec 1230 system serving LV Room in Ground Floor as specified and shown on design drawings including acting and standby cylinders, valves, Instrumentation, controls and control panel, and all necessary accessories |  | B4/21/03-K
| B4/21/03 | 200000 | 210000 | L | Complete Novec 1230 system serving Electrical Room in Ground Floor as specified and shown on design drawings including acting and standby cylinders, valves, Instrumentation, controls and control panel, and all necessary accessories | Item | 1 | 93750 | 93750 | U | U2100185 | Complete Novec 1230 system serving Electrical Room in Ground Floor as specified and shown on design drawings including acting and standby cylinders, valves, Instrumentation, controls and control panel, and all necessary accessories |  | B4/21/03-L
| B4/21/04 | 200000 | 210000 | A | Complete Novec 1230 system serving MV Room in Ground Floor as specified and shown on design drawings including acting and standby cylinders, valves, Instrumentation, controls and control panel, and all necessary accessories | Item | 1 | 93750 | 93750 | U | U2100186 | Complete Novec 1230 system serving MV Room in Ground Floor as specified and shown on design drawings including acting and standby cylinders, valves, Instrumentation, controls and control panel, and all necessary accessories |  | B4/21/04-A
| B4/21/04 | 200000 | 210000 | B | Complete Novec 1230 system serving Main Communication Room in Mezzanine Floor as specified and shown on design drawings including acting and standby cylinders, valves, Instrumentation, controls and control panel, and all necessary accessories | Item | 1 | 93750 | 93750 | U | U2100187 | Complete Novec 1230 system serving Main Communication Room in Mezzanine Floor as specified and shown on design drawings including acting and standby cylinders, valves, Instrumentation, controls and control panel, and all necessary accessories |  | B4/21/04-B
| B4/21/04 | 200000 | 210000 | C | Complete Novec 1230 system serving Electrical Room in Mezzanine Floor as specified and shown on design drawings including acting and standby cylinders, valves, Instrumentation, controls and control panel, and all necessary accessories | Item | 1 | 93750 | 93750 | U | U2100188 | Complete Novec 1230 system serving Electrical Room in Mezzanine Floor as specified and shown on design drawings including acting and standby cylinders, valves, Instrumentation, controls and control panel, and all necessary accessories |  | B4/21/04-C
| B4/21/04 | 200000 | 210000 | D | Complete Novec 1230 system serving Communication Room in Mezzanine Floor as specified and shown on design drawings including acting and standby cylinders, valves, Instrumentation, controls and control panel, and all necessary accessories | Item | 1 | 93750 | 93750 | U | U2100189 | Complete Novec 1230 system serving Communication Room in Mezzanine Floor as specified and shown on design drawings including acting and standby cylinders, valves, Instrumentation, controls and control panel, and all necessary accessories |  | B4/21/04-D
| B4/21/04 | 200000 | 210000 | E | Complete Novec 1230 system serving LV Room in Ground Floor as specified and shown on design drawings including acting and standby cylinders, valves, Instrumentation, controls and control panel, and all necessary accessories | Item | 1 | 93750 | 93750 | U | U2100190 | Complete Novec 1230 system serving LV Room in Ground Floor as specified and shown on design drawings including acting and standby cylinders, valves, Instrumentation, controls and control panel, and all necessary accessories |  | B4/21/04-E
| B4/21/05 | 200000 | 210000 | A | Complete Novec 1230 system serving Electrical Room in Ground Floor as specified and shown on design drawings including acting and standby cylinders, valves, Instrumentation, controls and control panel, and all necessary accessories | Item | 1 | 93750 | 93750 | U | U2100191 | Complete Novec 1230 system serving Electrical Room in Ground Floor as specified and shown on design drawings including acting and standby cylinders, valves, Instrumentation, controls and control panel, and all necessary accessories |  | B4/21/05-A
| B4/21/05 | 200000 | 210000 | B | Complete Novec 1230 system serving MV Room in Ground Floor as specified and shown on design drawings including acting and standby cylinders, valves, Instrumentation, controls and control panel, and all necessary accessories | Item | 1 | 93750 | 93750 | U | U2100192 | Complete Novec 1230 system serving MV Room in Ground Floor as specified and shown on design drawings including acting and standby cylinders, valves, Instrumentation, controls and control panel, and all necessary accessories |  | B4/21/05-B
| B4/21/05 | 200000 | 210000 | C | Complete Novec 1230 system serving Communication Room in Mezzanine Floor as specified and shown on design drawings including acting and standby cylinders, valves, Instrumentation, controls and control panel, and all necessary accessories | Item | 1 | 93750 | 93750 | U | U2100193 | Complete Novec 1230 system serving Communication Room in Mezzanine Floor as specified and shown on design drawings including acting and standby cylinders, valves, Instrumentation, controls and control panel, and all necessary accessories |  | B4/21/05-C
c | B4/21/05 |  |  |  | 21 - FIRE SUPPRESSION
c | B4/21/05 |  |  |  | To Summary
2 | B4/22/01 |  |  |  | 22 - PLUMBING |  |  |  | 4237255.43
3 | B4/22/01 |  |  |  | 220523 - GENERAL-DUTY VALVES FOR PLUMBING PIPING |  |  |  | 40842.17
4 | B4/22/01 |  |  |  | METERS AND GAGES FOR PIPING |  |  |  | 40842.17
| B4/22/01 | 200000 | 220500 | A | Allow for pressure gauges, etc. as per specifications and drawings. | Item | 1 | 32525 | 32525 | V | V2205018 | Allow for pressure gauges, etc. as per specifications and drawings. |  | B4/22/01-A
5 | B4/22/01 |  |  |  | Gate valves |  |  |  | 2273.76
| B4/22/01 | 200000 | 220500 | B | 63mm dia | Nr | 10 | 186.25 | 1862.5 | V | V2205019 | 63mm dia |  | B4/22/01-B
| B4/22/01 | 200000 | 220500 | C | 75mm dia | Nr | 2 | 205.63 | 411.26 | V | V2205020 | 75mm dia |  | B4/22/01-C
5 | B4/22/01 |  |  |  | Ball valves |  |  |  | 6043.41
| B4/22/01 | 200000 | 220500 | D | 20mm dia | Nr | 11 | 94.63 | 1040.93 | V | V2205021 | 20mm dia |  | B4/22/01-D
| B4/22/01 | 200000 | 220500 | E | 25mm dia | Nr | 1 | 67.38 | 67.38 | V | V2205022 | 25mm dia |  | B4/22/01-E
| B4/22/01 | 200000 | 220500 | F | 32mm dia | Nr | 20 | 98.38 | 1967.6 | V | V2205023 | 32mm dia |  | B4/22/01-F
| B4/22/01 | 200000 | 220500 | G | 40mm dia | Nr | 6 | 139.25 | 835.5 | V | V2205024 | 40mm dia |  | B4/22/01-G
| B4/22/01 | 200000 | 220500 | H | 50mm dia | Nr | 13 | 164 | 2132 | V | V2205025 | 50mm dia |  | B4/22/01-H
3 | B4/22/01 |  |  |  | 220719 - PLUMBING PIPING INSULATION |  |  |  | 155793.05
4 | B4/22/01 |  |  |  | Interior insulation application, domestic hot and recirculated hot water; within pump room and building risers as per specifications |  |  |  | 8693.75
5 | B4/22/01 |  |  |  | Pipes 25mm dia and smaller, 32 mm thick fiberglass with density of 65 kg/m3 |  |  |  | 487.5
| B4/22/01 | 200000 | 220700 | J | 20mm dia | m | 15 | 32.5 | 487.5 | V | V2207063 | 20mm dia |  | B4/22/01-J
5 | B4/22/02 |  |  |  | Pipes 50mm dia and smaller, 40 mm thick fiberglass with density of 65 kg/m3 |  |  |  | 5300
| B4/22/02 | 200000 | 220700 | A | 32mm dia | m | 25 | 97.75 | 2443.75 | V | V2207064 | 32mm dia |  | B4/22/02-A
| B4/22/02 | 200000 | 220700 | B | 40mm dia | m | 25 | 114.25 | 2856.25 | V | V2207065 | 40mm dia |  | B4/22/02-B
5 | B4/22/02 |  |  |  | Pipes 65mm dia and larger, 65 mm thick fiberglass with density of 65 kg/m3 |  |  |  | 2906.25
| B4/22/02 | 200000 | 220700 | C | 63mm dia | m | 15 | 193.75 | 2906.25 | V | V2207066 | 63mm dia |  | B4/22/02-C
4 | B4/22/02 |  |  |  | Interior insulation application, domestic hot and recirculated hot water within building running horizontally or in wet areas |  |  |  | 30178.95
5 | B4/22/02 |  |  |  | Pipe, 50mm dia and smaller: 15 mm thick flexible elastomeric |  |  |  | 20765.95
| B4/22/02 | 200000 | 220700 | D | 20mm dia | m | 150 | 25.63 | 3844.5 | V | V2207067 | 20mm dia |  | B4/22/02-D
| B4/22/02 | 200000 | 220700 | E | 25mm dia | m | 85 | 32.25 | 2741.25 | V | V2207068 | 25mm dia |  | B4/22/02-E
| B4/22/02 | 200000 | 220700 | F | 32mm dia | m | 100 | 32 | 3200 | V | V2207069 | 32mm dia |  | B4/22/02-F
| B4/22/02 | 200000 | 220700 | G | 40mm dia | m | 165 | 53 | 8745 | V | V2207070 | 40mm dia |  | B4/22/02-G
| B4/22/02 | 200000 | 220700 | H | 50mm dia | m | 40 | 55.88 | 2235.2 | V | V2207071 | 50mm dia |  | B4/22/02-H
5 | B4/22/02 |  |  |  | Pipe, larger than 50mm dia: 25 mm thick flexible elastomeric |  |  |  | 9413
| B4/22/02 | 200000 | 220700 | J | 63mm dia | m | 100 | 94.13 | 9413 | V | V2207072 | 63mm dia |  | B4/22/02-J
4 | B4/22/02 |  |  |  | Interior insulation application, domestic hot and recirculated hot water within toilets and wet areas |  |  |  | 4526.25
5 | B4/22/02 |  |  |  | Pipe, 50mm dia and smaller: 15 mm thick flexible elastomeric |  |  |  | 4526.25
| B4/22/02 | 200000 | 220700 | K | 16mm dia | m | 255 | 17.75 | 4526.25 | V | V2207073 | 16mm dia |  | B4/22/02-K
4 | B4/22/03 |  |  |  | Interior insulation application, domestic cold water |  |  |  | 68267.35
5 | B4/22/03 |  |  |  | Pipe, 50mm dia and smaller: 15 mm thick flexible elastomeric |  |  |  | 25849.4
| B4/22/03 | 200000 | 220700 | A | 32mm dia | m | 230 | 32 | 7360 | V | V2207074 | 32mm dia |  | B4/22/03-A
| B4/22/03 | 200000 | 220700 | B | 40mm dia | m | 80 | 53 | 4240 | V | V2207075 | 40mm dia |  | B4/22/03-B
| B4/22/03 | 200000 | 220700 | C | 50mm dia | m | 255 | 55.88 | 14249.4 | V | V2207076 | 50mm dia |  | B4/22/03-C
5 | B4/22/03 |  |  |  | Pipe, larger than 50mm dia: 25 mm thick flexible elastomeric |  |  |  | 42417.95
| B4/22/03 | 200000 | 220700 | D | 63mm dia | m | 25 | 94.13 | 2353.25 | V | V2207077 | 63mm dia |  | B4/22/03-D
| B4/22/03 | 200000 | 220700 | E | 75mm dia | m | 200 | 90 | 18000 | V | V2207078 | 75mm dia |  | B4/22/03-E
| B4/22/03 | 200000 | 220700 | F | 90mm dia | m | 120 | 116.13 | 13935.6 | V | V2207079 | 90mm dia |  | B4/22/03-F
| B4/22/03 | 200000 | 220700 | G | 110mm dia | m | 70 | 116.13 | 8129.1 | V | V2207080 | 110mm dia |  | B4/22/03-G
4 | B4/22/03 |  |  |  | Interior insulation application, domestic cold water within toilets and wet areas |  |  |  | 12240
5 | B4/22/03 |  |  |  | Pipe, 50mm dia and smaller: 15 mm thick flexible elastomeric |  |  |  | 12240
| B4/22/03 | 200000 | 220700 | H | 16mm dia | m | 410 | 17.75 | 7277.5 | V | V2207081 | 16mm dia |  | B4/22/03-H
| B4/22/03 | 200000 | 220700 | J | 25mm dia | m | 10 | 32.25 | 322.5 | V | V2207082 | 25mm dia |  | B4/22/03-J
| B4/22/03 | 200000 | 220700 | K | 32mm dia | m | 145 | 32 | 4640 | V | V2207083 | 32mm dia |  | B4/22/03-K
4 | B4/22/03 |  |  |  | Exterior insulation application, domestic water |  |  |  | 31886.75
5 | B4/22/03 |  |  |  | Pipes 25mm dia and smaller, 32 mm thick fiberglass with density of 65 kg/m3 |  |  |  | 31886.75
| B4/22/03 | 200000 | 220700 | L | 25mm dia | m | 15 | 40.75 | 611.25 | V | V2207084 | 25mm dia |  | B4/22/03-L
| B4/22/04 | 200000 | 220700 | A | Insulation with jacketing for exposed pipes | Item | 1 | 31275.5 | 31275.5 | V | V2207085 | Insulation with jacketing for exposed pipes |  | B4/22/04-A
3 | B4/22/04 |  |  |  | 221116 - DOMESTIC WATER PIPING |  |  |  | 173209.25
4 | B4/22/04 |  |  |  | Underground, water distribution piping, HDPE |  |  |  | 4892.6
| B4/22/04 | 200000 | 221000 | B | 40 mm dia | m | 20 | 41.75 | 835 | V | V2210092 | 40 mm dia |  | B4/22/04-B
| B4/22/04 | 200000 | 221000 | C | 63 mm dia | m | 10 | 94.13 | 941.3 | V | V2210093 | 63 mm dia |  | B4/22/04-C
| B4/22/04 | 200000 | 221000 | D | 110 mm dia | m | 10 | 311.63 | 3116.3 | V | V2210094 | 110 mm dia |  | B4/22/04-D
4 | B4/22/04 |  |  |  | Aboveground, Cold water distribution piping, PPR PN-16 |  |  |  | 116946.1
| B4/22/04 | 200000 | 221000 | E | 32 mm dia | m | 230 | 32.5 | 7475 | V | V2210095 | 32 mm dia |  | B4/22/04-E
| B4/22/04 | 200000 | 221000 | F | 40 mm dia | m | 80 | 41.75 | 3340 | V | V2210096 | 40 mm dia |  | B4/22/04-F
| B4/22/04 | 200000 | 221000 | G | 50 mm dia | m | 255 | 77.13 | 19668.15 | V | V2210097 | 50 mm dia |  | B4/22/04-G
| B4/22/04 | 200000 | 221000 | H | 63 mm dia | m | 25 | 94.13 | 2353.25 | V | V2210098 | 63 mm dia |  | B4/22/04-H
| B4/22/04 | 200000 | 221000 | J | 75 mm dia | m | 200 | 124.5 | 24900 | V | V2210099 | 75 mm dia |  | B4/22/04-J
| B4/22/04 | 200000 | 221000 | K | 90 mm dia | m | 120 | 311.63 | 37395.6 | V | V2210100 | 90 mm dia |  | B4/22/04-K
| B4/22/04 | 200000 | 221000 | L | 110 mm dia | m | 70 | 311.63 | 21814.1 | V | V2210101 | 110 mm dia |  | B4/22/04-L
4 | B4/22/04 |  |  |  | Aboveground within toilets/wet areas, Cold water distribution piping, PEX pipe in pipe PN-10 |  |  |  | 14910
| B4/22/04 | 200000 | 221000 | M | 16 mm dia | m | 410 | 21.25 | 8712.5 | V | V2210102 | 16 mm dia |  | B4/22/04-M
| B4/22/04 | 200000 | 221000 | N | 25 mm dia | m | 10 | 32.5 | 325 | V | V2210103 | 25 mm dia |  | B4/22/04-N
| B4/22/04 | 200000 | 221000 | P | 32 mm dia | m | 145 | 40.5 | 5872.5 | V | V2210104 | 32 mm dia |  | B4/22/04-P
4 | B4/22/05 |  |  |  | Aboveground, Hot water distribution piping, PPR pipe PN-20 |  |  |  | 31041.8
| B4/22/05 | 200000 | 221000 | A | 20 mm dia | m | 165 | 21.25 | 3506.25 | V | V2210105 | 20 mm dia |  | B4/22/05-A
| B4/22/05 | 200000 | 221000 | B | 25 mm dia | m | 85 | 26.63 | 2263.55 | V | V2210106 | 25 mm dia |  | B4/22/05-B
| B4/22/05 | 200000 | 221000 | C | 32 mm dia | m | 120 | 32.5 | 3900 | V | V2210107 | 32 mm dia |  | B4/22/05-C
| B4/22/05 | 200000 | 221000 | D | 40 mm dia | m | 190 | 41.75 | 7932.5 | V | V2210108 | 40 mm dia |  | B4/22/05-D
| B4/22/05 | 200000 | 221000 | E | 50 mm dia | m | 40 | 77.13 | 3085.2 | V | V2210109 | 50 mm dia |  | B4/22/05-E
| B4/22/05 | 200000 | 221000 | F | 63 mm dia | m | 110 | 94.13 | 10354.3 | V | V2210110 | 63 mm dia |  | B4/22/05-F
4 | B4/22/05 |  |  |  | Aboveground within toilets/wet areas, Hot water distribution piping, PEX pipe in pipe PN-10 |  |  |  | 5418.75
| B4/22/05 | 200000 | 221000 | G | 16 mm dia | m | 255 | 21.25 | 5418.75 | V | V2210111 | 16 mm dia |  | B4/22/05-G
3 | B4/22/05 |  |  |  | 221119 - DOMESTIC WATER PIPING SPECIALTIES |  |  |  | 112380.1
4 | B4/22/05 |  |  |  | Hose bibs |  |  |  | 660
| B4/22/05 | 200000 | 221000 | H | HB-1 | Nr | 15 | 44 | 660 | V | V2210112 | HB-1 |  | B4/22/05-H
4 | B4/22/05 |  |  |  | Water meter |  |  |  | 60151.89
| B4/22/05 | 200000 | 221000 | J | 40 mm dia | Nr | 5 | 3340.5 | 16702.5 | V | V2210113 | 40 mm dia |  | B4/22/05-J
| B4/22/05 | 200000 | 221000 | K | 65 mm dia | Nr | 1 | 5328.63 | 5328.63 | V | V2210114 | 65 mm dia |  | B4/22/05-K
| B4/22/05 | 200000 | 221000 | L | 90 mm dia | Nr | 1 | 15514.63 | 15514.63 | V | V2210115 | 90 mm dia |  | B4/22/05-L
| B4/22/05 | 200000 | 221000 | M | 110 mm dia | Nr | 1 | 22606.13 | 22606.13 | V | V2210116 | 110 mm dia |  | B4/22/05-M
4 | B4/22/06 |  |  |  | Roof Vent Cap |  |  |  | 50875.8
| B4/22/06 | 200000 | 221000 | A | 82 mm dia | Nr | 4 | 471.88 | 1887.52 | V | V2210117 | 82 mm dia |  | B4/22/06-A
| B4/22/06 | 200000 | 221000 | B | 100 mm dia | Nr | 2 | 596.88 | 1193.76 | V | V2210118 | 100 mm dia |  | B4/22/06-B
| B4/22/06 | 200000 | 221000 | C | Water hammer arrestors | Nr | 40 | 1192.25 | 47690 | V | V2210119 | Water hammer arrestors |  | B4/22/06-C
| B4/22/06 | 200000 | 221000 | D | Automatic air vents | Nr | 4 | 26.13 | 104.52 | V | V2210120 | Automatic air vents |  | B4/22/06-D
4 | B4/22/06 |  |  |  | Reduced-Pressure-Principle Backflow Preventers (RPZ) |  |  |  | 692.41
| B4/22/06 | 200000 | 221000 | E | 32 mm dia | Nr | 7 | 77.88 | 545.16 | V | V2210121 | 32 mm dia |  | B4/22/06-E
| B4/22/06 | 200000 | 221000 | F | 50 mm dia | Nr | 1 | 147.25 | 147.25 | V | V2210122 | 50 mm dia |  | B4/22/06-F
3 | B4/22/06 |  |  |  | 221123 - DOMESTIC WATER PUMPS |  |  |  | 344729.38
4 | B4/22/06 |  |  |  | In-line circulator, vertical in-line circulator, separately coupled centrifugal pump complete with casing, impeller, seal, shaft, sleeve, valves, bearing, shaft coupling, motor and all other necessary accessories, connections and fittings as specified. |  |  |  | 138325
| B4/22/06 | 200000 | 221100 | G | CP-DC-MZ-01 | Nr | 2 | 34581.25 | 69162.5 | V | V2211012 | CP-DC-MZ-01 |  | B4/22/06-G
| B4/22/06 | 200000 | 221100 | H | CP-DC-MZ-02 | Nr | 2 | 34581.25 | 69162.5 | V | V2211013 | CP-DC-MZ-02 |  | B4/22/06-H
4 | B4/22/06 |  |  |  | 221123.13 - DOMESTIC-WATER PACKAGED BOOSTER PUMPS |  |  |  | 196845
5 | B4/22/06 |  |  |  | Variable-speed-drive, packaged booster pumps factory-assembled and -tested, packaged booster pump unit, with motor, piping, valves, sensors and control panel and adjustable-speed-drive units, and all other necessary accessories, connections and fittings as specified |  |  |  | 131230
| B4/22/06 | 200000 | 221100 | J | BP-DC-MZ-01 | Set | 1 | 65615 | 65615 | V | V2211014 | BP-DC-MZ-01 |  | B4/22/06-J
| B4/22/07 | 200000 | 221100 | A | BP-DCS-B1-0101 TO 01-03 | Set | 1 | 65615 | 65615 | V | V2211015 | BP-DCS-B1-0101 TO 01-03 |  | B4/22/07-A
5 | B4/22/07 |  |  |  | Booster pumps factory-assembled and -tested, pressurization unit, with motor, piping, valves, sensors, hydropneumatic tank, and control panel and all other necessary accessories, connections and fittings as specified |  |  |  | 65615
| B4/22/07 | 200000 | 221100 | B | PU-DC-MZ-01 | Set | 1 | 65615 | 65615 | V | V2211016 | PU-DC-MZ-01 |  | B4/22/07-B
4 | B4/22/07 |  |  |  | 221223 - FACILITY INDOOR POTABLE WATER STORAGE TANKS |  |  |  | 9559.38
| B4/22/07 | 200000 | 221100 | C | GRP tank, water volume of 2000L | Nr | 1 | 9559.38 | 9559.38 | V | V2211017 | GRP tank, water volume of 2000L |  | B4/22/07-C
3 | B4/22/07 |  |  |  | 221316 - SANITARY WASTE AND VENT PIPING |  |  |  | 1463717.6
4 | B4/22/07 |  |  |  | Aboveground soil, waste and vent piping, Upvc plastic pipe including piping, fittings, connections, joints, encasement and valves |  |  |  | 129041
| B4/22/07 | 200000 | 221300 | D | 50 mm dia | m | 700 | 52.13 | 36491 | V | V2213080 | 50 mm dia |  | B4/22/07-D
| B4/22/07 | 200000 | 221300 | E | 82 mm dia | m | 400 | 87 | 34800 | V | V2213081 | 82 mm dia |  | B4/22/07-E
| B4/22/07 | 200000 | 221300 | F | 110 mm dia | m | 420 | 137.5 | 57750 | V | V2213082 | 110 mm dia |  | B4/22/07-F
4 | B4/22/07 |  |  |  | Kitchen and underground soil, waste and vent piping HDPE pipe, including piping, fittings, connections, joints, encasement |  |  |  | 138031.95
| B4/22/07 | 200000 | 221300 | G | 50 mm dia | m | 15 | 52.13 | 781.95 | V | V2213083 | 50 mm dia |  | B4/22/07-G
| B4/22/07 | 200000 | 221300 | H | 75 mm dia | m | 250 | 87 | 21750 | V | V2213084 | 75 mm dia |  | B4/22/07-H
| B4/22/07 | 200000 | 221300 | J | 110 mm dia | m | 840 | 137.5 | 115500 | V | V2213085 | 110 mm dia |  | B4/22/07-J
4 | B4/22/08 |  |  |  | Storm drainage, inside the building, HDPE pipe, including piping, fittings, connections, joints, encasement |  |  |  | 1114667.1
| B4/22/08 | 200000 | 221300 | A | 160 mm dia | m | 135 | 676.63 | 91345.05 | V | V2213086 | 160 mm dia |  | B4/22/08-A
| B4/22/08 | 200000 | 221300 | B | 200 mm dia | m | 870 | 778.5 | 677295 | V | V2213087 | 200 mm dia |  | B4/22/08-B
| B4/22/08 | 200000 | 221300 | C | 315 mm dia | m | 285 | 1214.13 | 346027.05 | V | V2213088 | 315 mm dia |  | B4/22/08-C
4 | B4/22/08 |  |  |  | Storm drainage, cast iron pipe, including piping, fittings, connections, joints, encasement where exposed to outdoor conditions |  |  |  | 81195.6
| B4/22/08 | 200000 | 221300 | D | 150 mm dia | m | 120 | 676.63 | 81195.6 | V | V2213089 | 150 mm dia |  | B4/22/08-D
4 | B4/22/08 |  |  |  | Aboveground, sewage force mains, HDPE pipe including piping, fittings, connections, joints, encasement |  |  |  | 781.95
| B4/22/08 | 200000 | 221300 | E | 50 mm dia | m | 15 | 52.13 | 781.95 | V | V2213090 | 50 mm dia |  | B4/22/08-E
3 | B4/22/08 |  |  |  | 221319 - SANITARY WASTE PIPING SPECIALTIES |  |  |  | 371626.27
4 | B4/22/08 |  |  |  | Cleanouts |  |  |  | 9491.27
| B4/22/08 | 200000 | 221300 | F | Type FCO 110 mm | Nr | 4 | 471.88 | 1887.52 | V | V2213091 | Type FCO 110 mm |  | B4/22/08-F
| B4/22/08 | 200000 | 221300 | G | Type CO 110 mm | Nr | 5 | 217.25 | 1086.25 | V | V2213092 | Type CO 110 mm |  | B4/22/08-G
| B4/22/08 | 200000 | 221300 | H | Type WCO 50 mm | Nr | 30 | 217.25 | 6517.5 | V | V2213093 | Type WCO 50 mm |  | B4/22/08-H
4 | B4/22/08 |  |  |  | Floor drains |  |  |  | 51787.5
| B4/22/08 | 200000 | 221300 | J | Type FD-1 | Nr | 45 | 756.25 | 34031.25 | V | V2213094 | Type FD-1 |  | B4/22/08-J
| B4/22/08 | 200000 | 221300 | K | Type FD-2 with funnel | Nr | 15 | 881.25 | 13218.75 | V | V2213095 | Type FD-2 with funnel |  | B4/22/08-K
| B4/22/08 | 200000 | 221300 | L | Type FD-3 | Nr | 6 | 756.25 | 4537.5 | V | V2213096 | Type FD-3 |  | B4/22/08-L
4 | B4/22/09 |  |  |  | Trench drains |  |  |  | 85393.75
| B4/22/09 | 200000 | 221300 | A | 300x300x4000 | Nr | 13 | 6568.75 | 85393.75 | V | V2213097 | 300x300x4000 |  | B4/22/09-A
4 | B4/22/09 |  |  |  | Grease interceptors |  |  |  | 224953.75
| B4/22/09 | 200000 | 221300 | B | GI-DC-GF-01 | Nr | 1 | 11900 | 11900 | V | V2213098 | GI-DC-GF-01 |  | B4/22/09-B
| B4/22/09 | 200000 | 221300 | C | Gully trap | Nr | 15 | 1381.25 | 20718.75 | V | V2213099 | Gully trap |  | B4/22/09-C
| B4/22/09 | 200000 | 221300 | D | Sewage inspection chamber | Nr | 13 | 14795 | 192335 | V | V2213100 | Sewage inspection chamber |  | B4/22/09-D
3 | B4/22/09 |  |  |  | 221423 - STORM DRAINAGE PIPING SPECIALTIES |  |  |  | 834601.35
4 | B4/22/09 |  |  |  | Roof drains |  |  |  | 834601.35
5 | B4/22/09 |  |  |  | Parapet roof drain (scupper drain) |  |  |  | 19231.25
| B4/22/09 | 200000 | 221400 | E | Type SCD-1 150 mm dia | Nr | 17 | 1131.25 | 19231.25 | V | V2214016 | Type SCD-1 150 mm dia |  | B4/22/09-E
5 | B4/22/09 |  |  |  | Cast iron roof drain |  |  |  | 6593.8
| B4/22/09 | 200000 | 221400 | F | Type RD-1 200 mm dia | Nr | 5 | 721.88 | 3609.4 | V | V2214017 | Type RD-1 200 mm dia |  | B4/22/09-F
| B4/22/09 | 200000 | 221400 | G | Type RD-2 160 mm dia | Nr | 5 | 596.88 | 2984.4 | V | V2214018 | Type RD-2 160 mm dia |  | B4/22/09-G
5 | B4/22/09 |  |  |  | Gutter roof drain |  |  |  | 98616.3
| B4/22/09 | 200000 | 221400 | H | Type GD-1 150 mm dia | Nr | 10 | 1426.63 | 14266.3 | V | V2214019 | Type GD-1 150 mm dia |  | B4/22/09-H
| B4/22/09 | 200000 | 221400 | J | Type GD-1 200 mm dia | Nr | 56 | 1506.25 | 84350 | V | V2214020 | Type GD-1 200 mm dia |  | B4/22/09-J
5 | B4/22/09 |  |  |  | Rain water inspection chamber |  |  |  | 710160
| B4/22/09 | 200000 | 221400 | K | Type SDIC-1 | Nr | 48 | 14795 | 710160 | V | V2214021 | Type SDIC-1 |  | B4/22/09-K
3 | B4/22/10 |  |  |  | 221329 - SANITARY SEWERAGE PUMPS |  |  |  | 12537.5
4 | B4/22/10 |  |  |  | Submersible sump pumps, factory-assembled and -tested, single-stage, centrifugal, end-suction sump pump units complying with ul 778. include motor, operating controls, and construction for permanent installation with pits and basins |  |  |  | 12537.5
| B4/22/10 | 200000 | 221300 | A | SP-DCS-B1-01 | Set | 1 | 12537.5 | 12537.5 | V | V2213101 | SP-DCS-B1-01 |  | B4/22/10-A
3 | B4/22/10 |  |  |  | 223100 - DOMESTIC WATER SOFTENERS |  |  |  | 353981.25
4 | B4/22/10 |  |  |  | Water softener including the following factory-installed piping, valves, drains, and pressure gages, sampling cocks, main-operating-valve position indicatorsm, water meters, brine and softener tanks, chemicals and water testing sets |  |  |  | 157650
| B4/22/10 | 200000 | 221300 | B | WS-ETS1-GR-01 | Nr | 1 | 46300 | 46300 | V | V2213102 | WS-ETS1-GR-01 |  | B4/22/10-B
| B4/22/10 | 200000 | 221300 | C | WS-ETS2-GR-01 | Nr | 1 | 46300 | 46300 | V | V2213103 | WS-ETS2-GR-01 |  | B4/22/10-C
5 | B4/22/10 |  |  |  | SOFT TANK |  |  |  | 65050
| B4/22/10 | 200000 | 221300 | D | SWT-ETS1-GR-01 | Nr | 1 | 32525 | 32525 | V | V2213104 | SWT-ETS1-GR-01 |  | B4/22/10-D
| B4/22/10 | 200000 | 221300 | E | SWT-ETS2-GR-01 | Nr | 1 | 32525 | 32525 | V | V2213105 | SWT-ETS2-GR-01 |  | B4/22/10-E
4 | B4/22/10 |  |  |  | 223200 - DOMESTIC WATER TREATMENT EQUIPMENT |  |  |  | 190875
| B4/22/10 | 200000 | 223000 | F | Cartridge filters | Nr | 5 | 5650 | 28250 | V | V2230022 | Cartridge filters |  | B4/22/10-F
| B4/22/10 | 200000 | 223000 | G | UV sterilizing unit | Nr | 5 | 32525 | 162625 | V | V2230023 | UV sterilizing unit |  | B4/22/10-G
4 | B4/22/11 |  |  |  | 223300 - ELECTRIC, DOMESTIC-WATER HEATERS |  |  |  | 5456.25
| B4/22/11 | 200000 | 223000 | A | EWH-DC-GF-01 | Nr | 1 | 1818.75 | 1818.75 | V | V2230024 | EWH-DC-GF-01 |  | B4/22/11-A
| B4/22/11 | 200000 | 223000 | B | EWH-CC-GF-01 | Nr | 1 | 1818.75 | 1818.75 | V | V2230025 | EWH-CC-GF-01 |  | B4/22/11-B
| B4/22/11 | 200000 | 223000 | C | EWH-CC-GF-02 | Nr | 1 | 1818.75 | 1818.75 | V | V2230026 | EWH-CC-GF-02 |  | B4/22/11-C
3 | B4/22/11 |  |  |  | 224100 - RESIDENTIAL PLUMBING FIXTURES |  |  |  | 373837.51
| B4/22/11 | 200000 | 224000 | D | Lavatories fixtures as per interior architecture layouts and sanitary manual including supply and waste fittings | Nr | 27 | 4712.5 | 127237.5 | V | V2240033 | Lavatories fixtures as per interior architecture layouts and sanitary manual including supply and waste fittings |  | B4/22/11-D
| B4/22/11 | 200000 | 224000 | E | ADA Lavatories fixtures as per interior architecture layouts and sanitary manual including supply and waste fittings | Nr | 2 | 6087.5 | 12175 | V | V2240034 | ADA Lavatories fixtures as per interior architecture layouts and sanitary manual including supply and waste fittings |  | B4/22/11-E
| B4/22/11 | 200000 | 224000 | F | Shower fixtures as per interior architecture layouts and sanitary manual including supply and waste fittings | Nr | 7 | 2137.5 | 14962.5 | V | V2240035 | Shower fixtures as per interior architecture layouts and sanitary manual including supply and waste fittings |  | B4/22/11-F
| B4/22/11 | 200000 | 224000 | G | Water closets fixtures as per interior architecture layouts and sanitary manual including supply and waste fittings | Nr | 27 | 3750 | 101250 | V | V2240036 | Water closets fixtures as per interior architecture layouts and sanitary manual including supply and waste fittings |  | B4/22/11-G
| B4/22/11 | 200000 | 224000 | H | ADA Water closets fixtures as per interior architecture layouts and sanitary manual including supply and waste fittings | Nr | 2 | 4712.5 | 9425 | V | V2240037 | ADA Water closets fixtures as per interior architecture layouts and sanitary manual including supply and waste fittings |  | B4/22/11-H
| B4/22/11 | 200000 | 224000 | J | Flush valve (for WC) as per interior architecture layouts and sanitary manual including supply and waste fittings | Nr | 29 | 1531.25 | 44406.25 | V | V2240038 | Flush valve (for WC) as per interior architecture layouts and sanitary manual including supply and waste fittings |  | B4/22/11-J
| B4/22/11 | 200000 | 224000 | K | Shattaf Trigger spray fixtures as per interior architecture layouts and sanitary manual including supply and waste fittings and built-in check valve | Nr | 29 | 937.5 | 27187.5 | V | V2240039 | Shattaf Trigger spray fixtures as per interior architecture layouts and sanitary manual including supply and waste fittings and built-in check valve |  | B4/22/11-K
| B4/22/12 | 200000 | 224000 | A | Urinals fixtures as per interior architecture layouts and sanitary manual including supply and waste fittings | Nr | 1 | 1371.88 | 1371.88 | V | V2240040 | Urinals fixtures as per interior architecture layouts and sanitary manual including supply and waste fittings |  | B4/22/12-A
| B4/22/12 | 200000 | 224000 | B | Flush valve (for Urinal) | Nr | 1 | 778.13 | 778.13 | V | V2240041 | Flush valve (for Urinal) |  | B4/22/12-B
| B4/22/12 | 200000 | 224000 | C | Service sinks as per interior architecture layouts including supply and waste fittings | Nr | 2 | 2287.5 | 4575 | V | V2240042 | Service sinks as per interior architecture layouts including supply and waste fittings |  | B4/22/12-C
| B4/22/12 | 200000 | 224000 | D | Ablution fixtures as per interior architecture layouts including supply and waste fittings | Nr | 14 | 1531.25 | 21437.5 | V | V2240043 | Ablution fixtures as per interior architecture layouts including supply and waste fittings |  | B4/22/12-D
| B4/22/12 | 200000 | 224000 | E | Eye wash fixtures as per interior architecture layouts including supply and waste fittings | Nr | 5 | 1806.25 | 9031.25 | V | V2240044 | Eye wash fixtures as per interior architecture layouts including supply and waste fittings |  | B4/22/12-E
c | B4/22/12 |  |  |  | 22 - PLUMBING
c | B4/22/12 |  |  |  | To Summary
2 | B4/23/01 |  |  |  | 23 - HEATING, VENTILATING AND AIR CONDITIONING |  |  |  | 30144896.23
3 | B4/23/01 |  |  |  | 230519 - METERS AND GAGES FOR HVAC PIPING |  |  |  | 195150
4 | B4/23/01 |  |  |  | Meters and gages |  |  |  | 32525
| B4/23/01 | 200000 | 230500 | A | Allow for thermometers, pressure gauges, etc. as per specifications and drawings. | Item | 1 | 32525 | 32525 | W | W2305019 | Allow for thermometers, pressure gauges, etc. as per specifications and drawings. |  | B4/23/01-A
4 | B4/23/01 |  |  |  | 230523 - GENERAL-DUTY VALVES FOR HVAC PIPING |  |  |  | 162625
| B4/23/01 | 200000 | 230500 | B | Gate valves | Item | 1 | 32525 | 32525 | W | W2305020 | Gate valves |  | B4/23/01-B
| B4/23/01 | 200000 | 230500 | C | Ball valves | Item | 1 | 32525 | 32525 | W | W2305021 | Ball valves |  | B4/23/01-C
| B4/23/01 | 200000 | 230500 | D | Drain valves | Item | 1 | 32525 | 32525 | W | W2305022 | Drain valves |  | B4/23/01-D
| B4/23/01 | 200000 | 230500 | E | Balancing valves | Item | 1 | 32525 | 32525 | W | W2305023 | Balancing valves |  | B4/23/01-E
| B4/23/01 | 200000 | 230500 | F | Thermal-energy flowmeter | Item | 1 | 32525 | 32525 | W | W2305024 | Thermal-energy flowmeter |  | B4/23/01-F
3 | B4/23/01 |  |  |  | 230713 - DUCT INSULATION |  |  |  | 514322.75
4 | B4/23/01 |  |  |  | Duct insulation |  |  |  | 489012.5
| B4/23/01 | 200000 | 230700 | G | Mineral-fiber blanket thermal insulation 50mm thick | m2 | 16862.5 | 29 | 489012.5 | W | W2307107 | Mineral-fiber blanket thermal insulation 50mm thick |  | B4/23/01-G
4 | B4/23/01 |  |  |  | Field-applied jackets |  |  |  | 25310.25
| B4/23/01 | 200000 | 230700 | H | Aluminum jacketing 0.6mm thick for ducts in mechancial rooms or exposed to view | Item | 1 | 19660.25 | 19660.25 | W | W2307108 | Aluminum jacketing 0.6mm thick for ducts in mechancial rooms or exposed to view |  | B4/23/01-H
| B4/23/01 | 200000 | 230700 | J | FSK jacketing for concealed ducts | Item | 1 | 5650 | 5650 | W | W2307109 | FSK jacketing for concealed ducts |  | B4/23/01-J
3 | B4/23/02 |  |  |  | 230719 - HVAC PIPING INSULATION |  |  |  | 1566648.96
4 | B4/23/02 |  |  |  | Interior insulation application. for condensate drain piping. pipes, all sizes: 19 mm thick flexible elastomeric |  |  |  | 18358.8
| B4/23/02 | 200000 | 230700 | A | 20 mm dia | m | 380 | 21.25 | 8075 | W | W2307110 | 20 mm dia |  | B4/23/02-A
| B4/23/02 | 200000 | 230700 | B | 25 mm dia | m | 10 | 26.88 | 268.8 | W | W2307111 | 25 mm dia |  | B4/23/02-B
| B4/23/02 | 200000 | 230700 | C | 32 mm dia | m | 20 | 29.25 | 585 | W | W2307112 | 32 mm dia |  | B4/23/02-C
| B4/23/02 | 200000 | 230700 | D | 50 mm dia | m | 230 | 41 | 9430 | W | W2307113 | 50 mm dia |  | B4/23/02-D
4 | B4/23/02 |  |  |  | Interior insulation application. for chilled-water supply and return. pipe, all sizes: 50 mm thick mineral fiber with FSK jacketing for concealed pipes |  |  |  | 716978.96
| B4/23/02 | 200000 | 230700 | E | 20 mm dia | m | 420 | 40.63 | 17064.6 | W | W2307114 | 20 mm dia |  | B4/23/02-E
| B4/23/02 | 200000 | 230700 | F | 25 mm dia | m | 209 | 48.88 | 10215.92 | W | W2307115 | 25 mm dia |  | B4/23/02-F
| B4/23/02 | 200000 | 230700 | G | 32 mm dia | m | 345 | 57.5 | 19837.5 | W | W2307116 | 32 mm dia |  | B4/23/02-G
| B4/23/02 | 200000 | 230700 | H | 40 mm dia | m | 210 | 67.63 | 14202.3 | W | W2307117 | 40 mm dia |  | B4/23/02-H
| B4/23/02 | 200000 | 230700 | J | 50 mm dia | m | 542 | 80.5 | 43631 | W | W2307118 | 50 mm dia |  | B4/23/02-J
| B4/23/02 | 200000 | 230700 | K | 65 mm dia | m | 70.5 | 103.88 | 7323.54 | W | W2307119 | 65 mm dia |  | B4/23/02-K
| B4/23/02 | 200000 | 230700 | L | 80 mm dia | m | 162.5 | 123.38 | 20049.25 | W | W2307120 | 80 mm dia |  | B4/23/02-L
| B4/23/02 | 200000 | 230700 | M | 100 mm dia | m | 65 | 168.75 | 10968.75 | W | W2307121 | 100 mm dia |  | B4/23/02-M
| B4/23/02 | 200000 | 230700 | N | 150 mm dia | m | 65 | 233.25 | 15161.25 | W | W2307122 | 150 mm dia |  | B4/23/02-N
| B4/23/02 | 200000 | 230700 | P | 200 mm dia | m | 240 | 297.75 | 71460 | W | W2307123 | 200 mm dia |  | B4/23/02-P
| B4/23/02 | 200000 | 230700 | Q | 250 mm dia | m | 1345 | 362.13 | 487064.85 | W | W2307124 | 250 mm dia |  | B4/23/02-Q
4 | B4/23/03 |  |  |  | Interior insulation application. for chilled-water supply and return. pipe, all sizes: 50 mm thick mineral fiber with aluminum jacketing for pipes in mechanical rooms or exposed to view |  |  |  | 831311.2
| B4/23/03 | 200000 | 230700 | A | 20 mm dia | Item | 1 | 15487.5 | 15487.5 | W | W2307125 | 20 mm dia |  | B4/23/03-A
| B4/23/03 | 200000 | 230700 | B | 25 mm dia | Item | 1 | 9248.25 | 9248.25 | W | W2307126 | 25 mm dia |  | B4/23/03-B
| B4/23/03 | 200000 | 230700 | C | 32 mm dia | Item | 1 | 25443.75 | 25443.75 | W | W2307127 | 32 mm dia |  | B4/23/03-C
| B4/23/03 | 200000 | 230700 | D | 40 mm dia | Item | 1 | 18532.5 | 18532.5 | W | W2307128 | 40 mm dia |  | B4/23/03-D
| B4/23/03 | 200000 | 230700 | E | 50 mm dia | Item | 1 | 59823.25 | 59823.25 | W | W2307129 | 50 mm dia |  | B4/23/03-E
| B4/23/03 | 200000 | 230700 | F | 65 mm dia | Item | 1 | 9680 | 9680 | W | W2307130 | 65 mm dia |  | B4/23/03-F
| B4/23/03 | 200000 | 230700 | G | 80 mm dia | Item | 1 | 17935.94 | 17935.94 | W | W2307131 | 80 mm dia |  | B4/23/03-G
| B4/23/03 | 200000 | 230700 | H | 100 mm dia | Item | 1 | 10010 | 10010 | W | W2307132 | 100 mm dia |  | B4/23/03-H
| B4/23/03 | 200000 | 230700 | J | 150 mm dia | Item | 1 | 13723.13 | 13723.13 | W | W2307133 | 150 mm dia |  | B4/23/03-J
| B4/23/03 | 200000 | 230700 | K | 200 mm dia | Item | 1 | 69210 | 69210 | W | W2307134 | 200 mm dia |  | B4/23/03-K
| B4/23/03 | 200000 | 230700 | L | 250 mm dia | Item | 1 | 441664.38 | 441664.38 | W | W2307135 | 250 mm dia |  | B4/23/03-L
| B4/23/03 | 200000 | 230700 | M | 300 mm dia | Item | 1 | 140552.5 | 140552.5 | W | W2307136 | 300 mm dia |  | B4/23/03-M
3 | B4/23/03 |  |  |  | 230900 - BUILDING MANAGEMENT SYSTEM (BMS) |  |  |  | 1100125
4 | B4/23/03 |  |  |  | Bms system |  |  |  | 1100125
| B4/23/03 | 200000 | 230900 | N | Supply, installation, testing and commissioning of the building management system to deliver a complete and integrated system in accordance with the specifications and design drawings | Item | 1 | 1100125 | 1100125 | W | W2309004 | Supply, installation, testing and commissioning of the building management system to deliver a complete and integrated system in accordance with the specifications and design drawings |  | B4/23/03-N
3 | B4/23/04 |  |  |  | 231113 - FACILITY FUEL OIL PIPING |  |  |  | 50148.52
4 | B4/23/04 |  |  |  | steel pipe : astm a 53/a 53m black steel, schedule 40 type e . including flexible hose dielectric unions, welding filler metal, strainers, gaskets, bolting, sleeves and plates |  |  |  | 50148.52
| B4/23/04 | 200000 | 231000 | A | 20 mm dia | Item | 1 | 9741.38 | 9741.38 | W | W2310046 | 20 mm dia |  | B4/23/04-A
| B4/23/04 | 200000 | 231000 | B | 25 mm dia | Item | 1 | 3235.38 | 3235.38 | W | W2310047 | 25 mm dia |  | B4/23/04-B
| B4/23/04 | 200000 | 231000 | C | 32 mm dia | Item | 1 | 2818.63 | 2818.63 | W | W2310048 | 32 mm dia |  | B4/23/04-C
| B4/23/04 | 200000 | 231000 | D | 40 mm dia | Item | 1 | 3551.25 | 3551.25 | W | W2310049 | 40 mm dia |  | B4/23/04-D
| B4/23/04 | 200000 | 231000 | E | 50 mm dia | Item | 1 | 18497.75 | 18497.75 | W | W2310050 | 50 mm dia |  | B4/23/04-E
| B4/23/04 | 200000 | 231000 | E.1 | steel pipe for vent | Item | 1 | 12304.13 | 12304.13 | W | W2310051 | steel pipe for vent |  | B4/23/04-E.1
3 | B4/23/04 |  |  |  | Manual fuel-oil shutoff valves |  |  |  | 796531.88
4 | B4/23/04 |  |  |  | Specialty valves |  |  |  | 119968.75
| B4/23/04 | 200000 | 231000 | F | Pressure-relief valves | Item | 1 | 10968.75 | 10968.75 | W | W2310052 | Pressure-relief valves |  | B4/23/04-F
| B4/23/04 | 200000 | 231000 | G | Oil safety valves | Item | 1 | 9718.75 | 9718.75 | W | W2310053 | Oil safety valves |  | B4/23/04-G
| B4/23/04 | 200000 | 231000 | H | Drain valves | Item | 1 | 5968.75 | 5968.75 | W | W2310054 | Drain valves |  | B4/23/04-H
| B4/23/04 | 200000 | 231000 | J | Float valves | Item | 1 | 9718.75 | 9718.75 | W | W2310055 | Float valves |  | B4/23/04-J
| B4/23/04 | 200000 | 231000 | K | Emergency shut-off valves | Item | 1 | 17218.75 | 17218.75 | W | W2310056 | Emergency shut-off valves |  | B4/23/04-K
| B4/23/04 | 200000 | 231000 | L | Mechaical leak detector | Item | 1 | 46937.5 | 46937.5 | W | W2310057 | Mechaical leak detector |  | B4/23/04-L
| B4/23/04 | 200000 | 231000 | M | Check valves | Item | 1 | 9718.75 | 9718.75 | W | W2310058 | Check valves |  | B4/23/04-M
| B4/23/04 | 200000 | 231000 | N | Solenoid valve | Item | 1 | 9718.75 | 9718.75 | W | W2310059 | Solenoid valve |  | B4/23/04-N
4 | B4/23/05 |  |  |  | Tanks : underground steel fuel-oil storage tank, horizontal, supports and fittings complete with necessary accessories; as per specified |  |  |  | 650825
| B4/23/05 | 200000 | 231000 | A | FT-DC-01&02 | Nr | 2 | 325412.5 | 650825 | W | W2310060 | FT-DC-01&02 |  | B4/23/05-A
4 | B4/23/05 |  |  |  | Fuel filling point cabinet including civil works and all accessories; as specified. |  |  |  | 2563.13
| B4/23/05 | 200000 | 231000 | B | 50 mm dia | Nr | 1 | 2563.13 | 2563.13 | W | W2310061 | 50 mm dia |  | B4/23/05-B
4 | B4/23/05 |  |  |  | Submersible fuel oil pump |  |  |  | 23175
| B4/23/05 | 200000 | 231000 | C | FOP-DC-01 | Nr | 2 | 11587.5 | 23175 | W | W2310062 | FOP-DC-01 |  | B4/23/05-C
3 | B4/23/05 |  |  |  | 232113 - HYDRONIC PIPING |  |  |  | 2361360.27
4 | B4/23/05 |  |  |  | Preinsulated Black steel pipe for chilled water, complete with fitting, joints, flexible connectors, unions, flanges, couplings |  |  |  | 2217845.8
| B4/23/05 | 200000 | 232000 | D | 20 mm dia | m | 420 | 95.38 | 40059.6 | W | W2320108 | 20 mm dia |  | B4/23/05-D
| B4/23/05 | 200000 | 232000 | E | 25 mm dia | m | 209 | 114.13 | 23853.17 | W | W2320109 | 25 mm dia |  | B4/23/05-E
| B4/23/05 | 200000 | 232000 | F | 32 mm dia | m | 345 | 140.5 | 48472.5 | W | W2320110 | 32 mm dia |  | B4/23/05-F
| B4/23/05 | 200000 | 232000 | G | 40 mm dia | m | 210 | 166.75 | 35017.5 | W | W2320111 | 40 mm dia |  | B4/23/05-G
| B4/23/05 | 200000 | 232000 | H | 50 mm dia | m | 542 | 190.88 | 103456.96 | W | W2320112 | 50 mm dia |  | B4/23/05-H
| B4/23/05 | 200000 | 232000 | J | 65 mm dia | m | 70.5 | 225.88 | 15924.54 | W | W2320113 | 65 mm dia |  | B4/23/05-J
| B4/23/05 | 200000 | 232000 | K | 80 mm dia | m | 162.5 | 285.25 | 46353.13 | W | W2320114 | 80 mm dia |  | B4/23/05-K
| B4/23/05 | 200000 | 232000 | L | 100 mm dia | m | 65 | 1576.88 | 102497.2 | W | W2320115 | 100 mm dia |  | B4/23/05-L
| B4/23/05 | 200000 | 232000 | M | 150 mm dia | m | 65 | 570.25 | 37066.25 | W | W2320116 | 150 mm dia |  | B4/23/05-M
| B4/23/05 | 200000 | 232000 | N | 200 mm dia | m | 240 | 844.13 | 202591.2 | W | W2320117 | 200 mm dia |  | B4/23/05-N
| B4/23/05 | 200000 | 232000 | P | 250 mm dia | m | 1345 | 1161.75 | 1562553.75 | W | W2320118 | 250 mm dia |  | B4/23/05-P
4 | B4/23/06 |  |  |  | Upvc plastic pipe for condensate water, complete with fitting, joints, flexible connectors, unions, flanges, couplings |  |  |  | 78209.96
| B4/23/06 | 200000 | 232000 | A | 20 mm dia | m | 380 | 37.63 | 14299.4 | W | W2320119 | 20 mm dia |  | B4/23/06-A
| B4/23/06 | 200000 | 232000 | B | 25 mm dia | m | 10 | 35.5 | 355 | W | W2320120 | 25 mm dia |  | B4/23/06-B
| B4/23/06 | 200000 | 232000 | C | 32 mm dia | m | 20 | 39.75 | 795 | W | W2320121 | 32 mm dia |  | B4/23/06-C
| B4/23/06 | 200000 | 232000 | D | 50 mm dia | m | 230 | 70.63 | 16244.9 | W | W2320122 | 50 mm dia |  | B4/23/06-D
| B4/23/06 | 200000 | 232000 | E | Valves & hydronic valves : ball valves | Item | 1 | 5171.88 | 5171.88 | W | W2320123 | Valves & hydronic valves : ball valves |  | B4/23/06-E
| B4/23/06 | 200000 | 232000 | F | Valves & hydronic valves : gate valves | Item | 1 | 5171.88 | 5171.88 | W | W2320124 | Valves & hydronic valves : gate valves |  | B4/23/06-F
| B4/23/06 | 200000 | 232000 | G | Valves & hydronic valves : globe valves | Item | 1 | 5171.88 | 5171.88 | W | W2320125 | Valves & hydronic valves : globe valves |  | B4/23/06-G
| B4/23/06 | 200000 | 232000 | H | Valves & hydronic valves : balancing valves | Item | 1 | 8921.88 | 8921.88 | W | W2320126 | Valves & hydronic valves : balancing valves |  | B4/23/06-H
| B4/23/06 | 200000 | 232000 | J | Valves & hydronic valves : flow control valve | Item | 1 | 11421.88 | 11421.88 | W | W2320127 | Valves & hydronic valves : flow control valve |  | B4/23/06-J
| B4/23/06 | 200000 | 232000 | K | Valves & hydronic valves : drain valves | Item | 1 | 5171.88 | 5171.88 | W | W2320128 | Valves & hydronic valves : drain valves |  | B4/23/06-K
| B4/23/06 | 200000 | 232000 | L | Valves & hydronic valves : automatic air vent | Item | 1 | 5484.38 | 5484.38 | W | W2320129 | Valves & hydronic valves : automatic air vent |  | B4/23/06-L
4 | B4/23/06 |  |  |  | Expansion tanks |  |  |  | 28843.75
| B4/23/06 | 200000 | 232000 | M | ET-ETS1-GR-01&02 | Nr | 2 | 5768.75 | 11537.5 | W | W2320130 | ET-ETS1-GR-01&02 |  | B4/23/06-M
| B4/23/06 | 200000 | 232000 | N | ET-ETS2-GR-01&02 | Nr | 2 | 5768.75 | 11537.5 | W | W2320131 | ET-ETS2-GR-01&02 |  | B4/23/06-N
| B4/23/06 | 200000 | 232000 | P | ET-DC-MZ-01 | Nr | 1 | 5768.75 | 5768.75 | W | W2320132 | ET-DC-MZ-01 |  | B4/23/06-P
4 | B4/23/06 |  |  |  | Air separator |  |  |  | 36460.76
| B4/23/06 | 200000 | 232000 | Q | AS-DC-ETS1-GR-01 | Nr | 1 | 18230.38 | 18230.38 | W | W2320133 | AS-DC-ETS1-GR-01 |  | B4/23/06-Q
| B4/23/06 | 200000 | 232000 | R | AS-DC-ETS2-GR-01 | Nr | 1 | 18230.38 | 18230.38 | W | W2320134 | AS-DC-ETS2-GR-01 |  | B4/23/06-R
3 | B4/23/07 |  |  |  | 232123 - HYDRONIC PUMPS |  |  |  | 342150
4 | B4/23/07 |  |  |  | Chilled water pumps including casing, impeller, motor, shaft and sleeve, seals, pump and motor bearings, rings and couplings, mounting frames and all necessary accessories listed in the specification and drawings |  |  |  | 342150
| B4/23/07 | 200000 | 232000 | A | CWP-DC-ETS1-GR-01 TO 04 | Nr | 4 | 36287.5 | 145150 | W | W2320135 | CWP-DC-ETS1-GR-01 TO 04 |  | B4/23/07-A
| B4/23/07 | 200000 | 232000 | B | MUP-DC-ETS1-GR-01 | Nr | 2 | 12962.5 | 25925 | W | W2320136 | MUP-DC-ETS1-GR-01 |  | B4/23/07-B
| B4/23/07 | 200000 | 232000 | C | CWP-DC-ETS2-GR-01 TO 04 | Nr | 4 | 36287.5 | 145150 | W | W2320137 | CWP-DC-ETS2-GR-01 TO 04 |  | B4/23/07-C
| B4/23/07 | 200000 | 232000 | D | MUP-DC-ETS2-GR-01 | Nr | 2 | 12962.5 | 25925 | W | W2320138 | MUP-DC-ETS2-GR-01 |  | B4/23/07-D
3 | B4/23/07 |  |  |  | 232500 - HVAC WATER TREATMENT |  |  |  | 40050.26
4 | B4/23/07 |  |  |  | Chemical treatment as specified |  |  |  | 40050.26
| B4/23/07 | 200000 | 232500 | E | CTU-ETS1-GR-01 | Nr | 1 | 20025.13 | 20025.13 | W | W2325004 | CTU-ETS1-GR-01 |  | B4/23/07-E
| B4/23/07 | 200000 | 232500 | F | CTU-ETS2-GR-01 | Nr | 1 | 20025.13 | 20025.13 | W | W2325005 | CTU-ETS2-GR-01 |  | B4/23/07-F
3 | B4/23/07 |  |  |  | 233113 - METAL DUCTS |  |  |  | 10802208.18
4 | B4/23/07 |  |  |  | Metal ducts, including plates, sealant, hangers, supports, casings, tie-rods and all the necessary accessories as per specifications |  |  |  | 7348936.92
| B4/23/07 | 200000 | 233100 | G | Galvanized, sheet steel | KG | 150346.5 | 48.88 | 7348936.92 | W | W2331010 | Galvanized, sheet steel |  | B4/23/07-G
4 | B4/23/07 |  |  |  | Duct liner |  |  |  | 1350769.38
| B4/23/07 | 200000 | 233100 | H | Duct liner | Item | 1 | 1350769.38 | 1350769.38 | W | W2331011 | Duct liner |  | B4/23/07-H
4 | B4/23/07 |  |  |  | Fire stopping |  |  |  | 2102501.88
| B4/23/07 | 200000 | 233100 | J | Fire resistant sealant | Item | 1 | 2102501.88 | 2102501.88 | W | W2331012 | Fire resistant sealant |  | B4/23/07-J
3 | B4/23/08 |  |  |  | 233300 - AIR DUCT ACCESSORIES |  |  |  | 3832466.01
4 | B4/23/08 |  |  |  | Dampers |  |  |  | 1179280.63
| B4/23/08 | 200000 | 233000 | A | Manual-volume dampers | Item | 1 | 1179280.63 | 1179280.63 | W | W2330016 | Manual-volume dampers |  | B4/23/08-A
4 | B4/23/08 |  |  |  | Backdraft and pressure relief dampers |  |  |  | 2653185.38
| B4/23/08 | 200000 | 233000 | B | BDD | Item | 1 | 786187 | 786187 | W | W2330017 | BDD |  | B4/23/08-B
| B4/23/08 | 200000 | 233000 | C | Fire dampers | Item | 1 | 1555146.88 | 1555146.88 | W | W2330018 | Fire dampers |  | B4/23/08-C
| B4/23/08 | 200000 | 233000 | D | Flexible ducts | Item | 1 | 311851.5 | 311851.5 | W | W2330019 | Flexible ducts |  | B4/23/08-D
3 | B4/23/08 |  |  |  | 233423 - HVAC POWER VENTILATORS |  |  |  | 36600
4 | B4/23/08 |  |  |  | 233416 - CENTRIFUGAL HVAC FANS |  |  |  | 36600
5 | B4/23/08 |  |  |  | Fan unit, inline centrifugal, belt-driven centrifugal fans consisting of housing, wheel, fan shaft, bearings, motor and disconnect switch, drive assembly, support structure and all necessary accessories as specified |  |  |  | 36600
6 | B4/23/08 |  |  |  | DC BUILDING |  |  |  | 32025
| B4/23/08 | 200000 | 233400 | E | EF.DC-MEZZ-01 | Nr | 1 | 2287.5 | 2287.5 | W | W2334056 | EF.DC-MEZZ-01 |  | B4/23/08-E
| B4/23/08 | 200000 | 233400 | F | EF.DC-MEZZ-02 | Nr | 1 | 2287.5 | 2287.5 | W | W2334057 | EF.DC-MEZZ-02 |  | B4/23/08-F
| B4/23/08 | 200000 | 233400 | G | EF.DC-MEZZ-03 | Nr | 1 | 2287.5 | 2287.5 | W | W2334058 | EF.DC-MEZZ-03 |  | B4/23/08-G
| B4/23/08 | 200000 | 233400 | H | EF.DC-MEZZ-04 | Nr | 1 | 2287.5 | 2287.5 | W | W2334059 | EF.DC-MEZZ-04 |  | B4/23/08-H
| B4/23/08 | 200000 | 233400 | J | EF.DC-MEZZ-05 | Nr | 1 | 2287.5 | 2287.5 | W | W2334060 | EF.DC-MEZZ-05 |  | B4/23/08-J
| B4/23/08 | 200000 | 233400 | K | EF.DC-MEZZ-06 | Nr | 1 | 2287.5 | 2287.5 | W | W2334061 | EF.DC-MEZZ-06 |  | B4/23/08-K
| B4/23/08 | 200000 | 233400 | L | EF.DC-GF-01 | Nr | 1 | 2287.5 | 2287.5 | W | W2334062 | EF.DC-GF-01 |  | B4/23/08-L
| B4/23/09 | 200000 | 233400 | A | EF.DC-GF-02 | Nr | 1 | 2287.5 | 2287.5 | W | W2334063 | EF.DC-GF-02 |  | B4/23/09-A
| B4/23/09 | 200000 | 233400 | B | EF.DC-GF-03 | Nr | 1 | 2287.5 | 2287.5 | W | W2334064 | EF.DC-GF-03 |  | B4/23/09-B
| B4/23/09 | 200000 | 233400 | C | EF.DC-GF-04 | Nr | 1 | 2287.5 | 2287.5 | W | W2334065 | EF.DC-GF-04 |  | B4/23/09-C
| B4/23/09 | 200000 | 233400 | D | EF.DC-GF-05 | Nr | 1 | 2287.5 | 2287.5 | W | W2334066 | EF.DC-GF-05 |  | B4/23/09-D
| B4/23/09 | 200000 | 233400 | E | EF.DC-GF-06 | Nr | 1 | 2287.5 | 2287.5 | W | W2334067 | EF.DC-GF-06 |  | B4/23/09-E
| B4/23/09 | 200000 | 233400 | F | EF.DC-GF-07 | Nr | 1 | 2287.5 | 2287.5 | W | W2334068 | EF.DC-GF-07 |  | B4/23/09-F
| B4/23/09 | 200000 | 233400 | G | EF.DC-GF-08 | Nr | 1 | 2287.5 | 2287.5 | W | W2334069 | EF.DC-GF-08 |  | B4/23/09-G
6 | B4/23/09 |  |  |  | CC BUILDING |  |  |  | 4575
| B4/23/09 | 200000 | 233400 | H | EF-CC-GF-O1 | Nr | 1 | 2287.5 | 2287.5 | W | W2334070 | EF-CC-GF-O1 |  | B4/23/09-H
| B4/23/09 | 200000 | 233400 | J | EF-CC-GF-O2 | Nr | 1 | 2287.5 | 2287.5 | W | W2334071 | EF-CC-GF-O2 |  | B4/23/09-J
3 | B4/23/09 |  |  |  | 233600 - AIR TERMINAL UNITS |  |  |  | 32718.75
4 | B4/23/09 |  |  |  | Single-duct air terminals : variable air volume box (vav), complete with casing, lining, plenum air inlets and outlets, access, volume damper, single duct terminals, attenuator section, multioutlet attenuator section, round outlet, coils and controls |  |  |  | 32718.75
5 | B4/23/09 |  |  |  | DC BUILDING |  |  |  | 32718.75
| B4/23/09 | 200000 | 233600 | K | VAV | Nr | 5 | 6543.75 | 32718.75 | W | W2336049 | VAV |  | B4/23/09-K
3 | B4/23/09 |  |  |  | 233713 - DIFFUSERS, REGISTERS, AND GRILLES |  |  |  | 136542.25
| B4/23/09 | 200000 | 233600 | L | Diffusers: supply/return/fresh air/transfer and exhaust square ceiling diffusers | Item | 1 | 5650 | 5650 | W | W2336050 | Diffusers: supply/return/fresh air/transfer and exhaust square ceiling diffusers |  | B4/23/09-L
| B4/23/09 | 200000 | 233600 | M | Diffusers: supply/return/fresh air/exhaust perforated square ceiling diffusers | Item | 1 | 5650 | 5650 | W | W2336051 | Diffusers: supply/return/fresh air/exhaust perforated square ceiling diffusers |  | B4/23/09-M
| B4/23/10 | 200000 | 233600 | A | Registers: supply/return/ fresh air/ exhaust registers | Item | 1 | 26275 | 26275 | W | W2336052 | Registers: supply/return/ fresh air/ exhaust registers |  | B4/23/10-A
| B4/23/10 | 200000 | 233600 | B | Grilles: exhaust/return/fresh air/supply grilles | Item | 1 | 5650 | 5650 | W | W2336053 | Grilles: exhaust/return/fresh air/supply grilles |  | B4/23/10-B
| B4/23/10 | 200000 | 233600 | C | Grilles: door grilles | Item | 1 | 26992.25 | 26992.25 | W | W2336054 | Grilles: door grilles |  | B4/23/10-C
| B4/23/10 | 200000 | 233600 | D | Sound attenuator | Item | 1 | 66325 | 66325 | W | W2336055 | Sound attenuator |  | B4/23/10-D
3 | B4/23/10 |  |  |  | 237313 - MODULAR INDOOR CENTRAL-STATION AIR-HANDLING UNITS |  |  |  | 4386900
4 | B4/23/10 |  |  |  | Factory assembled, consisting of fans, motor and drive assembly, coils, damper, plenums, filters, drip pans, mixing dampers,humidifiers and discharge collars with flexible duct connectors |  |  |  | 4386900
5 | B4/23/10 |  |  |  | DC BUILDING |  |  |  | 3733950
| B4/23/10 | 200000 | 237300 | E | AHU-DC-MEZZ-01 | Nr | 1 | 148965 | 148965 | W | W2373017 | AHU-DC-MEZZ-01 |  | B4/23/10-E
| B4/23/10 | 200000 | 237300 | F | AHU-DC-MEZZ-02 | Nr | 1 | 148965 | 148965 | W | W2373018 | AHU-DC-MEZZ-02 |  | B4/23/10-F
| B4/23/10 | 200000 | 237300 | G | AHU-DC-MEZZ-03 | Nr | 1 | 148965 | 148965 | W | W2373019 | AHU-DC-MEZZ-03 |  | B4/23/10-G
| B4/23/10 | 200000 | 237300 | H | AHU-DC-MEZZ-04 | Nr | 1 | 148965 | 148965 | W | W2373020 | AHU-DC-MEZZ-04 |  | B4/23/10-H
| B4/23/10 | 200000 | 237300 | J | AHU-DC-MEZZ-05 | Nr | 1 | 148965 | 148965 | W | W2373021 | AHU-DC-MEZZ-05 |  | B4/23/10-J
| B4/23/10 | 200000 | 237300 | K | AHU-DC-MEZZ-06 | Nr | 1 | 148965 | 148965 | W | W2373022 | AHU-DC-MEZZ-06 |  | B4/23/10-K
| B4/23/10 | 200000 | 237300 | L | AHU-DC-MEZZ-07 | Nr | 1 | 148965 | 148965 | W | W2373023 | AHU-DC-MEZZ-07 |  | B4/23/10-L
| B4/23/10 | 200000 | 237300 | M | AHU-DC-MEZZ-08 | Nr | 1 | 148965 | 148965 | W | W2373024 | AHU-DC-MEZZ-08 |  | B4/23/10-M
| B4/23/10 | 200000 | 237300 | N | AHU-DC-MEZZ-09 | Nr | 1 | 148965 | 148965 | W | W2373025 | AHU-DC-MEZZ-09 |  | B4/23/10-N
| B4/23/10 | 200000 | 237300 | P | AHU-DC-MEZZ-10 | Nr | 1 | 148965 | 148965 | W | W2373026 | AHU-DC-MEZZ-10 |  | B4/23/10-P
| B4/23/11 | 200000 | 237300 | A | AHU-DC-MEZZ-11 | Nr | 1 | 148965 | 148965 | W | W2373027 | AHU-DC-MEZZ-11 |  | B4/23/11-A
| B4/23/11 | 200000 | 237300 | B | AHU-DC-MEZZ-12 | Nr | 1 | 148965 | 148965 | W | W2373028 | AHU-DC-MEZZ-12 |  | B4/23/11-B
| B4/23/11 | 200000 | 237300 | C | AHU-DC-GF-01 | Nr | 1 | 148965 | 148965 | W | W2373029 | AHU-DC-GF-01 |  | B4/23/11-C
| B4/23/11 | 200000 | 237300 | D | AHU-DC-GF-02 | Nr | 1 | 148965 | 148965 | W | W2373030 | AHU-DC-GF-02 |  | B4/23/11-D
| B4/23/11 | 200000 | 237300 | E | FAHU-DC-MEZZ-01 | Nr | 1 | 206055 | 206055 | W | W2373031 | FAHU-DC-MEZZ-01 |  | B4/23/11-E
| B4/23/11 | 200000 | 237300 | F | FAHU-DC-MEZZ-02 | Nr | 1 | 206055 | 206055 | W | W2373032 | FAHU-DC-MEZZ-02 |  | B4/23/11-F
| B4/23/11 | 200000 | 237300 | G | FAHU-DC-MEZZ-03 | Nr | 1 | 206055 | 206055 | W | W2373033 | FAHU-DC-MEZZ-03 |  | B4/23/11-G
| B4/23/11 | 200000 | 237300 | H | FAHU-DC-MEZZ-04 | Nr | 1 | 206055 | 206055 | W | W2373034 | FAHU-DC-MEZZ-04 |  | B4/23/11-H
| B4/23/11 | 200000 | 237300 | J | FAHU-DC-MEZZ-05 | Nr | 1 | 206055 | 206055 | W | W2373035 | FAHU-DC-MEZZ-05 |  | B4/23/11-J
| B4/23/11 | 200000 | 237300 | K | FAHU-DC-MEZZ-06 | Nr | 1 | 206055 | 206055 | W | W2373036 | FAHU-DC-MEZZ-06 |  | B4/23/11-K
| B4/23/11 | 200000 | 237300 | L | FAHU-DC-MEZZ-07 | Nr | 1 | 206055 | 206055 | W | W2373037 | FAHU-DC-MEZZ-07 |  | B4/23/11-L
| B4/23/11 | 200000 | 237300 | M | FAHU-DC-MEZZ-08 | Nr | 1 | 206055 | 206055 | W | W2373038 | FAHU-DC-MEZZ-08 |  | B4/23/11-M
5 | B4/23/11 |  |  |  | CC BUILDING |  |  |  | 652950
| B4/23/11 | 200000 | 237300 | N | FAHU-CC-GF-01 | Nr | 1 | 206055 | 206055 | W | W2373039 | FAHU-CC-GF-01 |  | B4/23/11-N
| B4/23/11 | 200000 | 237300 | P | AHU-CC-GF-01 | Nr | 1 | 148965 | 148965 | W | W2373040 | AHU-CC-GF-01 |  | B4/23/11-P
| B4/23/11 | 200000 | 237300 | Q | AHU-CC-GF-02 | Nr | 2 | 148965 | 297930 | W | W2373041 | AHU-CC-GF-02 |  | B4/23/11-Q
3 | B4/23/12 |  |  |  | 238219 - FAN-COIL UNITS |  |  |  | 204018.75
4 | B4/23/12 |  |  |  | Concealed units: an enclosed including cabinet, chassis, coil, drain pans, fan and motor with cooling coil as specified, filters, dampers, control, outlet duct colar and all other necessary accessories listed in the specifications |  |  |  | 204018.75
5 | B4/23/12 |  |  |  | DC BUILDING |  |  |  | 151706.25
| B4/23/12 | 200000 | 238219 | A | FCU | Nr | 29 | 5231.25 | 151706.25 | W | W2382197 | FCU |  | B4/23/12-A
5 | B4/23/12 |  |  |  | CC BUILDING |  |  |  | 52312.5
| B4/23/12 | 200000 | 238219 | B | FCU | Nr | 10 | 5231.25 | 52312.5 | W | W2382198 | FCU |  | B4/23/12-B
3 | B4/23/12 |  |  |  | 237413 - SPLIT-SYSTEM AIR-CONDITIONERS |  |  |  | 2976551.43
4 | B4/23/12 |  |  |  | Split unit without heat pump. Concealed evaporator fan, including evaporator with refrigerant coil, fan, fan motor, filters, cabling/wiring, casing, compressor, mounting base, controld and other necessary accessories listed in the specifications |  |  |  | 45151.9
| B4/23/12 | 200000 | 237400 | C | SRAC-01/SRCU-01 | Nr | 2 | 9030.38 | 18060.76 | W | W2374030 | SRAC-01/SRCU-01 |  | B4/23/12-C
| B4/23/12 | 200000 | 237400 | D | SRAC-02/SRCU-02 | Nr | 2 | 9030.38 | 18060.76 | W | W2374031 | SRAC-02/SRCU-02 |  | B4/23/12-D
| B4/23/12 | 200000 | 237400 | E | SRAC-03/SRCU-03 | Nr | 1 | 9030.38 | 9030.38 | W | W2374032 | SRAC-03/SRCU-03 |  | B4/23/12-E
4 | B4/23/12 |  |  |  | Plate heat exchangers, including piping connections, gaskets and all other accessories listed in the specification |  |  |  | 2002397.28
| B4/23/12 | 200000 | 237400 | F | HEX-DC-ETS1-GR-01 TO 03 | Nr | 3 | 332257.88 | 996773.64 | W | W2374033 | HEX-DC-ETS1-GR-01 TO 03 |  | B4/23/12-F
| B4/23/12 | 200000 | 237400 | G | HEX-DC-ETS2-GR-01 TO 03 | Nr | 3 | 332257.88 | 996773.64 | W | W2374034 | HEX-DC-ETS2-GR-01 TO 03 |  | B4/23/12-G
5 | B4/23/13 |  |  |  | DC BUILDING |  |  |  | 8850
| B4/23/13 | 200000 | 237400 | A | HEX-DC-01-01 | Nr | 1 | 8850 | 8850 | W | W2374035 | HEX-DC-01-01 |  | B4/23/13-A
4 | B4/23/13 |  |  |  | Solar collectors and all other accessories listed in the specification |  |  |  | 306128.75
5 | B4/23/13 |  |  |  | DC BUILDING |  |  |  | 306128.75
| B4/23/13 | 200000 | 237400 | B | Solar panel collecting area | m2 | 185 | 1654.75 | 306128.75 | W | W2374036 | Solar panel collecting area |  | B4/23/13-B
4 | B4/23/13 |  |  |  | WATER SOFTENERS |  |  |  | 171237.5
5 | B4/23/13 |  |  |  | Water softener including the following factory-installed piping, valves, drains, and pressure gages, sampling cocks, main-operating-valve position indicatorsm, water meters, brine and softener tanks, chemicals and water testing sets |  |  |  | 92600
| B4/23/13 | 200000 | 237400 | C | WS-ETS1-GR-01 | Nr | 1 | 46300 | 46300 | W | W2374037 | WS-ETS1-GR-01 |  | B4/23/13-C
| B4/23/13 | 200000 | 237400 | D | WS-ETS2-GR-01 | Nr | 1 | 46300 | 46300 | W | W2374038 | WS-ETS2-GR-01 |  | B4/23/13-D
5 | B4/23/13 |  |  |  | SOFT TANK |  |  |  | 65050
| B4/23/13 | 200000 | 237400 | E | SWT-ETS1-GR-01 | Nr | 1 | 32525 | 32525 | W | W2374039 | SWT-ETS1-GR-01 |  | B4/23/13-E
| B4/23/13 | 200000 | 237400 | F | SWT-ETS2-GR-01 | Nr | 1 | 32525 | 32525 | W | W2374040 | SWT-ETS2-GR-01 |  | B4/23/13-F
5 | B4/23/13 |  |  |  | SIDE STREAM FILTRATION UNIT |  |  |  | 11300
| B4/23/13 | 200000 | 237400 | G | SSF-ETS1-GR-01 | Nr | 1 | 5650 | 5650 | W | W2374041 | SSF-ETS1-GR-01 |  | B4/23/13-G
| B4/23/13 | 200000 | 237400 | H | SSF-ETS2-GR-01 | Nr | 1 | 5650 | 5650 | W | W2374042 | SSF-ETS2-GR-01 |  | B4/23/13-H
5 | B4/23/14 |  |  |  | Kitchen exhaust ecology units : fan unit: a package consisting of a backward inclined exhaust fan with heavy duty bearings, fan isolators, sound attenuation, two grease sheaves, filter box and odour reducing pellets section. |  |  |  | 2287.5
| B4/23/14 | 200000 | 237400 | A | EU-DC-MEZZ-01 | Nr | 1 | 2287.5 | 2287.5 | W | W2374043 | EU-DC-MEZZ-01 |  | B4/23/14-A
4 | B4/23/14 |  |  |  | HOT WATER STORAGE TANK WITH SOLAR SYSTEM CONNECTIONS |  |  |  | 123150
| B4/23/14 | 200000 | 237400 | B | HWST-DC-GF-01 | Nr | 2 | 30787.5 | 61575 | W | W2374044 | HWST-DC-GF-01 |  | B4/23/14-B
| B4/23/14 | 200000 | 237400 | C | HWST-DC-GF-02 | Nr | 2 | 30787.5 | 61575 | W | W2374045 | HWST-DC-GF-02 |  | B4/23/14-C
4 | B4/23/14 |  |  |  | CIRCULATION PUMPS |  |  |  | 328486
| B4/23/14 | 200000 | 237400 | D | CP-MTH-GF-03 | Nr | 2 | 34087.5 | 68175 | W | W2374046 | CP-MTH-GF-03 |  | B4/23/14-D
| B4/23/14 | 200000 | 237400 | E | CP-MTH-GF-04 | Nr | 2 | 34087.5 | 68175 | W | W2374047 | CP-MTH-GF-04 |  | B4/23/14-E
5 | B4/23/14 |  |  |  | CC Building |  |  |  | 33419
| B4/23/14 | 200000 | 237400 | F | SR-3 | Nr | 40 | 517.25 | 20690 | W | W2374048 | SR-3 |  | B4/23/14-F
| B4/23/14 | 200000 | 237400 | G | SCD-1 | Nr | 2 | 642.25 | 1284.5 | W | W2374049 | SCD-1 |  | B4/23/14-G
| B4/23/14 | 200000 | 237400 | H | RCD-1 | Nr | 2 | 1837.5 | 3675 | W | W2374050 | RCD-1 |  | B4/23/14-H
| B4/23/14 | 200000 | 237400 | J | ER-1 | Nr | 2 | 517.25 | 1034.5 | W | W2374051 | ER-1 |  | B4/23/14-J
| B4/23/14 | 200000 | 237400 | K | SR-11 | Nr | 1 | 642.25 | 642.25 | W | W2374052 | SR-11 |  | B4/23/14-K
| B4/23/14 | 200000 | 237400 | L | ER-13 | Nr | 1 | 517.25 | 517.25 | W | W2374053 | ER-13 |  | B4/23/14-L
| B4/23/14 | 200000 | 237400 | M | SR-6 | Nr | 1 | 642.25 | 642.25 | W | W2374054 | SR-6 |  | B4/23/14-M
| B4/23/14 | 200000 | 237400 | N | ER-5 | Nr | 1 | 704.75 | 704.75 | W | W2374055 | ER-5 |  | B4/23/14-N
| B4/23/14 | 200000 | 237400 | P | ER-4 | Nr | 6 | 704.75 | 4228.5 | W | W2374056 | ER-4 |  | B4/23/14-P
5 | B4/23/15 |  |  |  | DC BUILDING |  |  |  | 158717
| B4/23/15 | 200000 | 237400 | A | SR-6 | Nr | 82 | 642.25 | 52664.5 | W | W2374057 | SR-6 |  | B4/23/15-A
| B4/23/15 | 200000 | 237400 | B | SR-11 | Nr | 1 | 642.25 | 642.25 | W | W2374058 | SR-11 |  | B4/23/15-B
| B4/23/15 | 200000 | 237400 | C | ER-13 | Nr | 1 | 517.25 | 517.25 | W | W2374059 | ER-13 |  | B4/23/15-C
| B4/23/15 | 200000 | 237400 | D | SR-9 | Nr | 2 | 642.25 | 1284.5 | W | W2374060 | SR-9 |  | B4/23/15-D
| B4/23/15 | 200000 | 237400 | E | ER-10 | Nr | 2 | 642.25 | 1284.5 | W | W2374061 | ER-10 |  | B4/23/15-E
| B4/23/15 | 200000 | 237400 | F | ER-1 | Nr | 36 | 517.25 | 18621 | W | W2374062 | ER-1 |  | B4/23/15-F
| B4/23/15 | 200000 | 237400 | G | SR-1 | Nr | 18 | 517.25 | 9310.5 | W | W2374063 | SR-1 |  | B4/23/15-G
| B4/23/15 | 200000 | 237400 | H | SCD-1 | Nr | 30 | 642.25 | 19267.5 | W | W2374064 | SCD-1 |  | B4/23/15-H
| B4/23/15 | 200000 | 237400 | J | RCD-1 | Nr | 30 | 1837.5 | 55125 | W | W2374065 | RCD-1 |  | B4/23/15-J
3 | B4/23/15 |  |  |  | 236200-PACKAGED COMPRESSOR AND CONDENSER UNITS |  |  |  | 219278.16
4 | B4/23/15 |  |  |  | High Stage Ammonia System |  |  |  | 131668.78
5 | B4/23/15 |  |  |  | Screw Compressor Block |  |  |  | 37243.76
| B4/23/15 | 200000 | 236200 | K | COMP-H-01 & COMP-H-02 | Nr | 2 | 18621.88 | 37243.76 | W | W2362001 | COMP-H-01 & COMP-H-02 |  | B4/23/15-K
5 | B4/23/15 |  |  |  | High Stage Ammonia System |  |  |  | 0
5 | B4/23/15 |  |  |  | Shell and Tube Condenser |  |  |  | 22059.38
| B4/23/15 | 200000 | 236200 | L | CNDR-H-01 | Nr | 1 | 22059.38 | 22059.38 | W | W2362002 | CNDR-H-01 |  | B4/23/15-L
5 | B4/23/15 |  |  |  | Low Stage Ammonia System |  |  |  | 0
5 | B4/23/15 |  |  |  | Screw Compressor Block |  |  |  | 53743.76
| B4/23/15 | 200000 | 236200 | M | COMP-L-01 & COMP-L-02 | Nr | 2 | 26871.88 | 53743.76 | W | W2362003 | COMP-L-01 & COMP-L-02 |  | B4/23/15-M
5 | B4/23/15 |  |  |  | Swing Ammonia System |  |  |  | 0
5 | B4/23/15 |  |  |  | Screw Compressor Block |  |  |  | 18621.88
| B4/23/15 | 200000 | 236200 | N | COMP-S-01 | Nr | 1 | 18621.88 | 18621.88 | W | W2362004 | COMP-S-01 |  | B4/23/15-N
4 | B4/23/16 |  |  |  | VESSELS |  |  |  | 87609.38
5 | B4/23/16 |  |  |  | High Stage Ammonia System |  |  |  | 0
5 | B4/23/16 |  |  |  | Liquid Receiver |  |  |  | 15184.38
| B4/23/16 | 200000 | 236200 | A | RCVR-0-01 | Nr | 1 | 15184.38 | 15184.38 | W | W2362005 | RCVR-0-01 |  | B4/23/16-A
5 | B4/23/16 |  |  |  | Coolers System |  |  |  | 0
5 | B4/23/16 |  |  |  | Liquid Separator |  |  |  | 12643.75
| B4/23/16 | 200000 | 236200 | B | SRTR-C-01 | Nr | 1 | 12643.75 | 12643.75 | W | W2362006 | SRTR-C-01 |  | B4/23/16-B
5 | B4/23/16 |  |  |  | Freezers System |  |  |  | 0
5 | B4/23/16 |  |  |  | Liquid Separator |  |  |  | 12643.75
| B4/23/16 | 200000 | 236200 | C | SRTR-F-01 | Nr | 1 | 12643.75 | 12643.75 | W | W2362007 | SRTR-F-01 |  | B4/23/16-C
5 | B4/23/16 |  |  |  | Low Stage Ammonia System |  |  |  | 0
5 | B4/23/16 |  |  |  | Intercooler |  |  |  | 14018.75
| B4/23/16 | 200000 | 236200 | D | INTR-L-01 | Nr | 1 | 14018.75 | 14018.75 | W | W2362008 | INTR-L-01 |  | B4/23/16-D
5 | B4/23/16 |  |  |  | Glycol System |  |  |  | 0
5 | B4/23/16 |  |  |  | Glycol Tank |  |  |  | 7831.25
| B4/23/16 | 200000 | 236200 | E | TANK-G-01 | Nr | 1 | 7831.25 | 7831.25 | W | W2362009 | TANK-G-01 |  | B4/23/16-E
5 | B4/23/16 |  |  |  | PRESSURIZATION UNIT |  |  |  | 0
5 | B4/23/16 |  |  |  | Glycol System |  |  |  | 25287.5
| B4/23/16 | 200000 | 236200 | F | Glycol Pumps | Nr | 2 | 12643.75 | 25287.5 | W | W2362010 | Glycol Pumps |  | B4/23/16-F
3 | B4/23/16 |  |  |  | 232123 - HYDRONIC PUMPS |  |  |  | 84112.5
4 | B4/23/16 |  |  |  | High Stage Ammonia System |  |  |  | 28037.5
| B4/23/16 | 200000 | 232000 | G | End Suction Pump | Nr | 2 | 14018.75 | 28037.5 | W | W2320139 | End Suction Pump |  | B4/23/16-G
4 | B4/23/16 |  |  |  | Low Stage Ammonia System |  |  |  | 28037.5
| B4/23/16 | 200000 | 232000 | H | End Suction Pump | Nr | 2 | 14018.75 | 28037.5 | W | W2320140 | End Suction Pump |  | B4/23/16-H
4 | B4/23/16 |  |  |  | Glycol System |  |  |  | 28037.5
| B4/23/16 | 200000 | 232000 | J | End Suction Pump | Nr | 2 | 14018.75 | 28037.5 | W | W2320141 | End Suction Pump |  | B4/23/16-J
3 | B4/23/17 |  |  |  | 232113 - HYDRONIC PIPING |  |  |  | 467012.56
4 | B4/23/17 |  |  |  | All Systems |  |  |  | 0
4 | B4/23/17 |  |  |  | Glycol & Refrigerant Piping |  |  |  | 467012.56
5 | B4/23/17 |  |  |  | Freezers System |  |  |  | 0
5 | B4/23/17 |  |  |  | Evaporator |  |  |  | 50575
| B4/23/17 | 200000 | 232000 | A | EVAP-F-01 to EVAP-F-04 | Nr | 4 | 12643.75 | 50575 | W | W2320142 | EVAP-F-01 to EVAP-F-04 |  | B4/23/17-A
5 | B4/23/17 |  |  |  | Coolers System |  |  |  | 0
5 | B4/23/17 |  |  |  | Evaporator |  |  |  | 151725
| B4/23/17 | 200000 | 232000 | B | EVAP-C-01 to EVAP-C-12 | Nr | 12 | 12643.75 | 151725 | W | W2320143 | EVAP-C-01 to EVAP-C-12 |  | B4/23/17-B
5 | B4/23/17 |  |  |  | Glycol System |  |  |  | 0
5 | B4/23/17 |  |  |  | Unit Cooler |  |  |  | 264712.56
| B4/23/17 | 200000 | 232000 | C | EVAP-M-01 to EVAP-M-08 & EVAP-R-01 to EVAP-R-04 | Nr | 12 | 22059.38 | 264712.56 | W | W2320144 | EVAP-M-01 to EVAP-M-08 & EVAP-R-01 to EVAP-R-04 |  | B4/23/17-C
c | B4/23/17 |  |  |  | 23 - HEATING, VENTILATING AND AIR CONDITIONING
c | B4/23/17 |  |  |  | To Summary
2 | B4/26/01 |  |  |  | 26 - ELECTRICAL |  |  |  | 29991427.7
3 | B4/26/01 |  |  |  | 260513 - MEDIUM-VOLTAGE CABLES |  |  |  | 574369
4 | B4/26/01 |  |  |  | Supply and installation of Multi-core aluminium conductors, xlpe insulated, LLDPE outer sheath, unarmoured mv cables, rated 36kv; |  |  |  | 534665.6
| B4/26/01 | 200000 | 260500 | A | 3 x 400 mm2 | m | 1120 | 477.38 | 534665.6 | Z | Z2605148 | 3 x 400 mm2 |  | B4/26/01-A
4 | B4/26/01 |  |  |  | Multi-core copper conductors, xlpe insulated, extruded pvc outer sheath, unarmoured mv cables, rated 18/30 (36)kv; |  |  |  | 39703.4
| B4/26/01 | 200000 | 260500 | B | 3 x 185 mm2 | m | 55 | 721.88 | 39703.4 | Z | Z2605149 | 3 x 185 mm2 |  | B4/26/01-B
3 | B4/26/01 |  |  |  | 260519 - LOW-VOLTAGE ELECTRICAL POWER CONDUCTORS AND CABLES |  |  |  | 3197458.9
4 | B4/26/01 |  |  |  | Supply and installation of Fire resistant cable type fr6; multi-core copper conductor; galvanized steel wire-armoured; rated 0.6/1 kv; |  |  |  | 2748.9
| B4/26/01 | 200000 | 260500 | C | 4 x 10 mm2 | m | 30 | 91.63 | 2748.9 | Z | Z2605150 | 4 x 10 mm2 |  | B4/26/01-C
4 | B4/26/01 |  |  |  | Supply and installation of Fire resistant circuit protective conductor (earthing) type fr2; single-core copper conductor; rated 450/750 v or 0.6/1kv; |  |  |  | 44275
| B4/26/01 | 200000 | 260500 | D | 2 x 4 mm2 | m | 700 | 63.25 | 44275 | Z | Z2605151 | 2 x 4 mm2 |  | B4/26/01-D
4 | B4/26/02 |  |  |  | Supply and installation of Fire resistant circuit protective conductor (earthing) type fre; single-core copper conductor; rated 450/750 v or 0.6/1kv; |  |  |  | 19661
| B4/26/02 | 200000 | 260500 | A | 10 mm2 | m | 30 | 34 | 1020 | Z | Z2605152 | 10 mm2 |  | B4/26/02-A
| B4/26/02 | 200000 | 260500 | B | 4 mm2 | m | 700 | 26.63 | 18641 | Z | Z2605153 | 4 mm2 |  | B4/26/02-B
4 | B4/26/02 |  |  |  | Supply and installation of Multi-core, copper conductor, xlpe insulated, pvc sheathed feeder cables; steel wire armoured (swa); 0.6/1 kv; |  |  |  | 1100821.7
| B4/26/02 | 200000 | 260500 | C | 4 x 240 mm2 | m | 200 | 1003.75 | 200750 | Z | Z2605154 | 4 x 240 mm2 |  | B4/26/02-C
| B4/26/02 | 200000 | 260500 | D | 4 x 120 mm2 | m | 1500 | 547.75 | 821625 | Z | Z2605155 | 4 x 120 mm2 |  | B4/26/02-D
| B4/26/02 | 200000 | 260500 | E | 4 x 50 mm2 | m | 150 | 233.38 | 35007 | Z | Z2605156 | 4 x 50 mm2 |  | B4/26/02-E
| B4/26/02 | 200000 | 260500 | F | 4 x 25 mm2 | m | 50 | 131.13 | 6556.5 | Z | Z2605157 | 4 x 25 mm2 |  | B4/26/02-F
| B4/26/02 | 200000 | 260500 | G | 4 x 6 mm2 | m | 640 | 57.63 | 36883.2 | Z | Z2605158 | 4 x 6 mm2 |  | B4/26/02-G
4 | B4/26/02 |  |  |  | Supply and installation of Multi-core, copper conductor, xlpe insulated, pvc sheathed feeder cables; unarmoured; 0.6/1 kv; |  |  |  | 1385087.85
| B4/26/02 | 200000 | 260500 | H | 4 x 240 mm2 | m | 575 | 952.75 | 547831.25 | Z | Z2605159 | 4 x 240 mm2 |  | B4/26/02-H
| B4/26/02 | 200000 | 260500 | J | 4 x 185 mm2 | m | 450 | 747.25 | 336262.5 | Z | Z2605160 | 4 x 185 mm2 |  | B4/26/02-J
| B4/26/02 | 200000 | 260500 | K | 4 x 120 mm2 | m | 610 | 511.75 | 312167.5 | Z | Z2605161 | 4 x 120 mm2 |  | B4/26/02-K
| B4/26/02 | 200000 | 260500 | L | 4 x 70 mm2 | m | 45 | 288.88 | 12999.6 | Z | Z2605162 | 4 x 70 mm2 |  | B4/26/02-L
| B4/26/02 | 200000 | 260500 | M | 4 x 10 mm2 | m | 2900 | 60.63 | 175827 | Z | Z2605163 | 4 x 10 mm2 |  | B4/26/02-M
4 | B4/26/03 |  |  |  | Supply and installation of VFD cables; as specified |  |  |  | 55481.1
| B4/26/03 | 200000 | 260500 | A | (3C,4 mm2 + 1C, 4 mm2(E)) | m | 450 | 39.63 | 17833.5 | Z | Z2605164 | (3C,4 mm2 + 1C, 4 mm2(E)) |  | B4/26/03-A
| B4/26/03 | 200000 | 260500 | B | (3C,6 mm2 + 1C, 6 mm2(E)) | m | 755 | 48.63 | 36715.65 | Z | Z2605165 | (3C,6 mm2 + 1C, 6 mm2(E)) |  | B4/26/03-B
| B4/26/03 | 200000 | 260500 | C | (3C,10 mm2 + 1C, 10 mm2(E)) | m | 15 | 62.13 | 931.95 | Z | Z2605166 | (3C,10 mm2 + 1C, 10 mm2(E)) |  | B4/26/03-C
4 | B4/26/03 |  |  |  | Supply and installation of Single core, copper conductor, pvc sheathed earthing cables; 450/750 v; |  |  |  | 589383.35
| B4/26/03 | 200000 | 260500 | D | 240 mm2 | m | 80 | 294.25 | 23540 | Z | Z2605167 | 240 mm2 |  | B4/26/03-D
| B4/26/03 | 200000 | 260500 | E | 185 mm2 | m | 60 | 243.25 | 14595 | Z | Z2605168 | 185 mm2 |  | B4/26/03-E
| B4/26/03 | 200000 | 260500 | F | 120 mm2 | m | 2200 | 184.75 | 406450 | Z | Z2605169 | 120 mm2 |  | B4/26/03-F
| B4/26/03 | 200000 | 260500 | G | 95 mm2 | m | 325 | 123.88 | 40261 | Z | Z2605170 | 95 mm2 |  | B4/26/03-G
| B4/26/03 | 200000 | 260500 | H | 70 mm2 | m | 10 | 101.38 | 1013.8 | Z | Z2605171 | 70 mm2 |  | B4/26/03-H
| B4/26/03 | 200000 | 260500 | J | 35 mm2 | m | 45 | 51.63 | 2323.35 | Z | Z2605172 | 35 mm2 |  | B4/26/03-J
| B4/26/03 | 200000 | 260500 | K | 10 mm2 | m | 2900 | 29.13 | 84477 | Z | Z2605173 | 10 mm2 |  | B4/26/03-K
| B4/26/03 | 200000 | 260500 | L | 6 mm2 | m | 640 | 26.13 | 16723.2 | Z | Z2605174 | 6 mm2 |  | B4/26/03-L
3 | B4/26/03 |  |  |  | 260526 - GROUNDING AND BONDING FOR ELECTRICAL SYSTEMS |  |  |  | 128825
4 | B4/26/03 |  |  |  | Supply and installation of Complete earthing system as specified and as shown on the drawings, including earthing conductors, earth pits, and all necessary accessories and connections |  |  |  | 128825
| B4/26/03 | 200000 | 260500 | M | Complete Grounding Protection System of buildings | Item | 1 | 128825 | 128825 | Z | Z2605175 | Complete Grounding Protection System of buildings |  | B4/26/03-M
3 | B4/26/04 |  |  |  | 260536 - CABLE TRAYS FOR ELECTRICAL SYSTEMS |  |  |  | 362504.5
4 | B4/26/04 |  |  |  | Supply and installation of Cable ladders; as specified; |  |  |  | 75939.65
| B4/26/04 | 200000 | 260500 | A | 300 mm wide | m | 55 | 232.63 | 12794.65 | Z | Z2605176 | 300 mm wide |  | B4/26/04-A
| B4/26/04 | 200000 | 260500 | B | 600 mm wide | m | 80 | 263 | 21040 | Z | Z2605177 | 600 mm wide |  | B4/26/04-B
| B4/26/04 | 200000 | 260500 | C | 900 mm wide | m | 140 | 300.75 | 42105 | Z | Z2605178 | 900 mm wide |  | B4/26/04-C
4 | B4/26/04 |  |  |  | Supply and installation of perforated cable trays; as specified; |  |  |  | 136796.4
| B4/26/04 | 200000 | 260500 | D | 150 mm wide; | m | 10 | 161.88 | 1618.8 | Z | Z2605179 | 150 mm wide; |  | B4/26/04-D
| B4/26/04 | 200000 | 260500 | E | 300 mm wide; | m | 550 | 210 | 115500 | Z | Z2605180 | 300 mm wide; |  | B4/26/04-E
| B4/26/04 | 200000 | 260500 | F | 450 mm wide; | m | 50 | 259 | 12950 | Z | Z2605181 | 450 mm wide; |  | B4/26/04-F
| B4/26/04 | 200000 | 260500 | G | 650 mm wide; | m | 20 | 336.38 | 6727.6 | Z | Z2605182 | 650 mm wide; |  | B4/26/04-G
4 | B4/26/04 |  |  |  | Cable trays in heavy gauge perforated sheet steel, hot-dip galvanized with fittings and accessories; as specified and shown on the drawings |  |  |  | 104126.4
| B4/26/04 | 200000 | 260500 | H | 300 x 100mm cable tray | m | 280 | 210 | 58800 | Z | Z2605183 | 300 x 100mm cable tray |  | B4/26/04-H
| B4/26/04 | 200000 | 260500 | J | 150 x 100mm cable tray | m | 280 | 161.88 | 45326.4 | Z | Z2605184 | 150 x 100mm cable tray |  | B4/26/04-J
4 | B4/26/04 |  |  |  | Cable Ladder in heavy gauge sheet steel, hot-dip galvanized with fittings and accessories; as specified and shown on the drawings |  |  |  | 8142.05
| B4/26/04 | 200000 | 260500 | K | 300 x 100mm cable tray | m | 35 | 232.63 | 8142.05 | Z | Z2605185 | 300 x 100mm cable tray |  | B4/26/04-K
4 | B4/26/05 |  |  |  | Spare parts, tools and instruments; |  |  |  | 37500
| B4/26/05 | 200000 | 260500 | A | Set of spare parts; | Item | 1 | 18750 | 18750 | Z | Z2605186 | Set of spare parts; |  | B4/26/05-A
| B4/26/05 | 200000 | 260500 | B | Set of tools and instruments; | Item | 1 | 18750 | 18750 | Z | Z2605187 | Set of tools and instruments; |  | B4/26/05-B
3 | B4/26/05 |  |  |  | 260543 - UNDERGROUND DUCTS AND RACEWAYS FOR ELECTRICAL SYSTEMS |  |  |  | 12548490.8
4 | B4/26/05 |  |  |  | Supply and lay trenches including excavation, backfilling, disposal of surplus excavated material, earthwork support, sand bedding, cable markers, protective tiles and warning tapes - for MV network: |  |  |  | 3722600
| B4/26/05 | 200000 | 260500 | C | (500x800) (width x depth) mm; | m | 1120 | 3323.75 | 3722600 | Z | Z2605188 | (500x800) (width x depth) mm; |  | B4/26/05-C
4 | B4/26/05 |  |  |  | Supply and lay trenches including excavation, backfilling, disposal of surplus excavated material, earthwork support, sand bedding, cable markers, protective tiles and warning tapes - for LV network: |  |  |  | 2151075
| B4/26/05 | 200000 | 260500 | D | (500x650) (width x depth) mm; | m | 690 | 3117.5 | 2151075 | Z | Z2605189 | (500x650) (width x depth) mm; |  | B4/26/05-D
4 | B4/26/05 |  |  |  | Supply and lay trenches including excavation, backfilling, disposal of surplus excavated material, earthwork support, sand bedding, cable markers, protective tiles and warning tapes - for street lighting network: |  |  |  | 4021575
| B4/26/05 | 200000 | 260500 | E | (500x650) (width x depth) mm; | m | 1290 | 3117.5 | 4021575 | Z | Z2605190 | (500x650) (width x depth) mm; |  | B4/26/05-E
4 | B4/26/05 |  |  |  | Supply and lay Underground cable duct assemblies; encased in concrete; including excavating trenches, concrete encasement, and refilling - for mv feeders; |  |  |  | 100791.6
| B4/26/05 | 200000 | 260500 | F | 4 x 150 mm | m | 70 | 1439.88 | 100791.6 | Z | Z2605191 | 4 x 150 mm |  | B4/26/05-F
4 | B4/26/06 |  |  |  | Supply and lay Underground cable duct assemblies; encased in concrete; including excavating trenches, concrete encasement, and refilling - for lv feeders; |  |  |  | 100791.6
| B4/26/06 | 200000 | 260500 | A | 4 x 150 mm | m | 70 | 1439.88 | 100791.6 | Z | Z2605192 | 4 x 150 mm |  | B4/26/06-A
4 | B4/26/06 |  |  |  | Supply and installation of duct-banks, manholes, trenches complete with all excavation and refill works along with all necessary fittings, accessories and warning tapes; as specified and shown on the drawings. |  |  |  | 2414157.6
| B4/26/06 | 200000 | 260500 | B | 6x110 HDPE ducts with 5x32mm preinstalled sub ducts onshore encased in sand , including duct installation, sand bedding, cable markers, protective tiles and warning tape | m | 1400 | 1161.5 | 1626100 | Z | Z2605193 | 6x110 HDPE ducts with 5x32mm preinstalled sub ducts onshore encased in sand , including duct installation, sand bedding, cable markers, protective tiles and warning tape |  | B4/26/06-B
| B4/26/06 | 200000 | 260500 | C | 6x110 HDPE ducts with 5x32mm preinstalled sub ducts onshore encased in concrete , including duct installation, sand bedding, cable markers, protective tiles and warning tape | m | 250 | 1838.38 | 459595 | Z | Z2605194 | 6x110 HDPE ducts with 5x32mm preinstalled sub ducts onshore encased in concrete , including duct installation, sand bedding, cable markers, protective tiles and warning tape |  | B4/26/06-C
| B4/26/06 | 200000 | 260500 | D | 2x50 HDPE ducts encased in sand , including duct installation, sand bedding, cable markers, protective tiles and warning tape | m | 80 | 797.75 | 63820 | Z | Z2605195 | 2x50 HDPE ducts encased in sand , including duct installation, sand bedding, cable markers, protective tiles and warning tape |  | B4/26/06-D
| B4/26/06 | 200000 | 260500 | E | 2x50 HDPE ducts encased in concrete , including duct installation, sand bedding, cable markers, protective tiles and warning tape | m | 20 | 964.63 | 19292.6 | Z | Z2605196 | 2x50 HDPE ducts encased in concrete , including duct installation, sand bedding, cable markers, protective tiles and warning tape |  | B4/26/06-E
| B4/26/06 | 200000 | 260500 | F | Telecom Manhole, JRC14; | Nr | 19 | 8762.5 | 166487.5 | Z | Z2605197 | Telecom Manhole, JRC14; |  | B4/26/06-F
| B4/26/06 | 200000 | 260500 | G | Telecom Handhole, 600 x 600 x 600 mm; | Nr | 9 | 8762.5 | 78862.5 | Z | Z2605198 | Telecom Handhole, 600 x 600 x 600 mm; |  | B4/26/06-G
4 | B4/26/07 |  |  |  | Spare parts, tools and instruments; |  |  |  | 37500
| B4/26/07 | 200000 | 260500 | A | Set of spare parts; | Item | 1 | 18750 | 18750 | Z | Z2605199 | Set of spare parts; |  | B4/26/07-A
| B4/26/07 | 200000 | 260500 | B | Set of tools and instruments; | Item | 1 | 18750 | 18750 | Z | Z2605200 | Set of tools and instruments; |  | B4/26/07-B
3 | B4/26/07 |  |  |  | 260923 - LIGHTING CONTROL DEVICES |  |  |  | 57956.82
4 | B4/26/07 |  |  |  | Supply and installation of occupancy sensors |  |  |  | 57956.82
| B4/26/07 | 200000 | 260900 | C | Ultrasonic type; ceiling mounted; | Nr | 40 | 295.25 | 11810 | Z | Z2609012 | Ultrasonic type; ceiling mounted; |  | B4/26/07-C
| B4/26/07 | 200000 | 260900 | D | Ultrasonic; hallway type; | Nr | 14 | 471.38 | 6599.32 | Z | Z2609013 | Ultrasonic; hallway type; |  | B4/26/07-D
| B4/26/07 | 200000 | 260900 | E | Dual type | Nr | 10 | 829.75 | 8297.5 | Z | Z2609014 | Dual type |  | B4/26/07-E
| B4/26/07 | 200000 | 260900 | F | Supply and installation of lighting control panels, lighting relay panels, including all necessary accessories and connections | Item | 1 | 31250 | 31250 | Z | Z2609015 | Supply and installation of lighting control panels, lighting relay panels, including all necessary accessories and connections |  | B4/26/07-F
3 | B4/26/08 |  |  |  | 261116 - SECONDARY UNIT SUBSTATIONS |  |  |  | 1241553.26
4 | B4/26/08 |  |  |  | Supply and installation of outdoor compact package substation |  |  |  | 1241553.26
| B4/26/08 | 200000 | 261100 | A | PSS-A1-01; 36 kv package substation, including 36 kv ring main unit with two (2) ring main 630 a switch disconnectors and one (1) 200 a feeder fused switch, 1500 kva 33/0.4 kv dry type distribution transformer, lv distribution panel with 2500 a main mccb breaker and ten (10) outgoings with 400at/400af mccb, factory assembled removable enclosure, and all related accessories, interconnected cabling and metering provisions. complete with all necessary works for the installation of fully operational substations. | Nr | 1 | 620776.63 | 620776.63 | Z | Z2611016 | PSS-A1-01; 36 kv package substation, including 36 kv ring main unit with two (2) ring main 630 a switch disconnectors and one (1) 200 a feeder fused switch, 1500 kva 33/0.4 kv dry type distribution transformer, lv distribution panel with 2500 a main mccb breaker and ten (10) outgoings with 400at/400af mccb, factory assembled removable enclosure, and all related accessories, interconnected cabling and metering provisions. complete with all necessary works for the installation of fully operational substations. |  | B4/26/08-A
| B4/26/08 | 200000 | 261100 | B | PSS-A1-02; 36 kv package substation, including 36 kv ring main unit with two (2) ring main 630 a switch disconnectors and one (1) 200 a feeder fused switch, 1500 kva 33/0.4 kv dry type distribution transformer, lv distribution panel with 2500 a main mccb breaker and ten (10) outgoings with 400at/400af mccb, factory assembled removable enclosure, and all related accessories, interconnected cabling and metering provisions. complete with all necessary works for the installation of fully operational substations. | Nr | 1 | 620776.63 | 620776.63 | Z | Z2611017 | PSS-A1-02; 36 kv package substation, including 36 kv ring main unit with two (2) ring main 630 a switch disconnectors and one (1) 200 a feeder fused switch, 1500 kva 33/0.4 kv dry type distribution transformer, lv distribution panel with 2500 a main mccb breaker and ten (10) outgoings with 400at/400af mccb, factory assembled removable enclosure, and all related accessories, interconnected cabling and metering provisions. complete with all necessary works for the installation of fully operational substations. |  | B4/26/08-B
3 | B4/26/08 |  |  |  | 261200 - MEDIUM VOLTAGE TRANSFORMERS |  |  |  | 1104647.5
4 | B4/26/08 |  |  |  | Supply and installation of Dry type cast resin distribution transformer, indoor type, step-down, mv and lv copper windings, |  |  |  | 1104647.5
| B4/26/08 | 200000 | 261200 | C | TR-A2-GF-01; 1500 kva | Nr | 1 | 292105 | 292105 | Z | Z2612015 | TR-A2-GF-01; 1500 kva |  | B4/26/08-C
| B4/26/09 | 200000 | 261200 | A | TR-A2-GF-02; 1500 kva | Nr | 1 | 292105 | 292105 | Z | Z2612016 | TR-A2-GF-02; 1500 kva |  | B4/26/09-A
| B4/26/09 | 200000 | 261200 | B | TR-A2-GF-03; 1500 kva | Nr | 1 | 292105 | 292105 | Z | Z2612017 | TR-A2-GF-03; 1500 kva |  | B4/26/09-B
| B4/26/09 | 200000 | 261200 | C | TR-A3-GF-01; 500 kva | Nr | 1 | 114166.25 | 114166.25 | Z | Z2612018 | TR-A3-GF-01; 500 kva |  | B4/26/09-C
| B4/26/09 | 200000 | 261200 | D | TR-A3-GF-02; 500 kva | Nr | 1 | 114166.25 | 114166.25 | Z | Z2612019 | TR-A3-GF-02; 500 kva |  | B4/26/09-D
3 | B4/26/09 |  |  |  | 261300 - MEDIUM-VOLTAGE SWITCHGEAR |  |  |  | 737380
4 | B4/26/09 |  |  |  | Supply and installation of Indoor ring main unit type switchgear; |  |  |  | 737380
| B4/26/09 | 200000 | 261300 | E | RMU-A2-GF-01; 36kv; 3-phase, 60hz, lsc2b-pm; comprising two (2) ring main switch disconnectors (400a), two (2) outgoing feeder circuit breakers (200a), all auxiliaries, surge arrestors, dc power supply system, interface with scada system, trench steel coverplates and rubber mats; | Nr | 1 | 184345 | 184345 | Z | Z2613013 | RMU-A2-GF-01; 36kv; 3-phase, 60hz, lsc2b-pm; comprising two (2) ring main switch disconnectors (400a), two (2) outgoing feeder circuit breakers (200a), all auxiliaries, surge arrestors, dc power supply system, interface with scada system, trench steel coverplates and rubber mats; |  | B4/26/09-E
| B4/26/09 | 200000 | 261300 | F | RMU-A2-GF-02; 36kv; 3-phase, 60hz, lsc2b-pm; comprising two (2) ring main switch disconnectors (400a), two (2) outgoing feeder circuit breakers (200a), all auxiliaries, surge arrestors, dc power supply system, interface with scada system, trench steel coverplates and rubber mats; | Nr | 1 | 184345 | 184345 | Z | Z2613014 | RMU-A2-GF-02; 36kv; 3-phase, 60hz, lsc2b-pm; comprising two (2) ring main switch disconnectors (400a), two (2) outgoing feeder circuit breakers (200a), all auxiliaries, surge arrestors, dc power supply system, interface with scada system, trench steel coverplates and rubber mats; |  | B4/26/09-F
| B4/26/09 | 200000 | 261300 | G | RMU-A3-GF-01; 36kv; 3-phase, 60hz, lsc2b-pm; comprising two (2) ring main switch disconnectors (400a), two (2) outgoing feeder circuit breakers (200a), all auxiliaries, surge arrestors, dc power supply system, interface with scada system, trench steel coverplates and rubber mats; | Nr | 1 | 184345 | 184345 | Z | Z2613015 | RMU-A3-GF-01; 36kv; 3-phase, 60hz, lsc2b-pm; comprising two (2) ring main switch disconnectors (400a), two (2) outgoing feeder circuit breakers (200a), all auxiliaries, surge arrestors, dc power supply system, interface with scada system, trench steel coverplates and rubber mats; |  | B4/26/09-G
| B4/26/10 | 200000 | 261300 | A | RMU-A1-01; 36kv; 3-phase, 60hz, lsc2b-pm; comprising two (2) ring main switch disconnectors (400a), two (2) outgoing feeder circuit breakers (200a), all auxiliaries, surge arrestors, dc power supply system, interface with scada system, trench steel coverplates and rubber mats; | Nr | 1 | 184345 | 184345 | Z | Z2613016 | RMU-A1-01; 36kv; 3-phase, 60hz, lsc2b-pm; comprising two (2) ring main switch disconnectors (400a), two (2) outgoing feeder circuit breakers (200a), all auxiliaries, surge arrestors, dc power supply system, interface with scada system, trench steel coverplates and rubber mats; |  | B4/26/10-A
3 | B4/26/10 |  |  |  | 262413 - SWITCHBOARDS |  |  |  | 825037.5
4 | B4/26/10 |  |  |  | Supply and installation of Lv distribution boards; as specified; |  |  |  | 825037.5
| B4/26/10 | 200000 | 262400 | B | MDB-A2-GF-01 (1600A); | Nr | 1 | 173475 | 173475 | Z | Z2624239 | MDB-A2-GF-01 (1600A); |  | B4/26/10-B
| B4/26/10 | 200000 | 262400 | C | MDB-A2-GF-02 (1600A); | Nr | 1 | 63662.5 | 63662.5 | Z | Z2624240 | MDB-A2-GF-02 (1600A); |  | B4/26/10-C
| B4/26/10 | 200000 | 262400 | D | MDB-A2-GF-03 (1600A); | Nr | 1 | 301362.5 | 301362.5 | Z | Z2624241 | MDB-A2-GF-03 (1600A); |  | B4/26/10-D
| B4/26/10 | 200000 | 262400 | E | MDB-A3-GF-01 (1000A); | Nr | 1 | 111600 | 111600 | Z | Z2624242 | MDB-A3-GF-01 (1000A); |  | B4/26/10-E
| B4/26/10 | 200000 | 262400 | F | EMDB-A2-GF-01 (1600A); | Nr | 1 | 174937.5 | 174937.5 | Z | Z2624243 | EMDB-A2-GF-01 (1600A); |  | B4/26/10-F
3 | B4/26/10 |  |  |  | 262416 - PANELBOARDS |  |  |  | 508165.75
4 | B4/26/10 |  |  |  | Supply and installation of Distribution panelboards |  |  |  | 297793.75
| B4/26/10 | 200000 | 262400 | G | EDB-A2-GF-01 (630A); | Nr | 1 | 44000 | 44000 | Z | Z2624244 | EDB-A2-GF-01 (630A); |  | B4/26/10-G
| B4/26/10 | 200000 | 262400 | H | SMDB-A2-GF-01 (400A); | Nr | 1 | 46925 | 46925 | Z | Z2624245 | SMDB-A2-GF-01 (400A); |  | B4/26/10-H
| B4/26/10 | 200000 | 262400 | J | DP-MHE CHARGING (630A) | Nr | 1 | 57325 | 57325 | Z | Z2624246 | DP-MHE CHARGING (630A) |  | B4/26/10-J
| B4/26/10 | 200000 | 262400 | K | SMDB-A2-MF-01 (630A); | Nr | 1 | 62850 | 62850 | Z | Z2624247 | SMDB-A2-MF-01 (630A); |  | B4/26/10-K
| B4/26/10 | 200000 | 262400 | L | SMDB-A2-MF-KITCHEN; | Nr | 1 | 4218.75 | 4218.75 | Z | Z2624248 | SMDB-A2-MF-KITCHEN; |  | B4/26/10-L
| B4/26/10 | 200000 | 262400 | M | EDB-A3-GF-01 (630A); | Nr | 1 | 54887.5 | 54887.5 | Z | Z2624249 | EDB-A3-GF-01 (630A); |  | B4/26/10-M
| B4/26/10 | 200000 | 262400 | N | SMDB-A3-GF-01 (160A); | Nr | 1 | 27587.5 | 27587.5 | Z | Z2624250 | SMDB-A3-GF-01 (160A); |  | B4/26/10-N
4 | B4/26/11 |  |  |  | Supply and installation of Final branch circuit panelboards |  |  |  | 126900
| B4/26/11 | 200000 | 262400 | A | EPP-A2-MF-01 | Nr | 1 | 4700 | 4700 | Z | Z2624251 | EPP-A2-MF-01 |  | B4/26/11-A
| B4/26/11 | 200000 | 262400 | B | EPP-A2-MF-02 | Nr | 1 | 4700 | 4700 | Z | Z2624252 | EPP-A2-MF-02 |  | B4/26/11-B
| B4/26/11 | 200000 | 262400 | C | EPP-A2-GF-01 | Nr | 1 | 4700 | 4700 | Z | Z2624253 | EPP-A2-GF-01 |  | B4/26/11-C
| B4/26/11 | 200000 | 262400 | D | LP-A2-GF-01 | Nr | 1 | 4700 | 4700 | Z | Z2624254 | LP-A2-GF-01 |  | B4/26/11-D
| B4/26/11 | 200000 | 262400 | E | LP-A2-GF-02 | Nr | 1 | 4700 | 4700 | Z | Z2624255 | LP-A2-GF-02 |  | B4/26/11-E
| B4/26/11 | 200000 | 262400 | F | LP-A2-GF-03 | Nr | 1 | 4700 | 4700 | Z | Z2624256 | LP-A2-GF-03 |  | B4/26/11-F
| B4/26/11 | 200000 | 262400 | G | LP-A2-GF-04 | Nr | 1 | 4700 | 4700 | Z | Z2624257 | LP-A2-GF-04 |  | B4/26/11-G
| B4/26/11 | 200000 | 262400 | H | LP-A2-GF-05 | Nr | 1 | 4700 | 4700 | Z | Z2624258 | LP-A2-GF-05 |  | B4/26/11-H
| B4/26/11 | 200000 | 262400 | J | LP-A2-GF-06 | Nr | 1 | 4700 | 4700 | Z | Z2624259 | LP-A2-GF-06 |  | B4/26/11-J
| B4/26/11 | 200000 | 262400 | K | PP-A2-GF-01 | Nr | 1 | 4700 | 4700 | Z | Z2624260 | PP-A2-GF-01 |  | B4/26/11-K
| B4/26/11 | 200000 | 262400 | L | PP-A2-GF-02 | Nr | 1 | 4700 | 4700 | Z | Z2624261 | PP-A2-GF-02 |  | B4/26/11-L
| B4/26/11 | 200000 | 262400 | M | PP-A2-GF-03 | Nr | 1 | 4700 | 4700 | Z | Z2624262 | PP-A2-GF-03 |  | B4/26/11-M
| B4/26/11 | 200000 | 262400 | N | PP-A2-GF-04 | Nr | 1 | 4700 | 4700 | Z | Z2624263 | PP-A2-GF-04 |  | B4/26/11-N
| B4/26/11 | 200000 | 262400 | P | PP-A2-GF-05 | Nr | 1 | 4700 | 4700 | Z | Z2624264 | PP-A2-GF-05 |  | B4/26/11-P
| B4/26/11 | 200000 | 262400 | Q | PP-A2-GF-06 | Nr | 1 | 4700 | 4700 | Z | Z2624265 | PP-A2-GF-06 |  | B4/26/11-Q
| B4/26/11 | 200000 | 262400 | R | LP-A2-MF-01 | Nr | 1 | 4700 | 4700 | Z | Z2624266 | LP-A2-MF-01 |  | B4/26/11-R
| B4/26/11 | 200000 | 262400 | S | LP-A2-MF-02 | Nr | 1 | 4700 | 4700 | Z | Z2624267 | LP-A2-MF-02 |  | B4/26/11-S
| B4/26/11 | 200000 | 262400 | T | PP-A2-MF-01 | Nr | 1 | 4700 | 4700 | Z | Z2624268 | PP-A2-MF-01 |  | B4/26/11-T
| B4/26/12 | 200000 | 262400 | A | PP-A2-MF-02 | Nr | 1 | 4700 | 4700 | Z | Z2624269 | PP-A2-MF-02 |  | B4/26/12-A
| B4/26/12 | 200000 | 262400 | B | EPP-A3-GF-01 | Nr | 1 | 4700 | 4700 | Z | Z2624270 | EPP-A3-GF-01 |  | B4/26/12-B
| B4/26/12 | 200000 | 262400 | C | EPP-A3-GF-02 | Nr | 1 | 4700 | 4700 | Z | Z2624271 | EPP-A3-GF-02 |  | B4/26/12-C
| B4/26/12 | 200000 | 262400 | D | LP-A3-GF-01 | Nr | 1 | 4700 | 4700 | Z | Z2624272 | LP-A3-GF-01 |  | B4/26/12-D
| B4/26/12 | 200000 | 262400 | E | PP-A3-GF-01 | Nr | 1 | 4700 | 4700 | Z | Z2624273 | PP-A3-GF-01 |  | B4/26/12-E
| B4/26/12 | 200000 | 262400 | F | PP-A1-SG-01 | Nr | 1 | 4700 | 4700 | Z | Z2624274 | PP-A1-SG-01 |  | B4/26/12-F
| B4/26/12 | 200000 | 262400 | G | PP-A1-SG-02 | Nr | 1 | 4700 | 4700 | Z | Z2624275 | PP-A1-SG-02 |  | B4/26/12-G
| B4/26/12 | 200000 | 262400 | H | PP-A1-SG-03 | Nr | 1 | 4700 | 4700 | Z | Z2624276 | PP-A1-SG-03 |  | B4/26/12-H
| B4/26/12 | 200000 | 262400 | J | PP-A1-SG-04 | Nr | 1 | 4700 | 4700 | Z | Z2624277 | PP-A1-SG-04 |  | B4/26/12-J
4 | B4/26/12 |  |  |  | Supply and installation of feeder pillars, including photocell, timer, selector switch, etc. and all necessary excavation and civil works. |  |  |  | 64672
| B4/26/12 | 200000 | 262400 | K | FP-A1-EV-01 | Nr | 1 | 57604.75 | 57604.75 | Z | Z2624278 | FP-A1-EV-01 |  | B4/26/12-K
| B4/26/12 | 200000 | 262400 | L | FP-A1-STL-01 | Nr | 1 | 7067.25 | 7067.25 | Z | Z2624279 | FP-A1-STL-01 |  | B4/26/12-L
4 | B4/26/12 |  |  |  | Supply and installation of ECBS load output panelboards |  |  |  | 18800
| B4/26/12 | 200000 | 262400 | M | ECB-A2-GF-01 | Nr | 1 | 4700 | 4700 | Z | Z2624280 | ECB-A2-GF-01 |  | B4/26/12-M
| B4/26/12 | 200000 | 262400 | N | ECB-A2-GF-02 | Nr | 1 | 4700 | 4700 | Z | Z2624281 | ECB-A2-GF-02 |  | B4/26/12-N
| B4/26/12 | 200000 | 262400 | P | ECB-A2-GF-03 | Nr | 1 | 4700 | 4700 | Z | Z2624282 | ECB-A2-GF-03 |  | B4/26/12-P
| B4/26/12 | 200000 | 262400 | Q | ECB-A2-MF-01 | Nr | 1 | 4700 | 4700 | Z | Z2624283 | ECB-A2-MF-01 |  | B4/26/12-Q
3 | B4/26/13 |  |  |  | 262419 - MOTOR-CONTROL CENTERS |  |  |  | 456171.25
4 | B4/26/13 |  |  |  | Supply and installation of Motor control panels |  |  |  | 30812.5
| B4/26/13 | 200000 | 262400 | A | MCP-A2-GF-01; | Nr | 2 | 6162.5 | 12325 | Z | Z2624284 | MCP-A2-GF-01; |  | B4/26/13-A
| B4/26/13 | 200000 | 262400 | B | MCP-A2-MF-01; | Nr | 1 | 6162.5 | 6162.5 | Z | Z2624285 | MCP-A2-MF-01; |  | B4/26/13-B
| B4/26/13 | 200000 | 262400 | C | MCP-A1-ETS-01 | Nr | 1 | 6162.5 | 6162.5 | Z | Z2624286 | MCP-A1-ETS-01 |  | B4/26/13-C
| B4/26/13 | 200000 | 262400 | D | MCP-A1-ETS-02 | Nr | 1 | 6162.5 | 6162.5 | Z | Z2624287 | MCP-A1-ETS-02 |  | B4/26/13-D
4 | B4/26/13 |  |  |  | Variable frequency drives; as specified; |  |  |  | 425358.75
| B4/26/13 | 200000 | 262400 | E | VFD, 5 kw, 3 phase | Nr | 31 | 13721.25 | 425358.75 | Z | Z2624288 | VFD, 5 kw, 3 phase |  | B4/26/13-E
3 | B4/26/13 |  |  |  | 262726 - WIRING DEVICES |  |  |  | 580978.67
4 | B4/26/13 |  |  |  | Supply and installation of Electric outlets |  |  |  | 84991.1
| B4/26/13 | 200000 | 262700 | F | 2x20a electric outlet; weatherproof, switched | Nr | 39 | 618.75 | 24131.25 | Z | Z2627050 | 2x20a electric outlet; weatherproof, switched |  | B4/26/13-F
| B4/26/13 | 200000 | 262700 | G | 2x20a electric outlet; weatherproof | Nr | 95 | 640.63 | 60859.85 | Z | Z2627051 | 2x20a electric outlet; weatherproof |  | B4/26/13-G
4 | B4/26/13 |  |  |  | Supply and installation of Socket outlets |  |  |  | 439260.57
| B4/26/13 | 200000 | 262700 | H | Type r01; simplex | Nr | 114 | 423.5 | 48279 | Z | Z2627052 | Type r01; simplex |  | B4/26/13-H
| B4/26/13 | 200000 | 262700 | J | Type r02; simplex | Nr | 58 | 532.13 | 30863.54 | Z | Z2627053 | Type r02; simplex |  | B4/26/13-J
| B4/26/13 | 200000 | 262700 | K | Type r04; simplex | Nr | 61 | 600.88 | 36653.68 | Z | Z2627054 | Type r04; simplex |  | B4/26/13-K
| B4/26/13 | 200000 | 262700 | L | Type r04; duplex | Nr | 116 | 1201.63 | 139389.08 | Z | Z2627055 | Type r04; duplex |  | B4/26/13-L
| B4/26/13 | 200000 | 262700 | M | Type r04; duplex, emergency | Nr | 4 | 1682.88 | 6731.52 | Z | Z2627056 | Type r04; duplex, emergency |  | B4/26/13-M
| B4/26/13 | 200000 | 262700 | N | Type r05; simplex | Nr | 78 | 1418.75 | 110662.5 | Z | Z2627057 | Type r05; simplex |  | B4/26/13-N
| B4/26/14 | 200000 | 262700 | A | Type r05; duplex | Nr | 2 | 1418.75 | 2837.5 | Z | Z2627058 | Type r05; duplex |  | B4/26/14-A
| B4/26/14 | 200000 | 262700 | B | Type r41 | Nr | 36 | 1418.75 | 51075 | Z | Z2627059 | Type r41 |  | B4/26/14-B
| B4/26/14 | 200000 | 262700 | C | Type r45 | Nr | 9 | 1418.75 | 12768.75 | Z | Z2627060 | Type r45 |  | B4/26/14-C
4 | B4/26/14 |  |  |  | Supply and installation of Floor Boxes |  |  |  | 14586
| B4/26/14 | 200000 | 262700 | D | FB1 | Nr | 26 | 561 | 14586 | Z | Z2627061 | FB1 |  | B4/26/14-D
4 | B4/26/14 |  |  |  | Supply and installation of Switches |  |  |  | 42141
| B4/26/14 | 200000 | 262700 | E | General lighting switch - White plastic (s1); one way | Nr | 6 | 276.63 | 1659.78 | Z | Z2627062 | General lighting switch - White plastic (s1); one way |  | B4/26/14-E
| B4/26/14 | 200000 | 262700 | F | General lighting switch - Metal Clad (s2); one way; | Nr | 22 | 407.88 | 8973.36 | Z | Z2627063 | General lighting switch - Metal Clad (s2); one way; |  | B4/26/14-F
| B4/26/14 | 200000 | 262700 | G | General lighting switch - Decorative plate (s4); one way | Nr | 10 | 670.38 | 6703.8 | Z | Z2627064 | General lighting switch - Decorative plate (s4); one way |  | B4/26/14-G
| B4/26/14 | 200000 | 262700 | H | Weatherproof switch (s5); | Nr | 37 | 670.38 | 24804.06 | Z | Z2627065 | Weatherproof switch (s5); |  | B4/26/14-H
3 | B4/26/14 |  |  |  | 262816 - ENCLOSED SWITCHES AND CIRCUIT BREAKERS |  |  |  | 10376.23
4 | B4/26/14 |  |  |  | Supply and installation of Switch disconnectors (disconnecting switches), double-pole; |  |  |  | 4349.13
| B4/26/14 | 200000 | 262800 | J | 20 amp; 2p; weatherproof | Nr | 22 | 187.75 | 4130.5 | Z | Z2628042 | 20 amp; 2p; weatherproof |  | B4/26/14-J
| B4/26/14 | 200000 | 262800 | K | 32 amp; 2p; weatherproof | Nr | 1 | 218.63 | 218.63 | Z | Z2628043 | 32 amp; 2p; weatherproof |  | B4/26/14-K
4 | B4/26/14 |  |  |  | Supply and installation of Switch disconnectors (disconnecting switches), three-pole; |  |  |  | 6027.1
| B4/26/14 | 200000 | 262800 | L | 20 amp; 3p; weatherproof | Nr | 7 | 218.63 | 1530.41 | Z | Z2628044 | 20 amp; 3p; weatherproof |  | B4/26/14-L
| B4/26/14 | 200000 | 262800 | M | 32 amp; 3p; weatherproof | Nr | 9 | 225.38 | 2028.42 | Z | Z2628045 | 32 amp; 3p; weatherproof |  | B4/26/14-M
| B4/26/15 | 200000 | 262800 | A | 63 amp; 3p; weatherproof | Nr | 1 | 515.63 | 515.63 | Z | Z2628046 | 63 amp; 3p; weatherproof |  | B4/26/15-A
| B4/26/15 | 200000 | 262800 | B | 32 amp; 3p; weatherproof, pedestal mounted | Nr | 1 | 225.38 | 225.38 | Z | Z2628047 | 32 amp; 3p; weatherproof, pedestal mounted |  | B4/26/15-B
| B4/26/15 | 200000 | 262800 | C | 100 amp; 3p; weatherproof, pedestal mounted | Nr | 2 | 863.63 | 1727.26 | Z | Z2628048 | 100 amp; 3p; weatherproof, pedestal mounted |  | B4/26/15-C
3 | B4/26/15 |  |  |  | 263213 - PACKAGED ENGINE GENERATORS |  |  |  | 1400295
4 | B4/26/15 |  |  |  | Supply and installation of Diesel generator sets |  |  |  | 1400295
| B4/26/15 | 200000 | 263200 | D | GEN-A1-01; Standby rated 1000 kva; 1800 rpm; 400v; 60hz; 3-phase; 4-wire; with insulated solidly earthed neutral; including filters, fuel system, overhead hoists and all auxiliary accessories; | Nr | 1 | 1064262.5 | 1064262.5 | Z | Z2632005 | GEN-A1-01; Standby rated 1000 kva; 1800 rpm; 400v; 60hz; 3-phase; 4-wire; with insulated solidly earthed neutral; including filters, fuel system, overhead hoists and all auxiliary accessories; |  | B4/26/15-D
| B4/26/15 | 200000 | 263200 | E | GEN-A1-02; Standby rated 250 kva; 1800 rpm; 400v; 60hz; 3-phase; 4-wire; with insulated solidly earthed neutral; including filters, fuel system, overhead hoists and all auxiliary accessories; | Nr | 1 | 336032.5 | 336032.5 | Z | Z2632006 | GEN-A1-02; Standby rated 250 kva; 1800 rpm; 400v; 60hz; 3-phase; 4-wire; with insulated solidly earthed neutral; including filters, fuel system, overhead hoists and all auxiliary accessories; |  | B4/26/15-E
3 | B4/26/15 |  |  |  | 263324 - DC CENTRAL BATTERY SYSTEM FOR EMERGENCY LIGHTING |  |  |  | 67200
4 | B4/26/15 |  |  |  | Supply and installation of Emergency central monitoring system; as specified; |  |  |  | 62500
| B4/26/15 | 200000 | 263300 | F | Emergency central monitoring system; | Item | 1 | 62500 | 62500 | Z | Z2633011 | Emergency central monitoring system; |  | B4/26/15-F
4 | B4/26/15 |  |  |  | Supply and installation of Emergency dc central battery system complete as specified and shown on drawings; [insert reference] minutes autonomy; |  |  |  | 4700
| B4/26/15 | 200000 | 263300 | G | ECBS-A2-GF-01; 20kva; | Nr | 1 | 4700 | 4700 | Z | Z2633012 | ECBS-A2-GF-01; 20kva; |  | B4/26/15-G
3 | B4/26/16 |  |  |  | 263533 - POWER FACTOR CORRECTION CAPACITORS |  |  |  | 114581.25
4 | B4/26/16 |  |  |  | Supply and installation of Automatic power factor correction capacitors; |  |  |  | 114581.25
| B4/26/16 | 200000 | 263500 | A | PFC-A2-GF-01, 180 kvar; | Nr | 1 | 38193.75 | 38193.75 | Z | Z2635009 | PFC-A2-GF-01, 180 kvar; |  | B4/26/16-A
| B4/26/16 | 200000 | 263500 | B | PFC-A2-GF-02, 240 kvar; | Nr | 1 | 50287.5 | 50287.5 | Z | Z2635010 | PFC-A2-GF-02, 240 kvar; |  | B4/26/16-B
| B4/26/16 | 200000 | 263500 | C | PFC-A3-GF-01, 120 kvar; | Nr | 1 | 26100 | 26100 | Z | Z2635011 | PFC-A3-GF-01, 120 kvar; |  | B4/26/16-C
3 | B4/26/16 |  |  |  | 263600 - TRANSFER SWITCHES |  |  |  | 472019.13
4 | B4/26/16 |  |  |  | Supply and installation of Automatic transfer switches; with manual double bypass |  |  |  | 472019.13
| B4/26/16 | 200000 | 263600 | D | ATS-A2-GF-01; 630 a; 4 pole; | Nr | 1 | 135772 | 135772 | Z | Z2636008 | ATS-A2-GF-01; 630 a; 4 pole; |  | B4/26/16-D
| B4/26/16 | 200000 | 263600 | E | ATS-A2-GF-02; 1000 a; 4 pole; | Nr | 1 | 209362.63 | 209362.63 | Z | Z2636009 | ATS-A2-GF-02; 1000 a; 4 pole; |  | B4/26/16-E
| B4/26/16 | 200000 | 263600 | F | ATS-A3-GF-01; 500 a; 4 pole; | Nr | 1 | 126884.5 | 126884.5 | Z | Z2636010 | ATS-A3-GF-01; 500 a; 4 pole; |  | B4/26/16-F
3 | B4/26/16 |  |  |  | 264113 - LIGHTNING PROTECTION FOR STRUCTURES |  |  |  | 497852.5
4 | B4/26/16 |  |  |  | Supply and installation of Complete system corresponding to a lightning protection level (lpl) [insert reference], as a minimum; as specified and as shown on drawings using structure; in accordance with bs en 62305 for the: |  |  |  | 497852.5
| B4/26/16 | 200000 | 264100 | G | Complete Lightning Protection System for buildings | Item | 1 | 497852.5 | 497852.5 | Z | Z2641004 | Complete Lightning Protection System for buildings |  | B4/26/16-G
3 | B4/26/17 |  |  |  | 265100 - INTERIOR LIGHTING |  |  |  | 4499095.1
4 | B4/26/17 |  |  |  | Supply and installation of Led lighting fixtures |  |  |  | 3548507.1
| B4/26/17 | 200000 | 265100 | A | F1; Ceiling Suspended Lighting | Nr | 174 | 752.5 | 130935 | Z | Z2651072 | F1; Ceiling Suspended Lighting |  | B4/26/17-A
| B4/26/17 | 200000 | 265100 | B | F2; Ceiling Suspended Lighting (Weatherproof) | Nr | 369 | 900.25 | 332192.25 | Z | Z2651073 | F2; Ceiling Suspended Lighting (Weatherproof) |  | B4/26/17-B
| B4/26/17 | 200000 | 265100 | C | F2A; Ceiling Suspended Lighting (Weatherproof) | Nr | 21 | 900.25 | 18905.25 | Z | Z2651074 | F2A; Ceiling Suspended Lighting (Weatherproof) |  | B4/26/17-C
| B4/26/17 | 200000 | 265100 | D | F4; 60x60 Ceiling Recessed Lighting | Nr | 83 | 1144.38 | 94983.54 | Z | Z2651075 | F4; 60x60 Ceiling Recessed Lighting |  | B4/26/17-D
| B4/26/17 | 200000 | 265100 | E | F4A; 60x60 Ceiling Recessed Lighting | Nr | 36 | 1144.38 | 41197.68 | Z | Z2651076 | F4A; 60x60 Ceiling Recessed Lighting |  | B4/26/17-E
| B4/26/17 | 200000 | 265100 | F | F4B; 60x60 Ceiling Recessed Lighting | Nr | 13 | 1144.38 | 14876.94 | Z | Z2651077 | F4B; 60x60 Ceiling Recessed Lighting |  | B4/26/17-F
| B4/26/17 | 200000 | 265100 | G | F4C; 60x60 Ceiling Recessed Lighting | Nr | 8 | 1144.38 | 9155.04 | Z | Z2651078 | F4C; 60x60 Ceiling Recessed Lighting |  | B4/26/17-G
| B4/26/17 | 200000 | 265100 | H | D4; Spot Recessed | Nr | 43 | 2413.5 | 103780.5 | Z | Z2651079 | D4; Spot Recessed |  | B4/26/17-H
| B4/26/17 | 200000 | 265100 | J | D4A; Spot Recessed | Nr | 129 | 2484 | 320436 | Z | Z2651080 | D4A; Spot Recessed |  | B4/26/17-J
| B4/26/17 | 200000 | 265100 | K | D5; Spot Recessed | Nr | 11 | 1037.25 | 11409.75 | Z | Z2651081 | D5; Spot Recessed |  | B4/26/17-K
| B4/26/17 | 200000 | 265100 | L | O1; Bulkhead Lighting | Nr | 5 | 2409.5 | 12047.5 | Z | Z2651082 | O1; Bulkhead Lighting |  | B4/26/17-L
| B4/26/17 | 200000 | 265100 | M | H1A; High Bay Lighting | Nr | 21 | 8981.13 | 188603.73 | Z | Z2651083 | H1A; High Bay Lighting |  | B4/26/17-M
| B4/26/17 | 200000 | 265100 | N | H1B; High Bay Lighting | Nr | 49 | 3619.25 | 177343.25 | Z | Z2651084 | H1B; High Bay Lighting |  | B4/26/17-N
| B4/26/17 | 200000 | 265100 | P | H1C; High Bay Lighting | Nr | 459 | 4559.13 | 2092640.67 | Z | Z2651085 | H1C; High Bay Lighting |  | B4/26/17-P
4 | B4/26/17 |  |  |  | Supply and installation of Led lighting fixtures; with battery Kit |  |  |  | 134124
| B4/26/17 | 200000 | 265100 | Q | O3E; Outdoor Bulkhead Lighting | Nr | 18 | 3217.75 | 57919.5 | Z | Z2651086 | O3E; Outdoor Bulkhead Lighting |  | B4/26/17-Q
| B4/26/18 | 200000 | 265100 | A | E1; Surface Mounted Emergency Lighting | Nr | 46 | 1614.75 | 74278.5 | Z | Z2651087 | E1; Surface Mounted Emergency Lighting |  | B4/26/18-A
| B4/26/18 | 200000 | 265100 | B | E2; Recessed Emergency Lighting; | Nr | 9 | 214 | 1926 | Z | Z2651088 | E2; Recessed Emergency Lighting; |  | B4/26/18-B
4 | B4/26/18 |  |  |  | Supply and installation of Led lighting fixtures; fed from central battery system; |  |  |  | 785214
| B4/26/18 | 200000 | 265100 | C | F1E; Ceiling Suspended Lighting | Nr | 15 | 915.25 | 13728.75 | Z | Z2651089 | F1E; Ceiling Suspended Lighting |  | B4/26/18-C
| B4/26/18 | 200000 | 265100 | D | F2E; Ceiling Suspended Lighting (Weatherproof) | Nr | 99 | 1857.5 | 183892.5 | Z | Z2651090 | F2E; Ceiling Suspended Lighting (Weatherproof) |  | B4/26/18-D
| B4/26/18 | 200000 | 265100 | E | F2AE; Ceiling Suspended Lighting (Weatherproof) | Nr | 4 | 1857.5 | 7430 | Z | Z2651091 | F2AE; Ceiling Suspended Lighting (Weatherproof) |  | B4/26/18-E
| B4/26/18 | 200000 | 265100 | F | F4E; 600x600 Ceiling Recessed Lighting | Nr | 15 | 1978.13 | 29671.95 | Z | Z2651092 | F4E; 600x600 Ceiling Recessed Lighting |  | B4/26/18-F
| B4/26/18 | 200000 | 265100 | G | F4AE; 600x600 Ceiling Recessed Lighting | Nr | 11 | 1978.13 | 21759.43 | Z | Z2651093 | F4AE; 600x600 Ceiling Recessed Lighting |  | B4/26/18-G
| B4/26/18 | 200000 | 265100 | H | F4BE; 600x600 Ceiling Recessed Lighting | Nr | 2 | 1978.13 | 3956.26 | Z | Z2651094 | F4BE; 600x600 Ceiling Recessed Lighting |  | B4/26/18-H
| B4/26/18 | 200000 | 265100 | J | F4CE; 600x600 Ceiling Recessed Lighting | Nr | 3 | 1978.13 | 5934.39 | Z | Z2651095 | F4CE; 600x600 Ceiling Recessed Lighting |  | B4/26/18-J
| B4/26/18 | 200000 | 265100 | K | D4E; Spot Recessed | Nr | 14 | 2977.75 | 41688.5 | Z | Z2651096 | D4E; Spot Recessed |  | B4/26/18-K
| B4/26/18 | 200000 | 265100 | L | D4AE; Spot Recessed | Nr | 53 | 3064.5 | 162418.5 | Z | Z2651097 | D4AE; Spot Recessed |  | B4/26/18-L
| B4/26/18 | 200000 | 265100 | M | H1AE; Emergency High Bay Lighting | Nr | 3 | 11147.13 | 33441.39 | Z | Z2651098 | H1AE; Emergency High Bay Lighting |  | B4/26/18-M
| B4/26/18 | 200000 | 265100 | N | H1BE; Emergency High Bay Lighting | Nr | 11 | 4484.5 | 49329.5 | Z | Z2651099 | H1BE; Emergency High Bay Lighting |  | B4/26/18-N
| B4/26/18 | 200000 | 265100 | P | H1CE; Emergency High Bay Lighting | Nr | 41 | 5657.63 | 231962.83 | Z | Z2651100 | H1CE; Emergency High Bay Lighting |  | B4/26/18-P
4 | B4/26/18 |  |  |  | Supply and installation of Exit Signs; |  |  |  | 31250
| B4/26/18 | 200000 | 265100 | Q | Exit Signs; | Item | 1 | 31250 | 31250 | Z | Z2651101 | Exit Signs; |  | B4/26/18-Q
3 | B4/26/19 |  |  |  | 265600 - EXTERIOR LIGHTING |  |  |  | 606469.54
4 | B4/26/19 |  |  |  | Supply and installation of Exterior lighting fixtures |  |  |  | 606469.54
| B4/26/19 | 200000 | 265600 | A | P1; Street lighting pole | Nr | 22 | 10398.5 | 228767 | Z | Z2656014 | P1; Street lighting pole |  | B4/26/19-A
| B4/26/19 | 200000 | 265600 | B | P11; Street Lighting Pole | Nr | 8 | 16409.38 | 131275.04 | Z | Z2656015 | P11; Street Lighting Pole |  | B4/26/19-B
| B4/26/19 | 200000 | 265600 | C | FL3; Flood Lighting | Nr | 24 | 4302.75 | 103266 | Z | Z2656016 | FL3; Flood Lighting |  | B4/26/19-C
| B4/26/19 | 200000 | 265600 | D | FL4; Flood Lighting | Nr | 5 | 3737.25 | 18686.25 | Z | Z2656017 | FL4; Flood Lighting |  | B4/26/19-D
| B4/26/19 | 200000 | 265600 | E | D10; | Nr | 59 | 2109.75 | 124475.25 | Z | Z2656018 | D10; |  | B4/26/19-E
c | B4/26/19 |  |  |  | 26 - ELECTRICAL
c | B4/26/19 |  |  |  | To Summary
2 | B4/27/01 |  |  |  | 27 - COMMUNICATIONS |  |  |  | 6276525.95
3 | B4/27/01 |  |  |  | 270501 - COMMON CLAUSES FOR IT & SECURITY SYSTEMS |  |  |  | 0
4 | B4/27/01 |  |  |  | Refer to the individual Sections listed below for applicable Bill of Quantities: |  |  |  | 0
4 | B4/27/01 |  |  |  | IT Systems |  |  |  | 0
5 | B4/27/01 |  |  |  | -Section 272109 - Data Communications for Campus Network. |  |  |  | 0
5 | B4/27/01 |  |  |  | -Section 272111 - Data Communications for Data Center. |  |  |  | 0
5 | B4/27/01 |  |  |  | -Section 272133 - Wireless Data Network. |  |  |  | 0
5 | B4/27/01 |  |  |  | -Section 272140 - Virtual Servers Environment (VSE). |  |  |  | 0
5 | B4/27/01 |  |  |  | -Section 272231 - Computers & Related Peripherals. |  |  |  | 0
5 | B4/27/01 |  |  |  | -Section 272541 - Cyber Security For Enterprise Network - System Design and Performance Requirements. |  |  |  | 0
5 | B4/27/01 |  |  |  | -Section 273123 - IP-Based Telephony Communications System. |  |  |  | 0
5 | B4/27/01 |  |  |  | Section 250555 - Data Center Infrastructure Management (DCIM) System |  |  |  | 0
4 | B4/27/01 |  |  |  | Security Systems |  |  |  | 0
5 | B4/27/01 |  |  |  | -Section 281300 - Access Control Software and Database Management. |  |  |  | 0
5 | B4/27/01 |  |  |  | -Section 281500 - Access Control Hardware Devices. |  |  |  | 0
5 | B4/27/01 |  |  |  | -Section 282000 - Video Surveillance System (VSS). |  |  |  | 0
5 | B4/27/01 |  |  |  | Section 255805 - Physical Security Information (DCIM) System |  |  |  | 0
5 | B4/27/01 |  |  |  | Section 281800- Security Screening Systems |  |  |  | 0
4 | B4/27/01 |  |  |  | Other Communications Systems |  |  |  | 0
5 | B4/27/01 |  |  |  | -Section 275117 - IP-Based Public Address System. |  |  |  | 0
5 | B4/27/01 |  |  |  | -Section 275313 - Master Clock System (MCS). |  |  |  | 0
3 | B4/27/01 |  |  |  | 270555 - IDENTIFICATION FOR COMMUNICATIONS SYSTEMS (TIA) |  |  |  | 12500
4 | B4/27/01 |  |  |  | Identification for Communications Systems: |  |  |  | 12500
| B4/27/01 | 200000 | 270500 | A | Identification for communications systems as per specified Administration Scheme; | Item | 1 | 12500 | 12500 | a | a2705004 | Identification for communications systems as per specified Administration Scheme; |  | B4/27/01-A
3 | B4/27/02 |  |  |  | 271005 - COMMON CLAUSES FOR STRUCTURED CABLING (TIA) |  |  |  | 0
4 | B4/27/02 |  |  |  | Refer to the individual Sections listed below for applicable Bill of Quantities: |  |  |  | 0
5 | B4/27/02 |  |  |  | -Section 270555 - Identification for Communications Systems (TIA). |  |  |  | 0
5 | B4/27/02 |  |  |  | -Section 271105- Communications Equipment Room Fittings (TIA). |  |  |  | 0
5 | B4/27/02 |  |  |  | -Section 271305 - Communications Backbone Cabling (TIA). |  |  |  | 0
5 | B4/27/02 |  |  |  | -Section 271505 - Communications Horizontal Cabling (TIA). |  |  |  | 0
3 | B4/27/02 |  |  |  | 271105 - COMMUNICATIONS EQUIPMENT ROOM FITTINGS (TIA) |  |  |  | 330531.25
4 | B4/27/02 |  |  |  | Telecommunications Equipment Cabinets; Freestanding; modular type; |  |  |  | 129625
| B4/27/02 | 200000 | 271000 | A | For Main communication/ incoming service rooms: Network Cabinet, Steel; door & ventilation provisions as specified; (800 x 1000) (width x depth) mm; 42RU; | Nr | 6 | 12962.5 | 77775 | a | a2710074 | For Main communication/ incoming service rooms: Network Cabinet, Steel; door & ventilation provisions as specified; (800 x 1000) (width x depth) mm; 42RU; |  | B4/27/02-A
| B4/27/02 | 200000 | 271000 | B | For communication room: Network Cabinet, Steel; door & ventilation provisions as specified; (800 x 800) (width x depth) mm; 42RU; | Nr | 4 | 12962.5 | 51850 | a | a2710075 | For communication room: Network Cabinet, Steel; door & ventilation provisions as specified; (800 x 800) (width x depth) mm; 42RU; |  | B4/27/02-B
4 | B4/27/02 |  |  |  | Telecommunications Equipment Cabinets; Wall mounted; modular type; |  |  |  | 118725
| B4/27/02 | 200000 | 271000 | C | For communication closet: Network Cabinet, Steel; door & ventilation provisions as specified; (600 x 600) (width x depth) mm; 21RU; | Nr | 12 | 9893.75 | 118725 | a | a2710076 | For communication closet: Network Cabinet, Steel; door & ventilation provisions as specified; (600 x 600) (width x depth) mm; 21RU; |  | B4/27/02-C
4 | B4/27/02 |  |  |  | Outdoor Telecommunications Equipment Cabinets; Freestanding; modular type; |  |  |  | 44681.25
| B4/27/02 | 200000 | 271000 | D | For Site: Network Cabinet, Steel; door & ventilation provisions as specified; (600 x 600) (width x depth) mm; 21RU; | Nr | 3 | 14893.75 | 44681.25 | a | a2710077 | For Site: Network Cabinet, Steel; door & ventilation provisions as specified; (600 x 600) (width x depth) mm; 21RU; |  | B4/27/02-D
4 | B4/27/03 |  |  |  | Spare Parts, Tools and Instruments; |  |  |  | 37500
| B4/27/03 | 200000 | 271000 | A | Set of spare parts; | Item | 1 | 18750 | 18750 | a | a2710078 | Set of spare parts; |  | B4/27/03-A
| B4/27/03 | 200000 | 271000 | B | Set of tools and instruments; | Item | 1 | 18750 | 18750 | a | a2710079 | Set of tools and instruments; |  | B4/27/03-B
3 | B4/27/03 |  |  |  | 271305 - COMMUNICATIONS BACKBONE CABLING (TIA) |  |  |  | 1409134.66
4 | B4/27/03 |  |  |  | Backbone Cables: SMF Fiber Optic; Type OS2; Application: Indoor/Outdoor "Plenum rated (Fire Resistant)" (both Inside Plant (ISP) and Outside Plant (OSP)) as specified; |  |  |  | 312500
| B4/27/03 | 200000 | 271000 | C | 24-Core; tight-buffered using dry water blocking technology; non-conductive (non-metallic) (metal-free) (all-dielectric); reinforcement, with a central strength element of aramid / glass fiber yarn; PVC inner jacket (around the sub-units of fiber); Plenum rated PVDF outer jacket; Type OFNP; | Item | 1 | 312500 | 312500 | a | a2710080 | 24-Core; tight-buffered using dry water blocking technology; non-conductive (non-metallic) (metal-free) (all-dielectric); reinforcement, with a central strength element of aramid / glass fiber yarn; PVC inner jacket (around the sub-units of fiber); Plenum rated PVDF outer jacket; Type OFNP; |  | B4/27/03-C
4 | B4/27/03 |  |  |  | Main and Intermediate Cross-Connects, as specified: |  |  |  | 331250
| B4/27/03 | 200000 | 271000 | D | 24-core SMF Duplex LC UPC; fully equipped; Fiber Optic Patch Panels; intelligent type; | Item | 1 | 312500 | 312500 | a | a2710081 | 24-core SMF Duplex LC UPC; fully equipped; Fiber Optic Patch Panels; intelligent type; |  | B4/27/03-D
| B4/27/03 | 200000 | 271000 | E | Splice Enclosure; | Item | 1 | 18750 | 18750 | a | a2710082 | Splice Enclosure; |  | B4/27/03-E
4 | B4/27/03 |  |  |  | Spare Parts, Tools and Instruments; |  |  |  | 54375
| B4/27/03 | 200000 | 271000 | F | Set of spare parts; | Item | 1 | 50000 | 50000 | a | a2710083 | Set of spare parts; |  | B4/27/03-F
| B4/27/03 | 200000 | 271000 | G | Set of tools and instruments; | Item | 1 | 4375 | 4375 | a | a2710084 | Set of tools and instruments; |  | B4/27/03-G
4 | B4/27/03 |  |  |  | 271500 - Structured Cabling System |  |  |  | 686634.66
| B4/27/03 | 200000 | 271000 | H | 24 Port Cat6a Patch Panel; | Nr | 4 | 1937.5 | 7750 | a | a2710085 | 24 Port Cat6a Patch Panel; |  | B4/27/03-H
| B4/27/03 | 200000 | 271000 | J | 48 Port Cat6a Patch Panel; | Nr | 19 | 3125 | 59375 | a | a2710086 | 48 Port Cat6a Patch Panel; |  | B4/27/03-J
| B4/27/04 | 200000 | 271000 | A | Single port Data outlet RJ45, wall mounted | Nr | 24 | 1000 | 24000 | a | a2710087 | Single port Data outlet RJ45, wall mounted |  | B4/27/04-A
| B4/27/04 | 200000 | 271000 | B | Dual port Data outlet RJ45, wall mounted | Nr | 138 | 2000 | 276000 | a | a2710088 | Dual port Data outlet RJ45, wall mounted |  | B4/27/04-B
| B4/27/04 | 200000 | 271000 | C | Dual port Data outlet RJ45, floor mounted | Nr | 68 | 1800 | 122400 | a | a2710089 | Dual port Data outlet RJ45, floor mounted |  | B4/27/04-C
| B4/27/04 | 200000 | 271000 | D | Dual port Data outlet RJ45, ceiling mounted | Nr | 67 | 1195.38 | 80090.46 | a | a2710090 | Dual port Data outlet RJ45, ceiling mounted |  | B4/27/04-D
| B4/27/04 | 200000 | 271000 | E | Quad port Data outlet RJ45, wall mounted | Nr | 4 | 1720.38 | 6881.52 | a | a2710091 | Quad port Data outlet RJ45, wall mounted |  | B4/27/04-E
| B4/27/04 | 200000 | 271000 | F | Outdoor Dual port Data outlet RJ45; Floor mounted | Nr | 18 | 1267.13 | 22808.34 | a | a2710092 | Outdoor Dual port Data outlet RJ45; Floor mounted |  | B4/27/04-F
| B4/27/04 | 200000 | 271000 | G | Outdoor Dual port Data outlet RJ45; Wall mounted | Nr | 18 | 1851.63 | 33329.34 | a | a2710093 | Outdoor Dual port Data outlet RJ45; Wall mounted |  | B4/27/04-G
| B4/27/04 | 200000 | 271000 | H | Outdoor Dual port Data outlet RJ45; pole mounted | Nr | 30 | 1800 | 54000 | a | a2710094 | Outdoor Dual port Data outlet RJ45; pole mounted |  | B4/27/04-H
4 | B4/27/04 |  |  |  | Spare Parts, Tools and Instruments; |  |  |  | 24375
| B4/27/04 | 200000 | 271000 | J | Set of spare parts; | Item | 1 | 20000 | 20000 | a | a2710095 | Set of spare parts; |  | B4/27/04-J
| B4/27/04 | 200000 | 271000 | K | Set of tools and instruments; | Item | 1 | 4375 | 4375 | a | a2710096 | Set of tools and instruments; |  | B4/27/04-K
3 | B4/27/04 |  |  |  | 272109 - DATA COMMUNICATIONS FOR CAMPUS NETWORK |  |  |  | 712699.27
4 | B4/27/04 |  |  |  | Active Communications and Data Processing Equipment |  |  |  | 678324.27
| B4/27/04 | 200000 | 272000 | L | ICT Access Data Switches 24 ports; | Nr | 1 | 27500 | 27500 | a | a2720048 | ICT Access Data Switches 24 ports; |  | B4/27/04-L
| B4/27/04 | 200000 | 272000 | M | ICT Access Data Switches 48 ports; | Nr | 10 | 33750 | 337500 | a | a2720049 | ICT Access Data Switches 48 ports; |  | B4/27/04-M
| B4/27/04 | 200000 | 272000 | N | Security Access Data Switches 48 ports; | Nr | 9 | 3229.75 | 29067.75 | a | a2720050 | Security Access Data Switches 48 ports; |  | B4/27/04-N
| B4/27/04 | 200000 | 272000 | P | ICT Industrial Switches; | Nr | 5 | 17500 | 87500 | a | a2720051 | ICT Industrial Switches; |  | B4/27/04-P
| B4/27/04 | 200000 | 272000 | Q | Security Industrial Switches; | Nr | 11 | 17500 | 192500 | a | a2720052 | Security Industrial Switches; |  | B4/27/04-Q
| B4/27/05 | 200000 | 272000 | A | ICT Distribution Switches; | Nr | 2 | 1064.13 | 2128.26 | a | a2720053 | ICT Distribution Switches; |  | B4/27/05-A
| B4/27/05 | 200000 | 272000 | B | Security Distribution Switches; | Nr | 2 | 1064.13 | 2128.26 | a | a2720054 | Security Distribution Switches; |  | B4/27/05-B
4 | B4/27/05 |  |  |  | Spare Parts, Tools and Instruments |  |  |  | 34375
| B4/27/05 | 200000 | 272000 | C | Set of spare parts; | Item | 1 | 30000 | 30000 | a | a2720055 | Set of spare parts; |  | B4/27/05-C
| B4/27/05 | 200000 | 272000 | D | Set of tools and instruments; | Item | 1 | 4375 | 4375 | a | a2720056 | Set of tools and instruments; |  | B4/27/05-D
3 | B4/27/05 |  |  |  | 272133 - WIRELESS DATA NETWORK |  |  |  | 849258.9
4 | B4/27/05 |  |  |  | Wireless data network components |  |  |  | 835508.9
| B4/27/05 | 200000 | 272000 | E | Wireless radio access points; IEEE 802.11ax (WI-FI 6E); Indoor type; | Nr | 62 | 13475.95 | 835508.9 | a | a2720057 | Wireless radio access points; IEEE 802.11ax (WI-FI 6E); Indoor type; |  | B4/27/05-E
4 | B4/27/05 |  |  |  | Spare Part, Tools and Instruments; |  |  |  | 13750
| B4/27/05 | 200000 | 272000 | F | Set of spare parts; | Item | 1 | 9375 | 9375 | a | a2720058 | Set of spare parts; |  | B4/27/05-F
| B4/27/05 | 200000 | 272000 | G | Set of tools and instruments; | Item | 1 | 4375 | 4375 | a | a2720059 | Set of tools and instruments; |  | B4/27/05-G
3 | B4/27/05 |  |  |  | 272231 COMPUTERS & RELATED PERIPHERALS |  |  |  | 27475
| B4/27/05 | 200000 | 272000 | H | Workstation; At security Control Room; Equipped with three screens; | Nr | 2 | 6862.5 | 13725 | a | a2720060 | Workstation; At security Control Room; Equipped with three screens; |  | B4/27/05-H
| B4/27/05 | 200000 | 272000 | J | Set of spare parts; | Item | 1 | 9375 | 9375 | a | a2720061 | Set of spare parts; |  | B4/27/05-J
| B4/27/05 | 200000 | 272000 | K | Set of tools and instruments; | Item | 1 | 4375 | 4375 | a | a2720062 | Set of tools and instruments; |  | B4/27/05-K
3 | B4/27/05 |  |  |  | 273123 - IP-BASED TELEPHONY COMMUNICATIONS SYSTEM |  |  |  | 983364.16
4 | B4/27/05 |  |  |  | Call Processing Components |  |  |  | 983364.16
5 | B4/27/05 |  |  |  | Phones and Terminals; |  |  |  | 969614.16
| B4/27/05 | 200000 | 273000 | L | wall mounted IP Phone, as specified; | Nr | 24 | 6898.68 | 165568.32 | a | a2730020 | wall mounted IP Phone, as specified; |  | B4/27/05-L
| B4/27/06 | 200000 | 273000 | A | Wireless IP Phone, as specified; | Nr | 30 | 9612.15 | 288364.5 | a | a2730021 | Wireless IP Phone, as specified; |  | B4/27/06-A
| B4/27/06 | 200000 | 273000 | B | Standard IP Phone, as specified; | Nr | 60 | 8439.68 | 506380.8 | a | a2730022 | Standard IP Phone, as specified; |  | B4/27/06-B
| B4/27/06 | 200000 | 273000 | C | Enhanced IP Phone, as specified; | Nr | 5 | 1064.13 | 5320.65 | a | a2730023 | Enhanced IP Phone, as specified; |  | B4/27/06-C
| B4/27/06 | 200000 | 273000 | D | Conference IP Phone, as specified; | Nr | 3 | 1326.63 | 3979.89 | a | a2730024 | Conference IP Phone, as specified; |  | B4/27/06-D
5 | B4/27/06 |  |  |  | Spare Part, Tools and Instruments; |  |  |  | 13750
| B4/27/06 | 200000 | 273000 | E | Set of spare parts; | Item | 1 | 9375 | 9375 | a | a2730025 | Set of spare parts; |  | B4/27/06-E
| B4/27/06 | 200000 | 273000 | F | Set of tools and instruments; | Item | 1 | 4375 | 4375 | a | a2730026 | Set of tools and instruments; |  | B4/27/06-F
3 | B4/27/06 |  |  |  | 274100 - GENERAL CONDITIONS FOR INTEGRATED AUDIOVISUAL SYSTEMS |  |  |  | 743760.1
4 | B4/27/06 |  |  |  | Refer to the individual Sections listed below for applicable Bill of Quantities: |  |  |  | 0
5 | B4/27/06 |  |  |  | -Section 274116.27 - Integrated Audiovisual Systems and Equipment – For Meeting/Conference/ Operation Breakout Rooms. |  |  |  | 0
5 | B4/27/06 |  |  |  | -Section 274116.28 -Integrated Audiovisual Systems and Equipment – For EOC Training Room. |  |  |  | 0
5 | B4/27/06 |  |  |  | -Section 274116.62 - Integrated Audiovisual Systems and Equipment – For Crisis Management Center. |  |  |  | 0
5 | B4/27/06 |  |  |  | -Section 274223 - Digital Media Displays |  |  |  | 0
4 | B4/27/06 |  |  |  | 274116.28 - INTEGRATED AUDIOVISUAL SYSTEMS AND EQUIPMENT - FOR MEETING/CONFERENCE ROOMS |  |  |  | 363876.94
5 | B4/27/06 |  |  |  | Audio Systems; |  |  |  | 107415.97
| B4/27/06 | 200000 | 274116 | G | Audio digital signal processors; | Item | 1 | 5650 | 5650 | a | a2741235 | Audio digital signal processors; |  | B4/27/06-G
| B4/27/06 | 200000 | 274116 | H | Power amplifiers; | Item | 1 | 60215.93 | 60215.93 | a | a2741236 | Power amplifiers; |  | B4/27/06-H
| B4/27/07 | 200000 | 274116 | A | Ceiling speakers; | Nr | 8 | 3309.38 | 26475.04 | a | a2741237 | Ceiling speakers; |  | B4/27/07-A
| B4/27/07 | 200000 | 274116 | B | Digital Wireless Microphone System: wireless handheld microphone transmitter & Receiver; | Nr | 4 | 2512.5 | 10050 | a | a2741238 | Digital Wireless Microphone System: wireless handheld microphone transmitter & Receiver; |  | B4/27/07-B
| B4/27/07 | 200000 | 274116 | C | Digital Wireless Microphone System: wireless body-pack microphone; | Nr | 2 | 2512.5 | 5025 | a | a2741239 | Digital Wireless Microphone System: wireless body-pack microphone; |  | B4/27/07-C
5 | B4/27/07 |  |  |  | Displays; |  |  |  | 4387.5
| B4/27/07 | 200000 | 274116 | D | Flat panel displays; | Nr | 2 | 2193.75 | 4387.5 | a | a2741240 | Flat panel displays; |  | B4/27/07-D
5 | B4/27/07 |  |  |  | Presentation Source Equipment; |  |  |  | 167910.95
| B4/27/07 | 200000 | 274116 | E | Analog Audio Signal Interfaces/Line-Drivers; | Item | 1 | 4400 | 4400 | a | a2741241 | Analog Audio Signal Interfaces/Line-Drivers; |  | B4/27/07-E
| B4/27/07 | 200000 | 274116 | F | Video Conferencing System; | Item | 1 | 20025 | 20025 | a | a2741242 | Video Conferencing System; |  | B4/27/07-F
| B4/27/07 | 200000 | 274116 | G | Video Capture; | Nr | 2 | 3284.38 | 6568.76 | a | a2741243 | Video Capture; |  | B4/27/07-G
| B4/27/07 | 200000 | 274116 | H | Video Communications Server (VCS); | Item | 1 | 26275 | 26275 | a | a2741244 | Video Communications Server (VCS); |  | B4/27/07-H
| B4/27/07 | 200000 | 274116 | J | Digital Extender Transmitter / Receiver; | Item | 1 | 45025 | 45025 | a | a2741245 | Digital Extender Transmitter / Receiver; |  | B4/27/07-J
| B4/27/07 | 200000 | 274116 | K | Digital Audio-Video Matrix Switcher; | Item | 1 | 45025 | 45025 | a | a2741246 | Digital Audio-Video Matrix Switcher; |  | B4/27/07-K
| B4/27/07 | 200000 | 274116 | L | HDMI Audio De-Embedder; | Item | 1 | 517.19 | 517.19 | a | a2741247 | HDMI Audio De-Embedder; |  | B4/27/07-L
| B4/27/07 | 200000 | 274116 | M | Wireless Presentation System; | Nr | 2 | 10037.5 | 20075 | a | a2741248 | Wireless Presentation System; |  | B4/27/07-M
5 | B4/27/07 |  |  |  | Control Systems; |  |  |  | 49412.5
| B4/27/07 | 200000 | 274116 | N | System Controller; | Item | 1 | 45025 | 45025 | a | a2741249 | System Controller; |  | B4/27/07-N
| B4/27/07 | 200000 | 274116 | P | Wireless Touch Panel; | Nr | 2 | 2193.75 | 4387.5 | a | a2741250 | Wireless Touch Panel; |  | B4/27/07-P
5 | B4/27/08 |  |  |  | Miscellaneous Products and Systems; |  |  |  | 21000.02
| B4/27/08 | 200000 | 274116 | A | Technical panels, boxes and cover plates, including floor boxes; | Nr | 4 | 1959.38 | 7837.52 | a | a2741251 | Technical panels, boxes and cover plates, including floor boxes; |  | B4/27/08-A
| B4/27/08 | 200000 | 274116 | B | A/V Equipment racks/cabinets; | Nr | 2 | 6581.25 | 13162.5 | a | a2741252 | A/V Equipment racks/cabinets; |  | B4/27/08-B
5 | B4/27/08 |  |  |  | Spare Parts, Tools and Instruments: |  |  |  | 13750
| B4/27/08 | 200000 | 274116 | C | Set of spare parts; | Item | 1 | 9375 | 9375 | a | a2741253 | Set of spare parts; |  | B4/27/08-C
| B4/27/08 | 200000 | 274116 | D | Set of tools and instruments; | Item | 1 | 4375 | 4375 | a | a2741254 | Set of tools and instruments; |  | B4/27/08-D
4 | B4/27/08 |  |  |  | 274116.51 - INTEGRATED AUDIOVISUAL SYSTEMS AND EQUIPMENT - FOR TRAINING ROOM |  |  |  | 379883.16
5 | B4/27/08 |  |  |  | Audio Systems; |  |  |  | 106678.45
| B4/27/08 | 200000 | 274000 | E | Audio digital signal processors; | Item | 1 | 5650 | 5650 | a | a2740011 | Audio digital signal processors; |  | B4/27/08-E
| B4/27/08 | 200000 | 274000 | F | Power amplifiers; | Item | 1 | 60215.93 | 60215.93 | a | a2740012 | Power amplifiers; |  | B4/27/08-F
| B4/27/08 | 200000 | 274000 | G | Ceiling speakers; | Nr | 4 | 3309.38 | 13237.52 | a | a2740013 | Ceiling speakers; |  | B4/27/08-G
| B4/27/08 | 200000 | 274000 | H | Digital Wireless Microphone System: wireless handheld microphone transmitter & Receiver; | Nr | 2 | 2512.5 | 5025 | a | a2740014 | Digital Wireless Microphone System: wireless handheld microphone transmitter & Receiver; |  | B4/27/08-H
| B4/27/08 | 200000 | 274000 | J | Digital Wireless Microphone System: wireless body-pack microphone; | Nr | 2 | 2512.5 | 5025 | a | a2740015 | Digital Wireless Microphone System: wireless body-pack microphone; |  | B4/27/08-J
| B4/27/08 | 200000 | 274000 | K | Lectern/Table Mounted Gooseneck Cardioid microphone; | Nr | 2 | 8762.5 | 17525 | a | a2740016 | Lectern/Table Mounted Gooseneck Cardioid microphone; |  | B4/27/08-K
5 | B4/27/08 |  |  |  | Displays; |  |  |  | 4387.5
| B4/27/08 | 200000 | 274000 | L | Interactive panel displays; | Nr | 2 | 2193.75 | 4387.5 | a | a2740017 | Interactive panel displays; |  | B4/27/08-L
5 | B4/27/09 |  |  |  | Presentation Source Equipment; |  |  |  | 188573.45
| B4/27/09 | 200000 | 274000 | A | Analog Audio Signal Interfaces/Line-Drivers; | Item | 1 | 4400 | 4400 | a | a2740018 | Analog Audio Signal Interfaces/Line-Drivers; |  | B4/27/09-A
| B4/27/09 | 200000 | 274000 | B | Video Conferencing System; | Item | 1 | 20025 | 20025 | a | a2740019 | Video Conferencing System; |  | B4/27/09-B
| B4/27/09 | 200000 | 274000 | C | Video Capture; | Nr | 2 | 3284.38 | 6568.76 | a | a2740020 | Video Capture; |  | B4/27/09-C
| B4/27/09 | 200000 | 274000 | D | Projector; | Nr | 2 | 10331.25 | 20662.5 | a | a2740021 | Projector; |  | B4/27/09-D
| B4/27/09 | 200000 | 274000 | E | Video Communications Server (VCS); | Item | 1 | 26275 | 26275 | a | a2740022 | Video Communications Server (VCS); |  | B4/27/09-E
| B4/27/09 | 200000 | 274000 | F | Digital Extender Transmitter / Receiver; | Item | 1 | 45025 | 45025 | a | a2740023 | Digital Extender Transmitter / Receiver; |  | B4/27/09-F
| B4/27/09 | 200000 | 274000 | G | Digital Audio-Video Matrix Switcher; | Item | 1 | 45025 | 45025 | a | a2740024 | Digital Audio-Video Matrix Switcher; |  | B4/27/09-G
| B4/27/09 | 200000 | 274000 | H | HDMI Audio De-Embedder; | Item | 1 | 517.19 | 517.19 | a | a2740025 | HDMI Audio De-Embedder; |  | B4/27/09-H
| B4/27/09 | 200000 | 274000 | J | Wireless Presentation System; | Nr | 2 | 10037.5 | 20075 | a | a2740026 | Wireless Presentation System; |  | B4/27/09-J
5 | B4/27/09 |  |  |  | Control Systems; |  |  |  | 49412.5
| B4/27/09 | 200000 | 274000 | K | System Controller; | Item | 1 | 45025 | 45025 | a | a2740027 | System Controller; |  | B4/27/09-K
| B4/27/09 | 200000 | 274000 | L | Wireless Touch Panel; | Nr | 2 | 2193.75 | 4387.5 | a | a2740028 | Wireless Touch Panel; |  | B4/27/09-L
5 | B4/27/09 |  |  |  | Miscellaneous Products and Systems; |  |  |  | 17081.26
| B4/27/09 | 200000 | 274000 | M | Technical panels, boxes and cover plates, including floor boxes; | Nr | 2 | 1959.38 | 3918.76 | a | a2740029 | Technical panels, boxes and cover plates, including floor boxes; |  | B4/27/09-M
| B4/27/09 | 200000 | 274000 | N | A/V Equipment racks/cabinets; | Nr | 2 | 6581.25 | 13162.5 | a | a2740030 | A/V Equipment racks/cabinets; |  | B4/27/09-N
5 | B4/27/09 |  |  |  | Spare Parts, Tools and Instruments: |  |  |  | 13750
| B4/27/09 | 200000 | 274000 | P | Set of spare parts; | Item | 1 | 9375 | 9375 | a | a2740031 | Set of spare parts; |  | B4/27/09-P
| B4/27/09 | 200000 | 274000 | Q | Set of tools and instruments; | Item | 1 | 4375 | 4375 | a | a2740032 | Set of tools and instruments; |  | B4/27/09-Q
3 | B4/27/10 |  |  |  | 274223 - DIGITAL MEDIA DISPLAYS |  |  |  | 410920
4 | B4/27/10 |  |  |  | Video Wall Displays; |  |  |  | 70020
| B4/27/10 | 200000 | 274000 | A | (3 x 2) 55" Video Wall LCD flat panel displays (with LED backlight) ; | Nr | 1 | 70020 | 70020 | a | a2740033 | (3 x 2) 55" Video Wall LCD flat panel displays (with LED backlight) ; |  | B4/27/10-A
4 | B4/27/10 |  |  |  | Video Wall Controllers; |  |  |  | 327150
| B4/27/10 | 200000 | 274000 | B | Video Wall Controller – Standalone unit, non-networked; | Item | 1 | 116700 | 116700 | a | a2740034 | Video Wall Controller – Standalone unit, non-networked; |  | B4/27/10-B
| B4/27/10 | 200000 | 274000 | C | Video Wall Controller – Network-Based Streaming System, Video Wall Processor Node; | Item | 1 | 210450 | 210450 | a | a2740035 | Video Wall Controller – Network-Based Streaming System, Video Wall Processor Node; |  | B4/27/10-C
4 | B4/27/10 |  |  |  | Spare Parts, Tools and Instruments; |  |  |  | 13750
| B4/27/10 | 200000 | 274000 | D | Set of spare parts; | Item | 1 | 9375 | 9375 | a | a2740036 | Set of spare parts; |  | B4/27/10-D
| B4/27/10 | 200000 | 274000 | E | Set of tools and instruments; | Item | 1 | 4375 | 4375 | a | a2740037 | Set of tools and instruments; |  | B4/27/10-E
3 | B4/27/10 |  |  |  | 275117 - IP-BASED PUBLIC ADDRESS SYSTEM |  |  |  | 419349.63
4 | B4/27/10 |  |  |  | System Peripheral Devices; |  |  |  | 405599.63
| B4/27/10 | 200000 | 275000 | F | Public Address Digital Communication Stations (microphone stations); | Nr | 2 |  | Included | a | a2750066 | Public Address Digital Communication Stations (microphone stations); |  | B4/27/10-F
| B4/27/10 | 200000 | 275000 | G | Ceiling Loudspeaker; | Nr | 65 | 4239.6 | 275574 | a | a2750067 | Ceiling Loudspeaker; |  | B4/27/10-G
| B4/27/10 | 200000 | 275000 | H | Wall mounted Loudspeaker; | Nr | 12 | 3409.38 | 40912.56 | a | a2750068 | Wall mounted Loudspeaker; |  | B4/27/10-H
| B4/27/10 | 200000 | 275000 | J | Digital Signal Processing DSP; | Nr | 1 | 28897.14 | 28897.14 | a | a2750069 | Digital Signal Processing DSP; |  | B4/27/10-J
| B4/27/10 | 200000 | 275000 | K | Power Amplifier; | Item | 1 | 60215.93 | 60215.93 | a | a2750070 | Power Amplifier; |  | B4/27/10-K
4 | B4/27/10 |  |  |  | Spare parts, tools and instruments; |  |  |  | 13750
| B4/27/10 | 200000 | 275000 | L | Set of spare parts; | Item | 1 | 9375 | 9375 | a | a2750071 | Set of spare parts; |  | B4/27/10-L
| B4/27/10 | 200000 | 275000 | M | Set of tools and instruments; | Item | 1 | 4375 | 4375 | a | a2750072 | Set of tools and instruments; |  | B4/27/10-M
3 | B4/27/11 |  |  |  | 275129.17 - EMERGENCY ASSIST ALARM SYSTEM |  |  |  | 66187.52
4 | B4/27/11 |  |  |  | System Peripheral Devices; |  |  |  | 48675.02
| B4/27/11 | 200000 | 275000 | A | Ceiling Pull Cord Units | Nr | 2 | 1381.25 | 2762.5 | a | a2750073 | Ceiling Pull Cord Units |  | B4/27/11-A
| B4/27/11 | 200000 | 275000 | B | Call Points | Nr | 2 | 1540.63 | 3081.26 | a | a2750074 | Call Points |  | B4/27/11-B
| B4/27/11 | 200000 | 275000 | C | Reset Points / Cancel buttons | Nr | 2 | 1721.88 | 3443.76 | a | a2750075 | Reset Points / Cancel buttons |  | B4/27/11-C
| B4/27/11 | 200000 | 275000 | D | Overdoor Indicators | Nr | 2 | 2193.75 | 4387.5 | a | a2750076 | Overdoor Indicators |  | B4/27/11-D
| B4/27/11 | 200000 | 275000 | E | Controller | Nr | 2 | 17500 | 35000 | a | a2750077 | Controller |  | B4/27/11-E
4 | B4/27/11 |  |  |  | Panic Bars |  |  |  | 3762.5
| B4/27/11 | 200000 | 275000 | F | Panic Bars, as specified; | Nr | 2 | 1881.25 | 3762.5 | a | a2750078 | Panic Bars, as specified; |  | B4/27/11-F
4 | B4/27/11 |  |  |  | Spare parts, tools and instruments; |  |  |  | 13750
| B4/27/11 | 200000 | 275000 | G | Set of spare parts; | Item | 1 | 9375 | 9375 | a | a2750079 | Set of spare parts; |  | B4/27/11-G
| B4/27/11 | 200000 | 275000 | H | Set of tools and instruments; | Item | 1 | 4375 | 4375 | a | a2750080 | Set of tools and instruments; |  | B4/27/11-H
3 | B4/27/11 |  |  |  | 275123.15 - IP Based Video Intercom system |  |  |  | 311345.46
4 | B4/27/11 |  |  |  | System Peripheral Devices; |  |  |  | 297595.46
| B4/27/11 | 200000 | 275000 | J | Master Intercom Unit; | Nr | 4 | 51107.09 | 204428.36 | a | a2750081 | Master Intercom Unit; |  | B4/27/11-J
| B4/27/11 | 200000 | 275000 | K | Slave Intercom Unit; | Nr | 5 | 9316.71 | 46583.55 | a | a2750082 | Slave Intercom Unit; |  | B4/27/11-K
| B4/27/11 | 200000 | 275000 | L | Entrance/ Exits Push Buttons; | Nr | 5 | 9316.71 | 46583.55 | a | a2750083 | Entrance/ Exits Push Buttons; |  | B4/27/11-L
4 | B4/27/12 |  |  |  | Spare parts, tools and instruments; |  |  |  | 13750
| B4/27/12 | 200000 | 275000 | A | Set of spare parts; | Item | 1 | 9375 | 9375 | a | a2750084 | Set of spare parts; |  | B4/27/12-A
| B4/27/12 | 200000 | 275000 | B | Set of tools and instruments; | Item | 1 | 4375 | 4375 | a | a2750085 | Set of tools and instruments; |  | B4/27/12-B
c | B4/27/12 |  |  |  | 27 - COMMUNICATIONS
c | B4/27/12 |  |  |  | To Summary
2 | B4/28/01 |  |  |  | 28 - ELECTRONIC SAFETY AND SECURITY |  |  |  | 6424476.69
3 | B4/28/01 |  |  |  | 281500 - ACCESS CONTROL HARDWARE DEVICES |  |  |  | 942412.71
4 | B4/28/01 |  |  |  | card readers, credential cards, keypads & touch terminals; |  |  |  | 76350
| B4/28/01 | 200000 | 281500 | A | Touch-plate and proximity readers: active-detection type; | Nr | 13 | 2193.75 | 28518.75 | b | b2815028 | Touch-plate and proximity readers: active-detection type; |  | B4/28/01-A
| B4/28/01 | 200000 | 281500 | B | Touch-plate and proximity readers: active-detection type; Weather Proof | Nr | 21 | 2193.75 | 46068.75 | b | b2815029 | Touch-plate and proximity readers: active-detection type; Weather Proof |  | B4/28/01-B
| B4/28/01 | 200000 | 281500 | C | Break Glass | Nr | 2 | 881.25 | 1762.5 | b | b2815030 | Break Glass |  | B4/28/01-C
4 | B4/28/01 |  |  |  | biometric identity verification equipment |  |  |  | 20006.25
| B4/28/01 | 200000 | 281500 | D | Fingerprint analysis scanner; | Nr | 11 | 1818.75 | 20006.25 | b | b2815031 | Fingerprint analysis scanner; |  | B4/28/01-D
4 | B4/28/01 |  |  |  | Miscellaneous Access Control Devices; |  |  |  | 832306.46
| B4/28/01 | 200000 | 281500 | E | Push-button switches (Request-To-Exit (REX)), | Nr | 34 | 1721.88 | 58543.92 | b | b2815032 | Push-button switches (Request-To-Exit (REX)), |  | B4/28/01-E
| B4/28/01 | 200000 | 281500 | F | Call Button, | Nr | 8 | 1540.63 | 12325.04 | b | b2815033 | Call Button, |  | B4/28/01-F
| B4/28/01 | 200000 | 281500 | G | Door and gate hardware interface; | Item | 1 | 118150 | 118150 | b | b2815034 | Door and gate hardware interface; |  | B4/28/01-G
| B4/28/01 | 200000 | 281500 | H | Access Control Panel; | Nr | 34 | 16325 | 555050 | b | b2815035 | Access Control Panel; |  | B4/28/01-H
| B4/28/01 | 200000 | 281500 | J | Door Contact; | Nr | 78 | 1131.25 | 88237.5 | b | b2815036 | Door Contact; |  | B4/28/01-J
4 | B4/28/01 |  |  |  | Spare Parts, Tools and Instruments; |  |  |  | 13750
| B4/28/01 | 200000 | 281500 | K | Set of spare parts; | Item | 1 | 9375 | 9375 | b | b2815037 | Set of spare parts; |  | B4/28/01-K
| B4/28/01 | 200000 | 281500 | L | Set of tools and instruments; | Item | 1 | 4375 | 4375 | b | b2815038 | Set of tools and instruments; |  | B4/28/01-L
3 | B4/28/02 |  |  |  | 282000 - VIDEO SURVEILLANCE SYSTEM (VSS) |  |  |  | 2512869.09
4 | B4/28/02 |  |  |  | CCTV cameras & accessories |  |  |  | 2487869.09
| B4/28/02 | 200000 | 282000 | A | Fixed dome camera, Megapixel Resolution; ceiling mounted; | Nr | 28 | 9806.25 | 274575 | b | b2820028 | Fixed dome camera, Megapixel Resolution; ceiling mounted; |  | B4/28/02-A
| B4/28/02 | 200000 | 282000 | B | Fixed dome camera, Megapixel Resolution; wall mounted; | Nr | 68 | 9806.25 | 666825 | b | b2820029 | Fixed dome camera, Megapixel Resolution; wall mounted; |  | B4/28/02-B
| B4/28/02 | 200000 | 282000 | C | Fixed dome camera, Megapixel Resolution; wall mounted; weatherproof; ANPR; | Nr | 7 | 53096.29 | 371674.03 | b | b2820030 | Fixed dome camera, Megapixel Resolution; wall mounted; weatherproof; ANPR; |  | B4/28/02-C
| B4/28/02 | 200000 | 282000 | D | Fixed Camera, pole mounted; | Item | 1 | 171562.5 | 171562.5 | b | b2820031 | Fixed Camera, pole mounted; |  | B4/28/02-D
| B4/28/02 | 200000 | 282000 | E | PTZ Camera, pole mounted; | Nr | 4 | 4912.5 | 19650 | b | b2820032 | PTZ Camera, pole mounted; |  | B4/28/02-E
| B4/28/02 | 200000 | 282000 | F | Camera Pole | Nr | 29 | 33916.64 | 983582.56 | b | b2820033 | Camera Pole |  | B4/28/02-F
4 | B4/28/02 |  |  |  | Spare Part, Tools and Instruments; |  |  |  | 25000
| B4/28/02 | 200000 | 282000 | G | Set of spare parts; | Item | 1 | 12500 | 12500 | b | b2820034 | Set of spare parts; |  | B4/28/02-G
| B4/28/02 | 200000 | 282000 | H | Set of tools and instruments; | Item | 1 | 12500 | 12500 | b | b2820035 | Set of tools and instruments; |  | B4/28/02-H
3 | B4/28/02 |  |  |  | 281800- SECURITY SCREENING SYSTEMS |  |  |  | 723816.25
| B4/28/02 | 200000 | 281800 | J | Cabin Baggage Inspection screening as specified; | Item | 1 | 400635 | 400635 | b | b2818001 | Cabin Baggage Inspection screening as specified; |  | B4/28/02-J
| B4/28/02 | 200000 | 281800 | K | Walk Through Metal Detector as specified; | Item | 1 | 198787.5 | 198787.5 | b | b2818002 | Walk Through Metal Detector as specified; |  | B4/28/02-K
| B4/28/02 | 200000 | 281800 | L | Handheld Screening Sevice as specified; | Item | 1 | 99393.75 | 99393.75 | b | b2818003 | Handheld Screening Sevice as specified; |  | B4/28/02-L
| B4/28/02 | 200000 | 281800 | M | Set of spare parts; | Item | 1 | 12500 | 12500 | b | b2818004 | Set of spare parts; |  | B4/28/02-M
| B4/28/02 | 200000 | 281800 | N | Set of tools and instruments; | Item | 1 | 12500 | 12500 | b | b2818005 | Set of tools and instruments; |  | B4/28/02-N
3 | B4/28/03 |  |  |  | 284621.11 - ADDRESSABLE FIRE ALARM SYSTEMS |  |  |  | 2245378.64
4 | B4/28/03 |  |  |  | Control Panels; |  |  |  | 52663.76
| B4/28/03 | 200000 | 284600 | A | FACP; | Nr | 1 | 26331.88 | 26331.88 | b | b2846057 | FACP; |  | B4/28/03-A
| B4/28/03 | 200000 | 284600 | B | FARP; | Nr | 1 | 26331.88 | 26331.88 | b | b2846058 | FARP; |  | B4/28/03-B
4 | B4/28/03 |  |  |  | Fire alarm signal initiation devices and systems; |  |  |  | 1154562.13
| B4/28/03 | 200000 | 284600 | C | Manual Pull Station; | Nr | 42 | 2556.38 | 107367.96 | b | b2846059 | Manual Pull Station; |  | B4/28/03-C
| B4/28/03 | 200000 | 284600 | D | Photoelectric smoke detectors; | Nr | 232 | 471.88 | 109476.16 | b | b2846060 | Photoelectric smoke detectors; |  | B4/28/03-D
| B4/28/03 | 200000 | 284600 | E | Duct smoke detectors; | Item | 1 | 114218.75 | 114218.75 | b | b2846061 | Duct smoke detectors; |  | B4/28/03-E
| B4/28/03 | 200000 | 284600 | F | Multi-criteria detectors; as specified; | Nr | 14 | 392.25 | 5491.5 | b | b2846062 | Multi-criteria detectors; as specified; |  | B4/28/03-F
| B4/28/03 | 200000 | 284600 | G | Heat detectors; | Item | 1 | 188125 | 188125 | b | b2846063 | Heat detectors; |  | B4/28/03-G
| B4/28/03 | 200000 | 284600 | H | Beam detector (Transmitter and receiver); | Nr | 27 | 7807.38 | 210799.26 | b | b2846064 | Beam detector (Transmitter and receiver); |  | B4/28/03-H
| B4/28/03 | 200000 | 284600 | J | Continuous Linear Heat-Detector System: digital type; | Item | 1 | 325312.5 | 325312.5 | b | b2846065 | Continuous Linear Heat-Detector System: digital type; |  | B4/28/03-J
| B4/28/03 | 200000 | 284600 | K | Air-sampling smoke detectors (aspirating smoke detectors); | Nr | 6 | 7497.25 | 44983.5 | b | b2846066 | Air-sampling smoke detectors (aspirating smoke detectors); |  | B4/28/03-K
| B4/28/03 | 200000 | 284600 | L | Air-sampling smoke detection panel (aspirating smoke detection panel); | Nr | 3 | 16262.5 | 48787.5 | b | b2846067 | Air-sampling smoke detection panel (aspirating smoke detection panel); |  | B4/28/03-L
4 | B4/28/03 |  |  |  | Notification Appliances (audible/visible alarm devices); |  |  |  | 469307.37
| B4/28/03 | 200000 | 284600 | M | Strobe light; | Nr | 12 | 6374.13 | 76489.56 | b | b2846068 | Strobe light; |  | B4/28/03-M
| B4/28/03 | 200000 | 284600 | N | Combination device: Horn/Strobe unit; | Nr | 187 | 2100.63 | 392817.81 | b | b2846069 | Combination device: Horn/Strobe unit; |  | B4/28/03-N
4 | B4/28/04 |  |  |  | Peripherals and accessories; |  |  |  | 531345.38
| B4/28/04 | 200000 | 284600 | A | Monitor modules (input modules); | Item | 1 | 135867.25 | 135867.25 | b | b2846070 | Monitor modules (input modules); |  | B4/28/04-A
| B4/28/04 | 200000 | 284600 | B | Control modules; | Item | 1 | 90812.5 | 90812.5 | b | b2846071 | Control modules; |  | B4/28/04-B
| B4/28/04 | 200000 | 284600 | C | Relay modules; | Item | 1 | 302971.88 | 302971.88 | b | b2846072 | Relay modules; |  | B4/28/04-C
| B4/28/04 | 200000 | 284600 | D | Fault isolator modules (fault isolators); | Item | 1 | 1693.75 | 1693.75 | b | b2846073 | Fault isolator modules (fault isolators); |  | B4/28/04-D
4 | B4/28/04 |  |  |  | Spare Part, Tools and Instruments; |  |  |  | 37500
| B4/28/04 | 200000 | 284600 | E | Set of spare parts; | Item | 1 | 18750 | 18750 | b | b2846074 | Set of spare parts; |  | B4/28/04-E
| B4/28/04 | 200000 | 284600 | F | Set of tools and instruments; | Item | 1 | 18750 | 18750 | b | b2846075 | Set of tools and instruments; |  | B4/28/04-F
c | B4/28/04 |  |  |  | 28 - ELECTRONIC SAFETY AND SECURITY
c | B4/28/04 |  |  |  | To Summary
2 | B4/31/01 |  |  |  | 31 - EARTHWORK |  |  |  | 8639178.14
3 | B4/31/01 |  |  |  | 311000 - SITE CLEARING |  |  |  | 101174.11
4 | B4/31/01 |  |  |  | Site preparation |  |  |  | 101174.11
| B4/31/01 |  | 311000 | A | Clearing the site generally | item | 1 | 101174.11 | 101174.11 | e | e3110013 | Clearing the site generally-DC |  | B4/31/01-A
3 | B4/31/01 |  |  |  | 312000 - EARTHMOVING |  |  |  | 3958576.8
4 | B4/31/01 |  |  |  | Excavating |  |  |  | 1200397.2
| B4/31/01 |  | 312310 | B | Foundations, Basements and the like | m³ | 19560 | 61.37 | 1200397.2 | e | e3123101 | Excavation to foundation, basement etc |  | B4/31/01-B
4 | B4/31/01 |  |  |  | Soil fill and engineered fill |  |  |  | 2758179.6
| B4/31/01 |  | 312320 | C | Engineered fill, below slab on grade | m³ | 47730 | 47.96 | 2289130.8 | e | e3123201 | Engineered fill |  | B4/31/01-C
| B4/31/01 |  | 312320 | D | Engineered Fill (Provisional), below foundations | m³ | 9780 | 47.96 | 469048.8 | e | e3123201 | Engineered fill |  | B4/31/01-D
3 | B4/31/01 |  |  |  | TRANSPORTATION WORKS |  |  |  | 0
4 | B4/31/01 |  |  |  | 311000 - SITE CLEARING |  |  |  | 0
5 | B4/31/01 |  |  |  | Clearing and grubbing for the entire site area including clearing vegetation, timber, trash and unsuitable material and removing top soil and disposal outside |  |  |  | 0
| B4/31/01 |  | 311000 | E | Site area | m2 | 0 |  | Included | e | e3110014 | Site area |  | B4/31/01-E
3 | B4/31/02 |  |  |  | 312000 - EARTHMOVING |  |  |  | 4579427.23
4 | B4/31/02 |  |  |  | Unclassified Excavation including all materials encountered of any nature, and disposal unsuitable material outside the project site |  |  |  | 3640897.99
| B4/31/02 |  | 312310 | A | Unclassified excavation | m3 | 59327 | 61.37 | 3640897.99 | e | e3123102 | Unclassified excavation |  | B4/31/02-A
4 | B4/31/02 |  |  |  | Backfill till the bottom level of sub-base layer (CBR not less than 15%), with layers 150mm thick for each layer |  |  |  | 938529.24
| B4/31/02 |  | 312320 | B | Fill | m3 | 19569 | 47.96 | 938529.24 | e | e3123202 | Backfilling |  | B4/31/02-B
| B4/31/02 |  | 312320 | C | 300mm Improved Subgrade Layer, Compacted to 100% M.D.D., CBR ? 25% (to be laid and compacted in 2 lifts 150mm each) | m2 | 0 | 14.39 | Rate only | e | e3123203 | 300mm Improved Subgrade Layer, Compacted to 100% M.D.D., CBR ? 25% (to be laid and compacted in 2 lifts 150mm each) |  | B4/31/02-C
| B4/31/02 |  | 312320 | D | Subgrade preparation/Subgrade Layer. | m2 | 0 | 4.86 | Rate only | e | e3123204 | Subgrade preparation/Subgrade Layer. |  | B4/31/02-D
c | B4/31/02 |  |  |  | 31 - EARTHWORK
c | B4/31/02 |  |  |  | To Summary
2 | B4/32/01 |  |  |  | 32 - EXTERIOR IMPROVEMENTS |  |  |  | 12120124.44
3 | B4/32/01 |  |  |  | PAVEMENT ASSESSMENT |  |  |  | 10773746.19
4 | B4/32/01 |  |  |  | Vehicular Roads |  |  |  | 7233240.3
5 | B4/32/01 |  |  |  | 321216.30 - ASPHALT PAVING |  |  |  | 5082187.5
| B4/32/01 |  | 321216 | A | Tack Coat | m2 | 27105 | 12.5 | 338812.5 | f | f3212160 | Tack Coat (Proviosional Quantity) | Quantity not available so assume provisional quantity same as Foot area | B4/32/01-A
| B4/32/01 |  | 321216 | B | Prime Coat | m2 | 27105 | 12.5 | 338812.5 | f | f3212161 | Prime Coat (Proviosional Quantity) | Quantity not available so assume provisional quantity same as Foot area | B4/32/01-B
| B4/32/01 |  | 321216 | C | 50mm Polymer Modified Bituminous (PMB) Wearing (Surface) Course, (Bitumen Performance Graded PG76-10, Grade H) | m2 | 27105 | 93.75 | 2541093.75 | f | f3212162 | 50mm Polymer Modified Bituminous (PMB) Wearing (Surface) Course, (Bitumen Performance Graded PG76-10, Grade H) (Proviosional Quantity) | Quantity not available so assume provisional quantity same as Foot area | B4/32/01-C
| B4/32/01 |  | 321216 | D | 80mm Polymer Modified Bituminous (PMB) Base Course, (Bitumen Performance Graded PG76-10, Grade H) | m2 | 27105 | 68.75 | 1863468.75 | f | f3212163 | 80mm Polymer Modified Bituminous (PMB) Base Course, (Bitumen Performance Graded PG76-10, Grade H) (Proviosional Quantity) | Quantity not available so assume provisional quantity same as Foot area | B4/32/01-D
5 | B4/32/01 |  |  |  | 321123 - AGGREGATE BASE COURSE |  |  |  | 2151052.8
| B4/32/01 |  | 321123 | E | 150 mm Crushed Aggregate Base Course, Compacted to 100% M.D.D., CBR ? 80% | m2 | 27105 | 24.83 | 673017.15 | f | f3211230 | 150 mm Crushed Aggregate Base Course, Compacted to 100% M.D.D., CBR ? 80% (Proviosional Quantity) | Quantity not available so assume provisional quantity same as Footing area | B4/32/01-E
| B4/32/01 |  | 321123 | F | 300mm Improved Subgrade Layer, Compacted to 100% M.D.D., CBR ? 25% (to be laid and compacted in 2 lifts 150mm each) | m2 | 27105 | 49.67 | 1346305.35 | f | f3211231 | 300mm Improved Subgrade Layer, Compacted to 100% M.D.D., CBR ? 25% (to be laid and compacted in 2 lifts 150mm each) (Proviosional Quantity) | Quantity not available so assume provisional quantity same as Footing area | B4/32/01-F
| B4/32/01 |  | 321123 | G | Subgrade, prepared and compacted as specified | m2 | 27105 | 4.86 | 131730.3 | f | f3211232 | Subgrade, prepared and compacted as specified (Proviosional Quantity) | Quantity not available so assume provisional quantity same as Footing area | B4/32/01-G
4 | B4/32/02 |  |  |  | 321313.26 - CONCRETE CURBS |  |  |  | 351003.25
5 | B4/32/02 |  |  |  | Provision and fixing pre-cast curbstone including excavation, concrete bedding and backing and mortar bed , laying and backfilling |  |  |  | 351003.25
| B4/32/02 |  | 321313 | A | Precast Upstand Curb | m | 1725 | 185.47 | 319935.75 | f | f3213130 | Precast Upstand Curb |  | B4/32/02-A
| B4/32/02 |  | 321313 | B | Wheel Stop | m | 86 | 361.25 | 31067.5 | f | f3213132 | Wheel Stop |  | B4/32/02-B
4 | B4/32/02 |  |  |  | 321400 - UNIT PAVING |  |  |  | 2406252.64
5 | B4/32/02 |  |  |  | Concrete Paving |  |  |  | 2170091.44
| B4/32/02 |  | 321413 | C | Light Grey Precast Concrete Pavers, Shot blasted finish, 200x600x60mm, 50mm sand bedding layer, 200mm aggregate base course, geotextile, 300mm capillary break layer. | m2 | 9995 | 216.08 | 2159719.6 | f | f3214131 | Light Grey Precast Concrete Pavers, Shot blasted finish, 200x600x60mm, 50mm sand bedding layer, 200mm aggregate base course, geotextile, 300mm capillary break layer. |  | B4/32/02-C
| B4/32/02 |  | 321413 | D | Medium Grey Precast Concrete Pavers - 200x600x60mm, 50mm sand bedding layer, 200mm aggregate base course, geotextile, 300mm capillary break layer. | m2 | 48 | 216.08 | 10371.84 | f | f3214132 | Medium Grey Precast Concrete Pavers - 200x600x60mm, 50mm sand bedding layer, 200mm aggregate base course, geotextile, 300mm capillary break layer. |  | B4/32/02-D
5 | B4/32/02 |  |  |  | Curbs and Edge Restraints |  |  |  | 236161.2
| B4/32/02 |  | 321313 | E | Concrete Flush Curb, 100x600x250mm, including all civil works and accessories. | L.m | 1320 | 178.91 | 236161.2 | f | f3213131 | Concrete Flush Curb, 100x600x250mm, including all civil works and accessories |  | B4/32/02-E
4 | B4/32/02 |  |  |  | 321723 - ROADS PAVEMENT MARKING |  |  |  | 680125
| B4/32/02 |  | 321723 | F | Solid reflectorised white thermoplastic line, Stop line | m2 | 0 | 250 | Rate only | f | f3217231 | Solid reflectorised white thermoplastic line, Stop line | Quantity not available | B4/32/02-F
| B4/32/02 |  | 321723 | G | Reflectorised white thermoplastic line, yield line | m2 | 0 | 250 | Rate only | f | f3217232 | Reflectorised white thermoplastic line, yield line, divider line, yellow line, white line | Quantity not available | B4/32/02-G
| B4/32/02 |  | 321723 | H | Reflectorised white thermoplastic line, centerline divider | m2 | 542.1 | 250 | 135525 | f | f3217232 | Reflectorised white thermoplastic line, yield line, divider line, yellow line, white line | Quantity not available so we assume provisional quantity | B4/32/02-H
| B4/32/03 |  | 321723 | A | Solid reflectorised yellow, thermoplastic line | m2 | 1084.2 | 250 | 271050 | f | f3217232 | Reflectorised white thermoplastic line, yield line, divider line, yellow line, white line | Quantity not available so we assume provisional quantity | B4/32/03-A
| B4/32/03 |  | 321723 | B | Solid reflectorised white, thermoplastic line | m2 | 1084.2 | 250 | 271050 | f | f3217232 | Reflectorised white thermoplastic line, yield line, divider line, yellow line, white line | Quantity not available so we assume provisional quantity | B4/32/03-B
| B4/32/03 |  | 321723 | C | Reflectorised white thermoplastic line, crosswalk | m2 | 0 | 250 | Rate only | f | f3217233 | Reflectorised white thermoplastic line, crosswalk | Quantity not available | B4/32/03-C
| B4/32/03 |  | 321723 | D | Reflectorised yellow thermoplastic line, edge line marking | m2 | 0 | 250 | Rate only | f | f3217232 | Reflectorised white thermoplastic line, yield line, divider line, yellow line, white line | Quantity not available | B4/32/03-D
| B4/32/03 |  | 321723 | E | Arrow Marking | m2 | 10 | 250 | 2500 | f | f3217234 | Arrow Marking | Quantity not available so we assume provisional quantity | B4/32/03-E
| B4/32/03 |  | 321723 | F | Parking bay Marking (white) | m2 | 0 | 250 | Rate only | f | f3217235 | Parking bay Marking (white) | Quantity not available | B4/32/03-F
| B4/32/03 |  | 321723 | G | Parking for disabled Marking(white) | m2 | 0 | 250 | Rate only | f | f3217236 | Parking for disabled Marking(white) | Quantity not available | B4/32/03-G
4 | B4/32/03 |  |  |  | 321750 - ROAD TRAFFIC SIGNS |  |  |  | 75000
| B4/32/03 |  | 101453 | H | Small signs (not exceeding 1 sq.m area) including Single post breakaway sign support and foundation | Nr | 20 | 3750 | 75000 | J | J1014530 | Small signs (not exceeding 1 sq.m area) including Single post breakaway sign support and foundation |  | B4/32/03-H
| B4/32/03 |  | 101453 | J | Large ground mounted signs (exceeding 1 sq.m area) including Two post breakaway sign support assemblies and foundation | Nr | 0 | 12500 | Rate only | J | J1014531 | Large ground mounted signs (exceeding 1 sq.m area) including Two post breakaway sign support assemblies and foundation |  | B4/32/03-J
4 | B4/32/03 |  |  |  | 323113 - CHAIN LINK FENCES AND GATES |  |  |  | 28125
5 | B4/32/03 |  |  |  | Supply and install, including all related civil works and accessories. |  |  |  | 28125
| B4/32/03 |  | 323113 | K | Perimeter welded fence, 2m height | L.m | 30 | 750 | 22500 | f | f3231130 | Perimeter welded fence, 2m height |  | B4/32/03-K
| B4/32/03 |  |  | L | Pedestrian one side opening gate | Nr | 1 | 5625 | 5625 | f | f3231131 | Fence gate |  | B4/32/03-L
3 | B4/32/04 |  |  |  | 323300 - SITE FURNISHINGS |  |  |  | 399586.63
4 | B4/32/04 |  |  |  | Site Furniture |  |  |  | 399586.63
| B4/32/04 |  | 323300 | A | Litter Bin | Nr | 0 | 3193.37 | Rate only | f | f3233001 | Litter Bin |  | B4/32/04-A
| B4/32/04 |  | 323300 | B | Litter Bin with Ashtray | Nr | 3 | 4811.19 | 14433.57 | f | f3233002 | Litter Bin with Ashtray |  | B4/32/04-B
| B4/32/04 |  | 323300 | C | Bench 50x200x45cm | Nr | 6 | 3522.81 | 21136.86 | f | f3233003 | Bench 50x200x45cm |  | B4/32/04-C
| B4/32/04 |  | 323300 | D | Lighting Pole | Nr | 25 | 11238.79 | 280969.75 | f | f3233004 | Lighting Pole |  | B4/32/04-D
| B4/32/04 |  | 323300 | E | Lighting Bollard | Nr | 20 | 2592.87 | 51857.4 | f | f3233005 | Lighting Bollard |  | B4/32/04-E
| B4/32/04 |  | 323300 | F | Tree Uplight | Nr | 15 | 2079.27 | 31189.05 | f | f3233006 | Tree Uplight |  | B4/32/04-F
3 | B4/32/04 |  |  |  | 329113 - SOIL PREPARATION |  |  |  | 407246.35
4 | B4/32/04 |  |  |  | To planting areas, sweet soil mixed with compost and fertilizers and all other necessary amendments, for all planting areas, as per the below calculations: 1.Trees pit (1.5x1.5x1.5) 2.Shrubs and (0.5m depth) 3.Ground cover (0.3m depth) |  |  |  | 407246.35
| B4/32/04 |  | 329113 | G | Planting soil for trees | m3 | 142 | 514.85 | 73108.7 | f | f3291130 | Collection, transport - Planting medium |  | B4/32/04-G
| B4/32/04 |  | 329113 | H | Planting soil for shrubs | m3 | 360 | 514.85 | 185346 | f | f3291130 | Collection, transport - Planting medium |  | B4/32/04-H
| B4/32/04 |  | 329113 | J | Planting soil for groundcovers | m3 | 289 | 514.85 | 148791.65 | f | f3291130 | Collection, transport - Planting medium |  | B4/32/04-J
3 | B4/32/05 |  |  |  | 329300 - PLANTS |  |  |  | 539545.27
4 | B4/32/05 |  |  |  | Planting of vegetation specified on drawings, including soil amendments, application of fertilizer, planting soil, mulch, weed barrier, pesticide, plant stabilizating system and all other miscellaneous material and accessories. |  |  |  | 486746.29
5 | B4/32/05 |  |  |  | Trees |  |  |  | 267485.1
| B4/32/05 |  | 329300 | A | Albezia Lebbeck | Nr | 8 | 14828.31 | 118626.48 | f | f3293001 | Albezia Lebbeck |  | B4/32/05-A
| B4/32/05 |  | 329300 | B | Acacia Farnesiana | Nr | 21 | 2626.85 | 55163.85 | f | f3293002 | Acacia Farnesiana |  | B4/32/05-B
| B4/32/05 |  | 329300 | C | Acacia Sieberiana | Nr | 13 | 7207.29 | 93694.77 | f | f3293003 | Acacia Sieberiana |  | B4/32/05-C
5 | B4/32/05 |  |  |  | Shrubs |  |  |  | 102142.95
| B4/32/05 |  | 329300 | D | Lavendula Atriplicifolia | m2 | 162 | 209.26 | 33900.12 | f | f3293010 | Lavendula Atriplicifolia |  | B4/32/05-D
| B4/32/05 |  | 329300 | E | Salsola Drummondii | m2 | 132 | 209.26 | 27622.32 | f | f3293011 | Salsola Drummondii |  | B4/32/05-E
| B4/32/05 |  | 329300 | F | Suaeda Fruticosa | m2 | 183 | 221.97 | 40620.51 | f | f3293014 | Suaeda Fruticosa |  | B4/32/05-F
5 | B4/32/05 |  |  |  | Ground Cover |  |  |  | 117118.24
| B4/32/05 |  | 329300 | G | Carpobrotus Edulis | m2 | 77 | 276.69 | 21305.13 | f | f3293021 | Carpobrotus Edulis |  | B4/32/05-G
| B4/32/05 |  | 329300 | H | Lampranthus Glaucus | m2 | 503 | 101.69 | 51150.07 | f | f3293026 | Lampranthus Glaucus |  | B4/32/05-H
| B4/32/05 |  | 329300 | J | Pennisetum Setaceum | m2 | 384 | 116.31 | 44663.04 | f | f3293022 | Pennisetum Setaceum |  | B4/32/05-J
4 | B4/32/05 |  |  |  | Plant Mixes |  |  |  | 35865.81
5 | B4/32/05 |  |  |  | Plant Mix A: Suaeda Fruticosa 75% + Pennicetum Setaceum 25% |  |  |  | 35865.81
| B4/32/05 |  | 329300 | K | Suaeda Fruticosa | m2 | 138 | 221.97 | 30631.86 | f | f3293014 | Suaeda Fruticosa |  | B4/32/05-K
| B4/32/05 |  | 329300 | L | Pennicetum Setaceum | m2 | 45 | 116.31 | 5233.95 | f | f3293022 | Pennisetum Setaceum |  | B4/32/05-L
4 | B4/32/06 |  |  |  | Gravel / Plant Mixes |  |  |  | 16933.17
5 | B4/32/06 |  |  |  | Light grey color gravel, 70mm thick, of size up to 6mm, light grey color |  |  |  | 16933.17
6 | B4/32/06 |  |  |  | Gravel Mix A: Gravel 75% +Yucca Filamentosa 25% |  |  |  | 16933.17
| B4/32/06 |  | 329120 | A | Gravel | m2 | 183 | 59.19 | 10831.77 | f | f3291200 | Gravel |  | B4/32/06-A
| B4/32/06 |  | 329300 | B | Yucca Filamentosa | m2 | 60 | 101.69 | 6101.4 | f | f3293027 | Yucca Filamentosa |  | B4/32/06-B
c | B4/32/06 |  |  |  | 32 - EXTERIOR IMPROVEMENTS
c | B4/32/06 |  |  |  | To Summary
2 | B4/33/01 |  |  |  | 33 - UTILITIES |  |  |  | 5466384.19
3 | B4/33/01 |  |  |  | POTABLE WATER WORKS |  |  |  | 1042353.15
4 | B4/33/01 |  |  |  | Supply, lay, test, and Install HDPE SDR 11, PN16 pipes including, cleaning, disinfection, concrete protection, and others accessories (other than measured under this BOQ), trenching, connection and commissioning etc., all related excavation, backfilling, disposal (including excavation in rock), thrust block, surface rehabilitation, warning tape, dewatering and associated works complete as per relevant Authority standards. |  |  |  | 848992.5
5 | B4/33/01 |  |  |  | For D.C |  |  |  | 0
5 | B4/33/01 |  |  |  | Nominal dia 110mm |  |  |  | 402615
| B4/33/01 | 200000 | 331000 | A | In trenches depth 1.2m-2.0 m. | m | 460 | 875.25 | 402615 | g | g3310037 | In trenches depth 1.2m-2.0 m. |  | B4/33/01-A
5 | B4/33/01 |  |  |  | Nominal dia 140mm |  |  |  | 402615
| B4/33/01 | 200000 | 331000 | B | In trenches depth 1.2m-2.0 m. | m | 460 | 875.25 | 402615 | g | g3310038 | In trenches depth 1.2m-2.0 m. |  | B4/33/01-B
5 | B4/33/01 |  |  |  | Nominal dia 160mm |  |  |  | 43762.5
| B4/33/01 | 200000 | 331000 | C | In trenches depth 1.2m-2.0 m. | m | 50 | 875.25 | 43762.5 | g | g3310039 | In trenches depth 1.2m-2.0 m. |  | B4/33/01-C
4 | B4/33/01 |  |  |  | Gate Valves ( buried with surface boxes ) |  |  |  | 103340.65
| B4/33/01 | 200000 | 331000 | D | Hand operated gate valves buried inside surface box, work includes surface box, heavy duty DI frame and cover, concrete bases, protection tubes, lengthening rod, muff coupling socketed joint, with extension spindle including accessories, according to drawings and specifications. | Nr | 5 | 20668.13 | 103340.65 | g | g3310040 | Hand operated gate valves buried inside surface box, work includes surface box, heavy duty DI frame and cover, concrete bases, protection tubes, lengthening rod, muff coupling socketed joint, with extension spindle including accessories, according to drawings and specifications. |  | B4/33/01-D
4 | B4/33/02 |  |  |  | Air Valves |  |  |  | 26152.5
| B4/33/02 | 200000 | 331000 | A | Supply, Install and test Air Release Valves chamber 2000 mm width, 2300mm length and 3100mm Height, along the potable water system including earth works, concrete works, steel steps, heavy duty lockable cast iron cover and farm, air valve, isolation valve, dismantling joints, piping, Tees, Elbows, flanges, bends, concrete support, and all required works as per drawings and specifications. | Nr | 1 | 26152.5 | 26152.5 | g | g3310041 | Supply, Install and test Air Release Valves chamber 2000 mm width, 2300mm length and 3100mm Height, along the potable water system including earth works, concrete works, steel steps, heavy duty lockable cast iron cover and farm, air valve, isolation valve, dismantling joints, piping, Tees, Elbows, flanges, bends, concrete support, and all required works as per drawings and specifications. |  | B4/33/02-A
4 | B4/33/02 |  |  |  | Washout Valves |  |  |  | 28652.5
| B4/33/02 | 200000 | 331000 | B | Supply, Install and test Washout Valves chamber 2100 mm width, 2300mm length and 4800mm Height, along the potable water system including earth works, concrete works, galvanized steel steps, heavy duty lockable cast iron cover and farm, washout valve, dismantling joints, piping, Tees, Elbows, flanges, bends, concrete support, and all required works as per drawings and specifications. | Nr | 1 | 28652.5 | 28652.5 | g | g3310042 | Supply, Install and test Washout Valves chamber 2100 mm width, 2300mm length and 4800mm Height, along the potable water system including earth works, concrete works, galvanized steel steps, heavy duty lockable cast iron cover and farm, washout valve, dismantling joints, piping, Tees, Elbows, flanges, bends, concrete support, and all required works as per drawings and specifications. |  | B4/33/02-B
4 | B4/33/03 |  |  |  | WATER PUMP STATION |  |  |  | 35215
5 | B4/33/03 |  |  |  | Supply and Install water pump station with all fittings as specified to the requirements of water supply with connections & adaptors all as per drawings, etc. and any other requirements to suit the pump specs as directed by the Engineer, and all related excavation, backfilling, disposal (including excavation in rock), thrust block, surface rehabilitation, warning tape, dewatering and associated works complete as per relevant Authority standards |  |  |  | 35215
6 | B4/33/03 |  |  |  | PUMP |  |  |  | 0
6 | B4/33/03 |  |  |  | For D.C |  |  |  | 35215
| B4/33/03 | 200000 | 331223 | A | Flow Discharge 16.5 L/s | Nr | 2 | 17607.5 | 35215 | g | g3312234 | Flow Discharge 16.5 L/s |  | B4/33/03-A
c | B4/33/03 |  |  |  | Head 7 Bar
3 | B4/33/03 |  |  |  | FIRE WATER WORK |  |  |  | 809606.25
4 | B4/33/03 |  |  |  | PIPEWORK - PIPES |  |  |  | 809606.25
5 | B4/33/03 |  |  |  | Supply, lay, test, and Install HDPE, PN20 pipes including, cleaning, disinfection, concrete protection, and others accessories (other than measured under this BOQ), trenching, connection and commissioning etc., all related excavation, backfilling, disposal (including excavation in rock), thrust block, surface rehabilitation, warning tape, dewatering and associated works complete as per relevant Authority standards. |  |  |  | 809606.25
6 | B4/33/03 |  |  |  | For D.C |  |  |  | 0
6 | B4/33/03 |  |  |  | Nominal dia 225mm |  |  |  | 809606.25
| B4/33/03 | 200000 | 331000 | B | In trenches depth 1.2m-2.0 m. | m | 925 | 875.25 | 809606.25 | g | g3310043 | In trenches depth 1.2m-2.0 m. |  | B4/33/03-B
3 | B4/33/04 |  |  |  | Fire Hydrant |  |  |  | 197907.52
4 | B4/33/04 |  |  |  | Supply and installation of wet barrel type fire hydrants including necessary pipe works, plinths, nut & bolts, isolation valve with surface box, hydrant protector and all other accessories including excavation in any material including rock, backfilling with approved bedding/surround/fill materials, disposal, dewatering, blinding, concreting, reinforcement, formwork...etc. complete as per drawings and specification. |  |  |  | 60430
| B4/33/04 | 200000 | 331000 | A | From dia200 mm | Nr | 2 | 30215 | 60430 | g | g3310044 | From dia200 mm |  | B4/33/04-A
4 | B4/33/04 |  |  |  | Gate Valves ( buried with surface boxes ) |  |  |  | 82672.52
| B4/33/04 | 200000 | 331000 | B | Hand operated gate valves buried inside surface box, work includes surface box, heavy duty DI frame and cover, concrete bases, protection tubes, lengthening rod, muff coupling socketed joint, with extension spindle including accessories, according to drawings and specifications. | Nr | 4 | 20668.13 | 82672.52 | g | g3310045 | Hand operated gate valves buried inside surface box, work includes surface box, heavy duty DI frame and cover, concrete bases, protection tubes, lengthening rod, muff coupling socketed joint, with extension spindle including accessories, according to drawings and specifications. |  | B4/33/04-B
4 | B4/33/04 |  |  |  | Air Valves |  |  |  | 26152.5
| B4/33/04 | 200000 | 331000 | C | Supply, Install and test Air Release Valves chamber 2000 mm width, 2300mm length and 3100mm Height, along the FireFighting system including earth works, concrete works, steel steps, heavy duty lockable cast iron cover and farm, air valve, isolation valve, dismantling joints, piping, Tees, Elbows, flanges, bends, concrete support, and all required works as per drawings and specifications. | Nr | 1 | 26152.5 | 26152.5 | g | g3310046 | Supply, Install and test Air Release Valves chamber 2000 mm width, 2300mm length and 3100mm Height, along the FireFighting system including earth works, concrete works, steel steps, heavy duty lockable cast iron cover and farm, air valve, isolation valve, dismantling joints, piping, Tees, Elbows, flanges, bends, concrete support, and all required works as per drawings and specifications. |  | B4/33/04-C
4 | B4/33/05 |  |  |  | Washout Valves |  |  |  | 28652.5
| B4/33/05 | 200000 | 331000 | A | Supply, Install and test Washout Valves chamber 2100 mm width, 2300mm length and 4800mm Height, along the FireFighting system including earth works, concrete works, galvanized steel steps, heavy duty lockable cast iron cover and farm, washout valve, dismantling joints, piping, Tees, Elbows, flanges, bends, concrete support, and all required works as per drawings and specifications. | Nr | 1 | 28652.5 | 28652.5 | g | g3310047 | Supply, Install and test Washout Valves chamber 2100 mm width, 2300mm length and 4800mm Height, along the FireFighting system including earth works, concrete works, galvanized steel steps, heavy duty lockable cast iron cover and farm, washout valve, dismantling joints, piping, Tees, Elbows, flanges, bends, concrete support, and all required works as per drawings and specifications. |  | B4/33/05-A
3 | B4/33/05 |  |  |  | SEWER WORKS |  |  |  | 2550157.5
4 | B4/33/05 |  |  |  | PIPE WORKS |  |  |  | 1181587.5
5 | B4/33/05 |  |  |  | Supply, lay, test, and Install the following pipes including, cleaning, disinfection, concrete protection, and others accessories (other than measured under this BOQ), trenching, connection and commissioning etc., all related excavation, backfilling, disposal (including excavation in rock), surface rehabilitation, warning tape, dewatering; shoring and associated works complete as per relevant Authority standards. |  |  |  | 1181587.5
6 | B4/33/05 |  |  |  | For D.C |  |  |  | 0
6 | B4/33/05 |  |  |  | GRP (SN 10,000) pipes nominal size 200-300mm |  |  |  | 0
6 | B4/33/05 |  |  |  | Nominal size: 200mm |  |  |  | 1181587.5
| B4/33/05 | 200000 | 333100 | B | In trenches depth 1.5 - 4m | m | 1350 | 875.25 | 1181587.5 | g | g3331007 | In trenches depth 1.5 - 4m |  | B4/33/05-B
4 | B4/33/06 |  |  |  | MANHOLES |  |  |  | 1368570
5 | B4/33/06 |  |  |  | Supply and install complete the following precast reinforced concrete manholes of 1200mm internal diameter, including excavation, backfilling, compaction, benching, protecting internal concrete surfacing by epoxy sulfide, applying 3 coats of coal tar epoxy paint for outside wall protection and/or applying bituminous emulsion coating on external surface for protection, polyethylene coated stainless steel steps and epoxy mortar protection to benching, backfilling and compacting, heavy duty cover and frame complete in all respect as per drawings and specifications |  |  |  | 1368570
| B4/33/06 | 200000 | 333400 | A | depth 1.5 - 4m | Nr | 49 | 27930 | 1368570 | g | g3334004 | depth 1.5 - 4m |  | B4/33/06-A
3 | B4/33/06 |  |  |  | IRRIGATION WORKS |  |  |  | 812633.14
4 | B4/33/06 |  |  |  | PIPEWORK - PIPES |  |  |  | 695823.75
5 | B4/33/06 |  |  |  | Supply, lay, test, and Install HDPE SDR 11, PN16 pipes including, cleaning, disinfection, concrete protection, and others accessories (other than measured under this BOQ), trenching, connection and commissioning etc., all related excavation, backfilling, disposal (including excavation in rock), thrust block, surface rehabilitation, warning tape, dewatering and associated works complete as per relevant Authority standards. |  |  |  | 695823.75
6 | B4/33/06 |  |  |  | For D.C |  |  |  | 0
6 | B4/33/06 |  |  |  | Nominal dia 50mm |  |  |  | 577665
| B4/33/06 | 200000 | 331100 | B | In trenches depth 1.2m-2.0 m. | m | 660 | 875.25 | 577665 | g | g3311018 | In trenches depth 1.2m-2.0 m. |  | B4/33/06-B
6 | B4/33/06 |  |  |  | Nominal dia 40mm |  |  |  | 118158.75
| B4/33/06 | 200000 | 331100 | C | In trenches depth 1.2m-2.0 m. | m | 135 | 875.25 | 118158.75 | g | g3311019 | In trenches depth 1.2m-2.0 m. |  | B4/33/06-C
4 | B4/33/07 |  |  |  | Gate Valves ( buried with surface boxes ) |  |  |  | 62004.39
| B4/33/07 | 200000 | 331100 | A | Hand operated gate valves buried inside surface box, work includes surface box, heavy duty DI frame and cover, concrete bases, protection tubes, lengthening rod, muff coupling socketed joint, with extension spindle including accessories, according to drawings and specifications. | Nr | 3 | 20668.13 | 62004.39 | g | g3311020 | Hand operated gate valves buried inside surface box, work includes surface box, heavy duty DI frame and cover, concrete bases, protection tubes, lengthening rod, muff coupling socketed joint, with extension spindle including accessories, according to drawings and specifications. |  | B4/33/07-A
4 | B4/33/07 |  |  |  | Air Valves |  |  |  | 26152.5
| B4/33/07 | 200000 | 331100 | B | Supply, Install and test Air Release Valves chamber 2000 mm width, 2300mm length and 3100mm Height, along the irrigation system including earth works, concrete works, steel steps, heavy duty lockable cast iron cover and farm, air valve, isolation valve, dismantling joints, piping, Tees, Elbows, flanges, bends, concrete support, and all required works as per drawings and specifications. | Nr | 1 | 26152.5 | 26152.5 | g | g3311021 | Supply, Install and test Air Release Valves chamber 2000 mm width, 2300mm length and 3100mm Height, along the irrigation system including earth works, concrete works, steel steps, heavy duty lockable cast iron cover and farm, air valve, isolation valve, dismantling joints, piping, Tees, Elbows, flanges, bends, concrete support, and all required works as per drawings and specifications. |  | B4/33/07-B
4 | B4/33/07 |  |  |  | Washout Valves |  |  |  | 28652.5
| B4/33/07 | 200000 | 331100 | C | Supply, Install and test Washout Valves chamber 2100 mm width, 2300mm length and 4800mm Height, along the irrigation system including earth works, concrete works, galvanized steel steps, heavy duty lockable cast iron cover and farm, washout valve, dismantling joints, piping, Tees, Elbows, flanges, bends, concrete support, and all required works as per drawings and specifications. | Nr | 1 | 28652.5 | 28652.5 | g | g3311022 | Supply, Install and test Washout Valves chamber 2100 mm width, 2300mm length and 4800mm Height, along the irrigation system including earth works, concrete works, galvanized steel steps, heavy duty lockable cast iron cover and farm, washout valve, dismantling joints, piping, Tees, Elbows, flanges, bends, concrete support, and all required works as per drawings and specifications. |  | B4/33/07-C
3 | B4/33/08 |  |  |  | UTILTIES COMPONENTS |  |  |  | 53726.63
4 | B4/33/08 |  |  |  | WATER TANKS |  |  |  | 53726.63
5 | B4/33/08 |  |  |  | Supply install , test and commissioning for storage tank, GLS type , or Concrete tanks complete with wall sheets, bolts, support elements against wind, cathodic protection system, dome type aluminum cover, ladders, walk ways required openings with connection to the piping system, piping "Inlet, outlet, drain and overflow", painting and all necessary to complete the work as per the specification ,drawings. Price includes spare parts for 2 years from the handing over the project, transportation, Workmanship, storage of the all materials in proper store as per manufacturer recommendations, it includes also all necessary fittings, accessories and miscellaneous materials for connections and support, Testing & Commissioning for hand-over in fully operational conditions, Material should be SASO certified. |  |  |  | 53726.63
6 | B4/33/08 |  |  |  | For D.C |  |  |  | 53726.63
| B4/33/08 | 200000 | 331600 | A | 25 m3 effective volume GLS tank with 500 mm free board minimum | Nr | 1 | 53726.63 | 53726.63 | g | g3316004 | 25 m3 effective volume GLS tank with 500 mm free board minimum |  | B4/33/08-A
c | B4/33/08 |  |  |  | 33 - UTILITIES
c | B4/33/08 |  |  |  | To Summary

## 1-Gen Items Prelims
ITEM | DESCRIPTION | CESMM4 REF. | UNIT | QTY. | RATE | AMOUNT
BILL NO. 1 - GENERAL ITEMS
Generally
A | These Preliminaries and General Requirements are applicable to the whole of the Works. |  | Note |  |  | Note
B | Where any Clause, Sub-Clause or item has not been priced, has been ticked or has been dashed, it shall be deemed that the value of any such Clause, Sub-Clause or item has been included elsewhere within the Bills of Quantities. |  | Note |  |  | Note
C | All quantities in the Bills of are estimated and any errors in quantities is at the Contractor's risk. Therefore, it is agreed that the Contractor shall include in his unit rates and prices for the difference between the estimated and his accurate quantities. |  | Note |  |  | Note
D | The lump sum Contract Price is deemed to cover the whole of the works as shown on the drawings and described in the Specification and whether or not included in the BoQ. |  | Note |  |  | Note
E | The unit rates and prices in the Bills of Quantities/Pricing Document by the Contractor shall be used solely for the determination of variations. |  | Note |  |  | Note
F | The documents forming the Contract are to be taken as mutually explanatory of one another. The Employer or his representative has the authority to issue any instruction which he considers necessary to resolve an ambiguity or discrepancy. In case of any discrepancy between various Contract Documents, the Contractor shall always allow for the greatest quality, quantities, cost, value, and benefit for the Employer and the Project. The priority of documents shall be as stated in the Conditions of Contract. |  | Note |  |  | Note
G | All the Authorities Requirements and Regulations, international standards and specifications related to the Works and the Contract Conditions shall apply to this Preliminaries and General Requirements. |  | Note |  |  | Note
H | The Contractor shall satisfy himself on the required Scope of Works and the rates inserted shall be deemed to cover all obligations under the terms of the Contract and all matters necessary for the execution, completion, delivering a fit for purpose project and the remedy of all defects contained therein. |  | Note |  |  | Note
I | The Contractor shall allow for highly qualified staff to design, execute and construct the Works, including performing administrative and supervision duties |  | Note |  |  | Note
J | The Contractor shall be responsible to provide accommdation for labours and staff |  | Note |  |  | Note
K | The Contractor shall be responsible to provide transportation for their labours and staff |  | Note |  |  | Note
Total to Collection SAR
ITEM | DESCRIPTION | CESMM4 REF. | UNIT | QTY. | RATE | AMOUNT
BILL NO. 1 - GENERAL ITEMS (Cont'd…)
Contractual Requirements (Cont'd…)
A | The Contractor shall provide detailed breakdown of all priced items of Bill No 00, Preliminaries and General Requirements. This breakdown of the items shall be in a format, which clearly identifies any "Mobilization & Establishment", "Operation & Maintenance" and "Demobilization & Removal Off Site" Elements of the costs all to the satisfaction and approval of the Employer. |  | Note |  |  | Note
B | If requested, the Contractor agrees to provide the Employer with further and full detailed costs calculations and breakdown of various Preliminaries Items into Labour, Plant/Equipment, Materials, Overheads & Profit and other allowances. |  | Note |  |  | Note
C | The Contractor shall note that the Preliminaries and General Requirements Section of the Bills of Quantities/Pricing Document shall be administered strictly in accordance with the Conditions of the Contract. Any obligations stated herein, which, in the opinion of the Employer or his representative, are not performed, either in full or in part, shall be the subject of an instruction given by the Employer or his representative in accordance with the Conditions of Contract. The valuation of such variation(s) shall be determined in accordance with the Conditions of Contract. |  | Note |  |  | Note
D | The Contractor shall note that his unit rates and prices shall ensure protection of all his Scope of Works from construction works in the vicinity of the Site. |  | Note |  |  | Note
E | The Contractor shall note that site levelling and formation will be performed by others. The Contractor to accept the site levels in existing conditions and allow in his unit rates and prices for receiving the site in such conditions. |  | Note |  |  | Note
F | The Contractor shall only price the relevant items in the General Requirements section in accordance with the Employer's Requirements |  | Note |  |  | Note
1. General
2. Contractor Scope & Responsibility
3. Scope of Works
4. Systems of Documentation
5. Schedule of Progress
6. Site Establishment & Support
7. Materials and Workmanship
8. Quality Requirements
9. Health & Safety Management
10. Environment Sustainability
11. Facility Operation
12. Training Requirements
13. Completion & Taking Over
Total to Collection SAR
ITEM | DESCRIPTION | CESMM4 REF. | UNIT | QTY. | RATE | AMOUNT
BILL NO. 1 - GENERAL ITEMS (Cont'd…)
Bonds, Warranties and Insurances in accordance with Employer's Requirements
A | Bonds | A110.1 | Item | 1 |  | 4519678.333
B | Warranties | A110.2 | Item | 1 |  | 0
C | Insurances - e.g. Insurance of the Works, Third Party Liability, Workmen's Compensation, Professional Indemnity, Definitions and Interpretation, Engineer and Engineer's Representative, Assignment and Subletting etc. (CAR and Third-party Policy by the Employer) | A120 | Item | 1 |  | 0
Permits and Authorities' Approvals, Requirements and Regulations - all necessary payments, compliance and collections
D | Permits and Approvals | A90 | Item | 1 |  | 0
Contractor Site Management and Administration
E | Mobilization & Site Establishment | A391.1 | Item | 1 |  | 0
F | Operation & Maintenance during Execution of Works as deemed necessary | A391.2 | Month | 10 |  | 0
G | De-mobilization and Removal Off-Site | A391.3 | Item | 1 |  | 0
Transport of Staff and Workers
H | Mobilization & Site Establishment | A326.1 | Item | 1 |  | 0
J | Operation & Maintenance during Execution of Works as deemed necessary | A326.2 | Months | 10 |  | 0
K | De-mobilization and Removal Off-Site | A326.3 | Item | 1 |  | 0
Protection of the Works
L | Mobilization & Site Establishment | A279.1 | Item | 1 |  | 0
M | Operation & Maintenance during Execution of Works as deemed necessary | A279.2 | Months | 10 |  | 0
N | De-mobilization and Removal Off-Site | A279.3 | Item | 1 |  | 0
Labour and Staff
P | Mobilization & Site Establishment | A371*.1 | Item | 1 |  | 0
Q | Operation & Maintenance during Execution of Works as deemed necessary | A371*.2 | Months | 10 |  | 0
R | De-mobilization and Removal Off-Site | A371*.3 | Item | 1 |  | 0
Health and Safety and Housekeeping
S | Mobilization & Site Establishment | A279.1 | Item | 1 |  | 0
T | Operation & Maintenance during Execution of Works as deemed necessary | A279.2 | Months | 10 |  | 0
U | De-mobilization and Removal Off-Site | A279.3 | Item | 1 |  | 0
Site Security, Fencing, Hoarding and Access Control for Contractor's Facilities Only
V | Mobilization & Site Establishment | A323.1 | Item | 1 |  | 0
W | Operation & Maintenance during Execution of Works as deemed necessary | A323.2 | Months | 10 |  | 0
X | De-mobilization and Removal Off-Site | A323.3 | Item | 1 |  | 0
Total to Collection SAR | [5 empty] | 4519678.333
ITEM | DESCRIPTION | CESMM4 REF. | UNIT | QTY. | RATE | AMOUNT
BILL NO. 1 - GENERAL ITEMS (Cont'd…)
Site Offices, Storage and Other Facilities at Main Site Compound for Contractor Facilities Only
A | Mobilization & Site Establishment | A311* | Item | 1
B | Operation & Maintenance during Execution of Works as deemed necessary | A311* | Months | 10 |  | 0
C | De-mobilization and Removal Off-Site | A311* | Item | 1
0
Plant, Tools and Equipment
D | Mobilization & Site Establishment | A331*.1 | Item | 1 |  | 0
E | Operation & Maintenance during Execution of Works as deemed necessary | A331*.2 | Months | 10 |  | 0
F | De-mobilization and Removal Off-Site | A331*.3 | Item | 1 |  | 0
Daily, Weekly & Monthly Site Records, Photographs and Monthly Progress Reports
G | Mobilization & Site Establishment | A229.1 | Item | 1 |  | 0
H | Operation & Maintenance during Execution of Works as deemed necessary | A229.2 | Months | 10 |  | 0
J | De-mobilization and Removal Off-Site | A229.3 | Item | 1 |  | 0
Temporary Utilities for the Works
K | Mobilization & Site Establishment | A279.1 | Item | 1 |  | 0
L | Operation & Maintenance during Execution of Works as deemed necessary | A279.2 | Months | 10 |  | 0
M | De-mobilization and Removal Off-Site | A279.3 | Item | 1 |  | 0
Traffic Diversion and Management
N | Allow for all temporary diversion of vehicular and pedestrian traffic | A271.1* | Item | 1 |  | 0
P | Establishment & removal of access roads | A273.1* | Item | 1 |  | 0
Q | Maintenance of access roads | A273.2* | Months | 10 |  | 0
R | Traffic management, safety and control as per specification | A272* | Item | 1 |  | 0
Environmental Safety, Protection & Management Plan
S | The Contractor shall employ an approved NCEC environmental consultant for monitoring and reporting ready to start at commencement of works. The Contractor's environmental sub-consultant shall identify environmental monitoring, management, inspections and reporting requirements and periodic environmental audit requirements in accordance with the requirements of NCEC, ESIA, and CESMP. Refer to Scope of Works Rev. 01 Item 3.2.8 | A190.1 | Item | 1 |  | 0
T | Mobilization & Site Establishment | A190.2 | Item | 1 |  | 0
U | Operation & Maintenance during Execution of Works as deemed necessary | A190.3 | Months | 10 |  | 0
V | De-mobilization and Removal Off-Site | A190.4 | Item | 1 |  | 0
Project Signage and Sign Boards (if Required)
W | Mobilization & Site Establishment | A279.4 | Item | 1 |  | 0
X | Operation & Maintenance during Execution of Works as deemed necessary | A279.5 | Months | 10 |  | 0
Y | De-mobilization and Removal Off-Site | A279.6 | Item | 1 |  | 0
Total to Collection SAR | [5 empty] | 0
ITEM | DESCRIPTION | CESMM4 REF. | UNIT | QTY. | RATE | AMOUNT
BILL NO. 1 - GENERAL ITEMS (Cont'd…)
Equipment for use by the Employer’s, PMC’s and Engineer’s staff's staff
A | Establishment of surveying equipment - Provision of 1 No. set of GPS, Total Station and Level for Engineer use | A233.1 | sum | 1 |  | 0
B | Maintenance of surveying equipment | A233.2 | Months | 10 |  | 0
C | Removal of surveying equipment | A233.3 | sum | 1 |  | 0
0
Engineering, BIM, Material Submittals, Shop Drawings, As-Builts, Product Data and Samples
D | Mobilization & Site Establishment | A190.1 | Item | 1 |  | 0
E | Operation & Maintenance during Execution of Works as deemed necessary | A190.2 | Months | 10 |  | 0
F | De-mobilization and Removal Off-Site | A190.3 | Item | 1 |  | 0
Testing of materials and Works; as directed and approved by the Engineer, to be carried out with Specialist Laboratories as required by relevant specifications
G | All testing in accordance with the Employer Requirements, local and international standards and requirements. | A250.1 | Item | 1 |  | 0
H | Allow for any other testing, trials, and samples required as per specification, not listed above (the Tender shall separately list and price below any other clause considered to have a monetary value) | A250.2 | Item | 1 |  | 0
Completion & Post Completion Requirements
J | The contractor is to carry out the testing & commissioning of services & systems associated with their Works | A250.3 | Item | 1 |  | 0
K | Operation and Maintenance Manuals | A250.4 | Item | 1 |  | 0
L | Attic Stock as specified | A250.5 | Item | 1 |  | 0
M | Hand Over Documents, Manuals and the likes | A250.6 | Item | 1 |  | 0
N | Manufacturers and Product Warranties | A250.7 | Item | 1 |  | 0
ACCOMMODATION & WELFARE
Staff & Workers Accommodation
A | The Contractor shall be responsible to arrange for their own accommodation, food, and laundry services for workmen and staff | A31* | Months | 10 |  | 2060273.9383
Worker Transportation
A | The Contractor shall be responsible to arrange for their own staff and worker transportation | A326.5 | Months | 10 |  | 0
2060273.9383
ITEM | DESCRIPTION | CESMM4 REF. | UNIT | QTY. | RATE | AMOUNT
BILL NO. 1 - GENERAL ITEMS (Cont'd…)
Other Items
Any items that may not be covered elsewhere in the
Bill of Quantities which the tenderer deemed to be
necessary in order to carry out the works in full
compliance with the Drawings, Specifications and any
other items necessary to from a complete installation,
must be itemized and priced below. The tenderer may
provide additional sheets for this purpose if necessary.
A | ______________________________________
B | ______________________________________
C | ______________________________________
Total to Collection SAR | [5 empty] | 0
ITEM | DESCRIPTION |  |  |  |  | AMOUNT
BILL NO. 1 - GENERAL ITEMS
Collection
| Page d/1/1 |  |  |  |  | 0
| Page d/1/2 |  |  |  |  | 0
| Page d/1/3 |  |  |  |  | 4519678.333
| Page d/1/4 |  |  |  |  | 0
| Page d/1/5 |  |  |  |  | 2060273.9383
| Page d/1/6 |  |  |  |  | 0
Total Carried to Grand Summary SAR | [5 empty] | 6579952.2712

## 3
Item | Description | Qty | Unit | Rate | Amount | Bill | Page item
S.R
| 03 - CONCRETE |  |  |  |  | B1/03/01
B1/03/01
| 033000 - CAST IN PLACE CONCRETE |  |  |  |  | B1/03/01
B1/03/01
| Cast in place concrete with 14 mpa compressive strength(cylinder); ordinary portland cement; plain |  |  |  |  | B1/03/01
B1/03/01
A | Isolated foundations | 66 | m³ | 582.61 | 38452.26 | B1/03/01 | B1/03/01-A
B1/03/01
B | Strip foundations | 52 | m³ | 582.61 | 30295.72 | B1/03/01 | B1/03/01-B
B1/03/01
C | Raft foundations | 3 | m³ | 582.61 | 1747.83 | B1/03/01 | B1/03/01-C
B1/03/01
D | Ground beams | 11 | m³ | 582.61 | 6408.71 | B1/03/01 | B1/03/01-D
B1/03/01
E | Beds, Slab on grade | 253 | m³ | 582.61 | 147400.33 | B1/03/01 | B1/03/01-E
B1/03/01
| Cast in place concrete with 40 mpa compressive strength(cylinder); ordinary portland cement; reinforced |  |  |  |  | B1/03/01
B1/03/01
F | Isolated foundations | 232 | m³ | 840.67 | 195035.44 | B1/03/01 | B1/03/01-F
B1/03/01
G | Strip foundations | 232 | m³ | 840.67 | 195035.44 | B1/03/01 | B1/03/01-G
B1/03/01
H | Raft foundations | 8 | m³ | 776.53 | 6212.24 | B1/03/01 | B1/03/01-H
B1/03/01
J | Machine bases | 20 | m³ | 1080.94 | 21618.8 | B1/03/01 | B1/03/01-J
B1/03/01
K | Ground beams | 68 | m³ | 1725.2 | 117313.6 | B1/03/01 | B1/03/01-K
B1/03/01
L | Beds, Slab on grade | 772 | m³ | 920.81 | 710865.32 | B1/03/01 | B1/03/01-L
B1/03/01
M | Slabs | 147 | m³ | 1221.56 | 179569.32 | B1/03/01 | B1/03/01-M
B1/03/01
N | Attached drop beams (drop part below slab only) | 33 | m³ | 1221.56 | 40311.48 | B1/03/01 | B1/03/01-N
B1/03/01
| Cast in place concrete with 40 mpa compressive strength(cylinder); ordinary portland cement; reinforced |  |  |  |  | B1/03/02
B1/03/02
B | Columns | 71 | m³ | 1587.82 | 112735.22 | B1/03/02 | B1/03/02-B
B1/03/02
C | Pedestals | 98 | m³ | 1080.94 | 105932.12 | B1/03/02 | B1/03/02-C
B1/03/02
D | Walls | 116 | m³ | 1587.82 | 184187.12 | B1/03/02 | B1/03/02-D
B1/03/02
E | Upstands | 20 | m³ | 1080.94 | 21618.8 | B1/03/02 | B1/03/02-E
B1/03/02
F | Trenches and pits (including walls and base slab) | 60 | m³ | 2120.74 | 127244.4 | B1/03/02 | B1/03/02-F
B1/03/02
G | Basement Walls | 16 | m³ | 1587.82 | 25405.12 | B1/03/02 | B1/03/02-G
B1/03/02
| Steel reinforcement |  |  |  |  | B1/03/02
B1/03/02
H | High yield steel; 500 mpa specified yield strength | 199 | T | 5432.68 | 1081103.32 | B1/03/02 | B1/03/02-H
B1/03/02
| 035440 - CEMENT-BASED SCREED |  |  |  |  | B1/03/03
B1/03/03
| Cement-sand screed; laid to falls, finished to receive sheet membrane; to |  |  |  |  | B1/03/03
B1/03/03
A | Roofs; 50 min. thick | 263 | m² | 66.31 | 17439.53 | B1/03/03 | B1/03/03-A
B1/03/03
B | Triangular fillet; 50 x 50 | 135 | m | 10.42 | 1406.7 | B1/03/03 | B1/03/03-B
B1/03/03
| Cement-sand screed; trowelled smooth, finished to receive flexible finish; to |  |  |  | 0 | B1/03/03
B1/03/03
C | Floors; 100 thick | 3650 | m² | 111.89 | 408398.5 | B1/03/03 | B1/03/03-C
B1/03/03
B1/03/03
B1/03/03
B1/03/03
B1/03/03
B1/03/03
B1/03/03
B1/03/03
[5 empty] | 0 | B1/03/03
B1/03/03
[5 empty] | 0 | B1/03/03
B1/03/03
B1/03/03
| 03 - CONCRETE |  |  |  |  | B1/03/03
| To Summary |  |  | S.R | 3775737.32 | B1/03/03
B1/03/03

## 4
Item | Description | Qty | Unit | Rate | Amount | Bill | Page item
S.R
| 04 - MASONRY |  |  |  |  | B1/04/01
B1/04/01
| 042000 - UNIT MASONRY |  |  |  |  | B1/04/01
B1/04/01
| Concrete hollow blocks; ordinary Portland cement; including fire rating treatment where required; bedding mortar; reinforcement; cast in situ reinforced concrete horizontal and lateral support; fixing; jointing; pointing; lintels; sills; acoustical performance; all accessories and fittings; complete; as specified and as shown on drawings; to |  |  |  |  | B1/04/01
B1/04/01
A | Walls; 100 thick | 19 | m² | 170.8 | 3245.2 | B1/04/01 | B1/04/01-A
B1/04/01
B | Walls; 150 thick | 31 | m² | 193.45 | 5996.95 | B1/04/01 | B1/04/01-B
B1/04/01
C | Walls; 200 thick | 1633 | m² | 213.89 | 349282.37 | B1/04/01 | B1/04/01-C
B1/04/01
B1/04/01
B1/04/01
B1/04/01
B1/04/01
B1/04/01
B1/04/01
B1/04/01
B1/04/01
B1/04/01
| 04 - MASONRY |  |  |  |  | B1/04/01
| To Summary |  |  | S.R | 358524.52 | B1/04/01
B1/04/01

## 5
Item | Description | Qty | Unit | Rate | Amount | Bill | Page item | Remarks
S.R
| 05 - METALS |  |  |  |  | B1/05/01
B1/05/01
| 051200 - STRUCTURAL STEEL FRAMING |  |  |  |  | B1/05/01
B1/05/01
| All works shall be completed in all respect as per specifications, method of measurement, drawings or as directed by the Contractor Engineer. |  |  |  |  | B1/05/01
B1/05/01
A | High Strength Steel | 480 | Ton | 20705 | 9938400 | B1/05/01 | B1/05/01-A | 0
[6 empty] | B1/05/01 |  | 0
[6 empty] | B1/05/01 |  | 0
| Fabricate, Supply, Transport and Erect in position structural steel work and framing including steel columns, steel beams, truss, purlins, girts including connections design, shop drawings, all bolts, nuts, washers, plates, base plates, stiffening plates, gusset plates, holding down of anchor bolts, shear connectors, angle sections, cleats, bracing, etc. including grouting, cutting, welding, threading, fixing and corrosion protection paint system, fire protection applied to steel works to ensure fire rating endurance as specificed in FLS report and structural steel general notes and ensure specified life to first major maintenance. Allowance for steel-to-steel connections, caps, plates,embeded plates and bases, fittings, weight of welds, bolts, nuts, washers, shear studs, rivets and weight of protective coatings, etc. are considered as a percentage of total steel tonnage (max of 20 % is envisaged). This shall include the analysis, design and detailing of all steelwork joints and connections and the design of all cold-formed sections (purlins and girts) during the development of Contractor's (and sub-contractors') steelwork shop drawings. |  |  |  |  | B1/05/01 |  | 0
[6 empty] | B1/05/01 |  | 0
[6 empty] | B1/05/01 |  | 0
[6 empty] | B1/05/01 |  | 0
[6 empty] | B1/05/01 |  | 0
[6 empty] | B1/05/02 |  | 0
| 053100 – STEEL DECKING |  |  |  |  | B1/05/02 |  | 0
[6 empty] | B1/05/02 |  | 0
| All works shall be completed in all respect as per specifications, method of measurement, drawings or as directed by the Contractor Engineer. |  |  |  |  | B1/05/02 |  | 0
[6 empty] | B1/05/02 |  | 0
A | Reinforced concrete slab on top of corrugated sheet with accessories (minimum concrete compressive strength is 30 Mpa) | 550 | m2 | 246.07 | 135338.5 | B1/05/02 | B1/05/02-A | 0
[6 empty] | B1/05/02 |  | 0
| 055000 - METAL FABRICATIONS |  |  |  |  | B1/05/02 |  | 0
[6 empty] | B1/05/02 |  | 0
| Ladders; galvanized steel; including brackets; all accessories and paint, fittings and fixing; complete; as specified and as shown on drawings; to |  |  |  |  | B1/05/02 |  | 0
[6 empty] | B1/05/02 |  | 0
B | Ladders | 1 | Item | 7125 | 7125 | B1/05/02 | B1/05/02-B | we assumed provisional quantities 5LM
[6 empty] | B1/05/02 |  | 0
| Trench cover; galvanized steel; including continuous angle frame set in concrete, continuous edge strip welded to steel angle, neoprene strips, paint, fittings and fixings; complete; as specified and shown on Drawings. |  |  |  | 0 | B1/05/02 |  | 0
[6 empty] | B1/05/02 |  | 0
C | Channel cover | 1 | Item | 3066 | 3066 | B1/05/02 | B1/05/02-C | we assumed provisional quantities 2.55m2
[6 empty] | B1/05/02 |  | 0
| Safety barriers; fabricated from impact core pipe, galvanized steel base plate; including finishing, fittings and fixings; complete; as specified and shown on Drawings |  |  |  | 0 | B1/05/02 |  | 0
[6 empty] | B1/05/02 |  | 0
D | Safety barriers | 1 | Item | 13500 | 13500 | B1/05/02 | B1/05/02-D | We assumed Provisional quantity 10nos
[6 empty] | B1/05/02 |  | 0
| Pipe bollards; fabricated from steel pipe, stainless steel plate cap and base plate; including expansion anchors, fittings and fixings; complete; as specified and shown on Drawings |  |  |  | 0 | B1/05/03 |  | 0
[6 empty] | B1/05/03 |  | 0
A | Pipe bollards | 1 | Item | 15000 | 15000 | B1/05/03 | B1/05/03-A | We assumed Provisional quantity 10nos
[6 empty] | B1/05/03 |  | 0
| Roof access hatch covers; comprising steel angle frame, cover; including pull handles, paint, fittings and fixings; complete; as specified and shown on Drawings |  |  |  | 0 | B1/05/03 |  | 0
[6 empty] | B1/05/03 |  | 0
B | Hatch covers | 1 | Item | 6075 | 6075 | B1/05/03 | B1/05/03-B | we assumed provisional quantities 2.43m2
[6 empty] | B1/05/03 |  | 0
| 055300 - METAL GRATINGS |  |  |  |  | B1/05/03 |  | 0
[6 empty] | B1/05/03 |  | 0
| Galvanized steel gratings; comprising bearing steel bars, cross bars; including steel angle frame set in concrete, neoprene strip, fittings and fixings; complete; as specified and shown on Drawings |  |  |  |  | B1/05/03 |  | 0
[6 empty] | B1/05/03 |  | 0
C | Channel grating | 1 | Item | 9600 | 9600 | B1/05/03 | B1/05/03-C | we assumed provisional quantities 8m2
[5 empty] | 0 | B1/05/03 |  | 0
| 055213 - PIPE AND TUBE RAILINGS |  |  |  |  | B1/05/03 |  | 0
[6 empty] | B1/05/03 |  | 0
| Balustrades and handrails; constructed from tubular galvanized steel, finished to receive paint; comprising top rail, intermediate rails and posts; including paint, bolts, cover plate, fittings and fixings; complete; as specified and shown on Drawings |  |  |  | 0 | B1/05/03 |  | 0
[6 empty] | B1/05/03 |  | 0
D | Floor mounted | 1 | Item | 117385 | 117385 | B1/05/03 | B1/05/03-D | we assumed provisional quantities 85LM
[6 empty] | B1/05/03 |  | 0
| Handrail; constructed from stainless steel tubular section handrail, brackets; including cover plate, fittings and fixings; complete; as specified and shown on Drawings |  |  |  |  | B1/05/04 |  | 0
[6 empty] | B1/05/04 |  | 0
A | Wall mounted | 1 | Item | 0 | NA | B1/05/04 | B1/05/04-A | we assumed provisional quantities 56LM
[6 empty] | B1/05/04 |  | 0
[6 empty] | B1/05/04 |  | 0
[6 empty] | B1/05/04 |  | 0
[6 empty] | B1/05/04 |  | 0
B1/05/04
B1/05/04
B1/05/04
B1/05/04
B1/05/04
B1/05/04
B1/05/04
| 05 - METALS |  |  |  |  | B1/05/04
| To Summary |  |  | S.R | 10245489.5 | B1/05/04
B1/05/04

## 6
Item | Description | Qty | Unit | Rate | Amount | Bill | Page item
S.R
| 06- WOOD AND PLASTICS |  |  |  |  | B1/06/01
B1/06/01
| 064116 - PLASTIC-LAMINATE-FACED ARCHITECTURAL CABINETS |  |  |  |  | B1/06/01
B1/06/01
| Shoe rack cabinet;; MDF construction faced on all exposed surfaces with plastic laminate carcass, shelves, dividers; including softwood blocking, fittings and fixings; complete; as specified and shown on Drawings |  |  |  |  | B1/06/01
B1/06/01
A | Shoe rack cabinet | 1 | Item | 17131.5 | 17131.5 | B1/06/01 | B1/06/01-A
B1/06/01
| 064219 - PLASTIC-LAMINATED-FACED WOOD PANELING |  |  |  |  | B1/06/01
B1/06/01
| Wood panelling; comprising 19 thick plywood, A/C grade with two coats of fire-retardant paint; including anchorage to walls; countersunk screw heads; fittings and fixings; complete; as specified and shown on Drawings |  |  |  |  | B1/06/01
B1/06/01
B | Lining to walls | 117 | m² | 1143.9 | 133836.3 | B1/06/01 | B1/06/01-B
B1/06/01
| 064400 - ORNAMENTAL WOODWORK |  |  |  |  | B1/06/01
B1/06/01
| Decorative wood mihrab; comprising MFD construction finished to receive paint; including paint, frame, softwood blocking, fittings and fixings; complete; as specified and shown on Drawings |  |  |  |  | B1/06/01
B1/06/01
C | Mihrab | 2 | Nr | 8902.5 | 17805 | B1/06/01 | B1/06/01-C
B1/06/01
| 066200 - CAST PLASTIC (GRP) FABRICATIONS |  |  |  |  | B1/06/02
B1/06/02
| GRP access ladder; Fiberglass-composite ladder; made of pultured tubing comprising flat strings and bar rungs coated with abrasive materials for slip resistance; including softwood stiffener, stainless steel expansion bolts, fittings and fixings; complete; as specified and as shown on Drawings |  |  |  |  | B1/06/02
B1/06/02
A | GRP access ladder | 1 | Item | 6250 | 6250 | B1/06/02 | B1/06/02-A
B1/06/02
B1/06/02
B1/06/02
B1/06/02
B1/06/02
B1/06/02
B1/06/02
B1/06/02
B1/06/02
B1/06/02
| 06- WOOD AND PLASTICS |  |  |  |  | B1/06/02
| To Summary |  |  | S.R | 175022.8 | B1/06/02
B1/06/02

## 7
Item | Description | Qty | Unit | Rate | Amount | Bill | Page item
S.R
| 07 - THERMAL AND MOISTURE PROTECTION |  |  |  |  | B1/07/01
B1/07/01
| 071113 - BITUMINOUS DAMP-PROOFING |  |  |  |  | B1/07/01
B1/07/01
| Bituminous damp-proofing coating, applied to reinforced 'concrete surfaces in direct contact with soil not receiving water proofing membrane ,including appropriate protection system, for the following: |  |  |  |  | B1/07/01 | B1/07/01-
A | Ground beams, | 536 | m² | 28 | 15008 | B1/07/01 | B1/07/01-A
B1/07/01
B | Edges of beds | 307 | m² | 28 | 8596 | B1/07/01 | B1/07/01-B
B1/07/01
C | Thickenings of beds | 150 | m² | 28 | 4200 | B1/07/01 | B1/07/01-C
B1/07/01
| 071326 - SELF-ADHERING SHEET WATERPROOFING |  |  |  |  | B1/07/01
B1/07/01
| Waterproofing sheet, applied to reinforced concrete surfaces in direct contact with soil including appropriate protection system, for the following: |  |  |  |  | B1/07/01
B1/07/01
D | Foundations ( bottom, sides & top) | 1346 | m² | 99.78 | 134303.88 | B1/07/01 | B1/07/01-D
B1/07/01
E | Columns necks, Pedestals | 678 | m² | 101.25 | 68647.5 | B1/07/01 | B1/07/01-E
B1/07/01
F | Walls necks, | 971 | m² | 101.25 | 98313.75 | B1/07/01 | B1/07/01-F
B1/07/01
| 071416 - COLD FLUID-APPLIED WATERPROOFING |  |  |  |  | B1/07/02
B1/07/02
| Cold fluid applied waterproofing membrane; single component modified polyurethane, seamless, joint- free, water and weather tight elastomeric membrane; complete; as specified and shown on drawings; to and shown on drawings; to |  |  |  |  | B1/07/02
B1/07/02
A | Floors and upstands in wet areas | 78 | m² | 61.86 | 4825.08 | B1/07/02 | B1/07/02-A
B1/07/02
| 071616 - CRYSTALLINE WATER PROOFING |  |  |  |  | B1/07/02
B1/07/02
| Chemical waterproof coating applied to internal surfaces of water retaining structures such as; |  |  |  |  | B1/07/02
B1/07/02
B | Internal surface of slabs and walls of underground water tanks | 97 | m² | 62.69 | 6080.93 | B1/07/02 | B1/07/02-B
B1/07/02
| 072100 - THERMAL INSULATION |  |  |  |  | B1/07/02
B1/07/02
| Rigid extruded polystyrene insulation boards; loose laid; including fittings and fixings; complete; as specified and shown on Drawings; to |  |  |  |  | B1/07/02
B1/07/02
C | Roofs; 150 thick | 263 | m² | 208.34 | 54793.42 | B1/07/02 | B1/07/02-C
B1/07/02
| 074113.16 - STANDING-SEAM METAL ROOF PANELS |  |  |  |  | B1/07/03
B1/07/03
| Standing seam aluminium roof system, factory formed and field assembled, high performance coating finish; including rockwool thermal insulation, structural deck, vapour barrier, secondary steel structure, purlins, halter clip, gutter, fittings and fixings; complete; as specified and shown on Drawings. |  |  |  |  | B1/07/03
B1/07/03
A | Roofing system | 4306 | m² | 840.25 | 3618116.5 | B1/07/03 | B1/07/03-A
B1/07/03
B | Vertical standing seam to walls | 830 | m² | 840.25 | 697407.5 | B1/07/03 | B1/07/03-B
B1/07/03
| 074213.19 - INSULATED METAL WALL PANELS |  |  |  |  | B1/07/03
B1/07/03
| Insulated metal panel cladding system; factory formed, high performance coating finish; including secondary steel supports, aluminium mullion, flashings, trims, brackets, rockwool thermal insulation and gypsum board panels where required; all accessories; fixing and finishing; complete; as specified and as shown on Drawings. |  |  |  |  | B1/07/03
B1/07/03
C | Walls | 1842 | m² | 573.25 | 1055926.5 | B1/07/03 | B1/07/03-C
B1/07/03
| 075323 - ETHYLENE-PROPYLENE-DIENE-MONOMER (EPDM) ROOFING |  |  |  | 0 | B1/07/03
B1/07/03
| EPDM waterproofing membrane; flexible sheet; fully adhered on trowelled smooth surfaces; including fixing; as specified and as shown on drawings; to |  |  |  | 0 | B1/07/03
B1/07/03
D | Roofs | 263 | m² | 143.94 | 37856.22 | B1/07/03 | B1/07/03-D
B1/07/03
E | Upstands | 61 | m² | 143.94 | 8780.34 | B1/07/03 | B1/07/03-E
B1/07/03
| Geotextile sheet; as specified and as shown on drawings; to |  |  |  |  | B1/07/04
B1/07/04
A | Roofs | 263 | m² | 16.84 | 4428.92 | B1/07/04 | B1/07/04-A
B1/07/04
| Concrete roof tiles and fittings; precast, hydraulically pressed concrete tiles, loose laid on paving support; complete; as specified and shown on drawings; to |  |  |  |  | B1/07/04
B1/07/04
B | Roofs; 500 x 500 x 50 thick | 263 | m² | 135.57 | 35654.91 | B1/07/04 | B1/07/04-B
B1/07/04
| Elastomeric coating; U.V. protection to waterproof membrane; to |  |  |  |  | B1/07/04
B1/07/04
C | Roofs | 10 | m² | 54 | 540 | B1/07/04 | B1/07/04-C
B1/07/04
| 076200 - SHEET METAL FLASHING AND TRIM |  |  |  |  | B1/07/04
B1/07/04
| Accessories; aluminium alloy; complete; as specified and shown on Drawings |  |  |  |  | B1/07/04
B1/07/04
D | Aluminium pressure plate 30 x 4 thick; including sealant, backing cord and fixings | 135 | m | 27.5 | 3712.5 | B1/07/04 | B1/07/04-D
B1/07/04
B1/07/04
B1/07/04
B1/07/04
B1/07/04
B1/07/04
B1/07/04
B1/07/04
B1/07/04
B1/07/04
B1/07/04
B1/07/04
B1/07/04
B1/07/04
| 07 THERMAL AND MOISTURE PROTECTION |  |  |  |  | B1/07/04
| To Summary |  |  | S.R | 5857191.95 | B1/07/04
B1/07/04

## 8
Item | Description | Qty | Unit | Rate | Amount | Bill | Page item | Remarks
S.R
| 08 - OPENINGS |  |  |  |  | B1/08/01
B1/08/01
| 081113 - HOLLOW METAL DOORS AND FRAMES |  |  |  |  | B1/08/01
B1/08/01
| Flush steel doors; constructed from steel section frame, infill with non combustible thermal and acoustic insulating material where required, galvanized steel sheet both skins, factory primed for painting; including frames, architraves, paint, hardware set, fittings and fixings; complete; as specified and as per door schedule |  |  |  |  | B1/08/01
B1/08/01
A | Size 700 x 2100 high | 3 | Nr | 3689.7 | 11069.1 | B1/08/01 | B1/08/01-A
B1/08/01
B | Size 900 x 1800 high | 1 | Nr | 4066.2 | 4066.2 | B1/08/01 | B1/08/01-B
B1/08/01
C | Size 900 x 2150 high | 2 | Nr | 4856.85 | 9713.7 | B1/08/01 | B1/08/01-C
B1/08/01
D | Size 900 x 2200 high | 1 | Nr | 4969.8 | 4969.8 | B1/08/01 | B1/08/01-D
B1/08/01
E | Size 900 x 2400 high | 3 | Nr | 5421.6 | 16264.8 | B1/08/01 | B1/08/01-E
B1/08/01
F | Size 1000 x 2200 high | 2 | Nr | 5522 | 11044 | B1/08/01 | B1/08/01-F
B1/08/01
G | Size 1100 x 2400 high | 4 | Nr | 6626.4 | 26505.6 | B1/08/01 | B1/08/01-G
B1/08/01
H | Size 1200 x 2200 high | 1 | Nr | 6626.4 | 6626.4 | B1/08/01 | B1/08/01-H
B1/08/01
J | Size 1200 x 2400 high | 2 | Nr | 7228.8 | 14457.6 | B1/08/01 | B1/08/01-J
B1/08/01
K | Size 1400 x 2400 high | 1 | Nr | 8433.6 | 8433.6 | B1/08/01 | B1/08/01-K
B1/08/01
L | Size 1800 x 2400 high | 3 | Nr | 10843.2 | 32529.6 | B1/08/01 | B1/08/01-L
B1/08/01
M | Size 2000 x 3000 high | 2 | Nr | 15060 | 30120 | B1/08/01 | B1/08/01-M
B1/08/01
N | Size 2400 x 3000 high | 5 | Nr | 18072 | 90360 | B1/08/01 | B1/08/01-N
B1/08/01
| Electrical closets; galvanized steel; steel sheets faced on both sides, polyurethane foam filling core where required, with associated frames and hardware, factory primed for painting; including paint, ironmongery, all necessary fittings and fixings; complete; as specified and shown on Drawings |  |  |  |  | B1/08/02
B1/08/02
A | Electrical closets | 1 | Item | 10000 | 10000 | B1/08/02 | B1/08/02-A | we assumed provisional quantities 10nos
B1/08/02
| Water tank access panel; galvanized steel sheet on both sides; hollow core; including steel angle frame, bracing, ironmongery, paint fittings and fixings; complete; as specified and shown on Drawings |  |  |  |  | B1/08/02
B1/08/02
B | Water tank access panel | 1 | Item | 0 | Incl. | B1/08/02 | B1/08/02-B
B1/08/02
| 081416 - FLUSH WOOD DOORS |  |  |  |  | B1/08/02
B1/08/02
| Flush wood doors; semi-solid core; comprising preservative treated softwood framing and noggings faced both sides with 6 mm plywood glued and pressed to framing and lipped on all edges with hardwood, infill with non combustible thermal and acoustic insulating material where required, finished to receive paint; including frames, architraves, hardware set, paint, fittings and fixings; complete; as specified and as per door schedule |  |  |  |  | B1/08/02
B1/08/02
C | Size 800 x 2200 high | 1 | Nr | 4312 | 4312 | B1/08/02 | B1/08/02-C
B1/08/02
D | Size 900 x 2200 high | 9 | Nr | 4851 | 43659 | B1/08/02 | B1/08/02-D
B1/08/02
E | Size 1105 x 2200 high | 1 | Nr | 5955.95 | 5955.95 | B1/08/02 | B1/08/02-E
B1/08/02
F | Size 1400 x 2700 high | 3 | Nr | 9450 | 28350 | B1/08/02 | B1/08/02-F
B1/08/02
G | Size 1500 x 2100 high | 2 | Nr | 7875 | 15750 | B1/08/02 | B1/08/02-G
B1/08/02
| 083323 - OVERHEAD COILING DOORS |  |  |  |  | B1/08/03
B1/08/03
| Rolling shutters; aluminium with powder coated finish; comprising interlocking slats curtain, guide rails, hood, bottom bar; including ironmongery, weather strips, steel angles, fittings and fixings; complete; as specified and as shown on drawings |  |  |  |  | B1/08/03
B1/08/03
A | To suit opening; size 3200 x 3100 high | 8 | Nr | 26784 | 214272 | B1/08/03 | B1/08/03-A
B1/08/03
B | To suit opening; size 3000 x 4200 high | 8 | Nr | 34020 | 272160 | B1/08/03 | B1/08/03-B
B1/08/03
C | To suit opening; size 4000 x 4500 high | 1 | Nr | 48600 | 48600 | B1/08/03 | B1/08/03-C
B1/08/03
| 089119 - FIXED LOUVERS |  |  |  |  | B1/08/03
B1/08/03
| Aluminium alloy fixed louvers; powder coated finish; comprising blades, frame; including steel structure, supports, fittings and fixings; complete; as specified and as shown on Drawings; to |  |  |  |  | B1/08/03
B1/08/03
D | Louvers | 60 | m² | 1400 | 84000 | B1/08/03 | B1/08/03-D
B1/08/03
E | Penthouse | 57 | m² | 1400 | 79800 | B1/08/03 | B1/08/03-E
B1/08/03
B1/08/03
B1/08/03
B1/08/03
B1/08/03
B1/08/03
B1/08/03
B1/08/03
B1/08/03
| 08 - OPENINGS |  |  |  |  | B1/08/03
| To Summary |  |  | S.R | 1073019.35 | B1/08/03
B1/08/03

## 9
Item | Description | Qty | Unit | Rate | Amount | Bill | Page item
S.R
| 09- FINISHES |  |  |  |  | B1/09/01
B1/09/01
| 092400 - PORTLAND CEMENT PLASTERING |  |  |  |  | B1/09/01
B1/09/01
| Cement-sand plaster; plain finish; to |  |  |  |  | B1/09/01
B1/09/01
A | Walls; 15 thick; internal | 3506 | m² | 89.49 | 313751.94 | B1/09/01 | B1/09/01-A
B1/09/01
B | Walls; 20 thick; external | 975 | m² | 104.88 | 102258 | B1/09/01 | B1/09/01-B
B1/09/01
| 092900 - GYPSUM BOARD |  |  |  |  | B1/09/01
B1/09/01
| Gypsum boards suspended ceilings; finished to receive paint; including acoustical sealants, upstands, suspension system, edge trims, hangers, fittings and fixings; complete; as specified and shown on drawings; to |  |  |  |  | B1/09/01
B1/09/01
C | Ceilings; type IGYP-01 | 82 | m² | 135.06 | 11074.92 | B1/09/01 | B1/09/01-C
B1/09/01
D | Ceilings; type IGYP-02; moisture resistant | 12 | m² | 143.22 | 1718.64 | B1/09/01 | B1/09/01-D
B1/09/01
E | Ceilings; type IGYP-03; moisture resistant | 59 | m² | 143.22 | 8449.98 | B1/09/01 | B1/09/01-E
B1/09/01
| 093000 - TILING |  |  |  |  | B1/09/01
B1/09/01
| Porcelain tiles and fittings; vitrified, with non-slip finish; including cement-sand screed; to |  |  |  |  | B1/09/01
B1/09/01
F | Floors; 900 x 900; type IPT-01 | 44 | m² | 352.34 | 15502.96 | B1/09/01 | B1/09/01-F
B1/09/01
G | Floors; 600 x 600; type IPT-02 | 81 | m² | 283.59 | 22970.79 | B1/09/01 | B1/09/01-G
B1/09/01
H | Floors; terrazzo imitation; 600 x 600; type IPT-03 | 35 | m² | 352.34 | 12331.9 | B1/09/01 | B1/09/01-H
B1/09/01
J | Skirtings; type IPTB-02 | 110 | m | 87.7 | 9647 | B1/09/01 | B1/09/01-J
B1/09/01
| 095133 - ACOUSTICAL METAL PAN CEILINGS |  |  |  |  | B1/09/02
B1/09/02
| Metal panel suspended ceilings; comprising clip-in- micro perforated powder coated aluminium ceiling tiles with fiberglass infill, square edges, flat surface; including concealed suspension system, hangers, angles and edge trims; complete; as specified; to |  |  |  |  | B1/09/02
B1/09/02
A | Ceilings; 600 x 600 mm; type IACT-01 | 35 | m² | 195 | 6825 | B1/09/02 | B1/09/02-A
B1/09/02
| Combination gypsum board and metal panel suspended ceilings; including paint on gypsum, suspension system, hangers, angles and edge trims; complete; as specified and shown on drawings; to |  |  |  |  | B1/09/02
B1/09/02
B | Ceilings; combination of types IGYP-01 and IACT-01 | 17 | m² | 195 | 3315 | B1/09/02 | B1/09/02-B
B1/09/02
| 096816 - SHEET CARPETING |  |  |  |  | B1/09/02
B1/09/02
| Heavy duty best quality carpet wall to wall; including trowelled smooth cement-sand screed; to |  |  |  |  | B1/09/02
B1/09/02
C | Floors; type ICPR-01 | 28 | m² | 583.64 | 16341.92 | B1/09/02 | B1/09/02-C
B1/09/02
D | Floors; type ICPR-02 | 17 | m² | 427.39 | 7265.63 | B1/09/02 | B1/09/02-D
B1/09/02
E | Skirtings; 100 high wood; type IWDB-01 | 144 | m | 100.43 | 14461.92 | B1/09/02 | B1/09/02-E
B1/09/02
| 096900 - ACCESS FLOORING |  |  |  |  | B1/09/03
B1/09/03
| Raised access floors; comprising stainless steel modular panels; including adjustable metal pedestals, accessories fittings and fixings; complete; as specified and shown on drawings |  |  |  |  | B1/09/03
B1/09/03
A | Floors; finished with carpet; type ICPR-03 | 16 | m² | 895.39 | 14326.24 | B1/09/03 | B1/09/03-A
B1/09/03
| 099113 - EXTERIOR PAINTING |  |  |  |  | B1/09/03
B1/09/03
| External acrylic emulsion paint, resin based, water-resistant suitable for repeated washing and scrubbing; to concrete, masonry, render and plaster; to |  |  |  |  | B1/09/03
B1/09/03
B | Walls | 975 | m² | 73 | 71175 | B1/09/03 | B1/09/03-B
B1/09/03
| 099123 - INTERIOR PAINTING |  |  |  |  | B1/09/03
B1/09/03
| Interior acrylic emulsion paint; resin based, water-resistant suitable for repeated washing and scrubbing, to concrete, masonry, render and plaster; to |  |  |  |  | B1/09/03
B1/09/03
C | Walls; type IPNT-01 | 495 | m² | 49 | 24255 | B1/09/03 | B1/09/03-C
B1/09/03
D | Walls; type IPNT-02 | 105 | m² | 49 | 5145 | B1/09/03 | B1/09/03-D
B1/09/03
E | Walls; type IPNT-04 | 369 | m² | 250 | 92250 | B1/09/03 | B1/09/03-E
B1/09/03
F | Walls | 4131 | m² | 49 | 202419 | B1/09/03 | B1/09/03-F
B1/09/03
G | Ceilings | 3818 | m² | 49 | 187082 | B1/09/03 | B1/09/03-G
B1/09/03
| 099600 - HIGH-PERFORMANCE COATINGS |  |  |  |  | B1/09/04
B1/09/04
| Heavy duty epoxy concrete floor sealer; water dispersed, slip resistant, coloured, sealer and dust proofer to trowelled smooth surfaces; to |  |  |  |  | B1/09/04
B1/09/04
A | Floors; type IEP-100 | 3650 | m² | 92 | 335800 | B1/09/04 | B1/09/04-A
B1/09/04
| Polyurethane coating; two component; to trowelled concrete surfaces; to |  |  |  |  | B1/09/04
B1/09/04
B | Floors; walkways and stairs | 295 | m² | 92 | 27140 | B1/09/04 | B1/09/04-B
B1/09/04
B1/09/04
B1/09/04
B1/09/04
B1/09/04
B1/09/04
B1/09/04
B1/09/04
B1/09/04
| 09- FINISHES |  |  |  |  | B1/09/04
| To Summary |  |  | S.R | 1505507.84 | B1/09/04
B1/09/04

## 10
Item | Description | Qty | Unit | Rate | Amount | Bill | Page item | Remarks
S.R
| 10 - SPECIALTIES |  |  |  |  | B1/10/01
B1/10/01
| 101423 - PANEL SIGNAGE |  |  |  |  | B1/10/01
B1/10/01
| Supply and install internal and external signs; comprising identification, directional, label, information signs, logos; including pre-drilled aluminium shim-plates, base plates, suspension system, fittings and fixings; complete; as specified and shown on drawings |  |  |  |  | B1/10/01
B1/10/01
A | Type DR102 | 1 | Nr | 7500 | 7500 | B1/10/01 | B1/10/01-A | Signage Quantity is not appropriate
[6 empty] | B1/10/01 |  | 0
B | Type ID103 | 1 | Nr | 2500 | 2500 | B1/10/01 | B1/10/01-B | Signage Quantity is not appropriate
[6 empty] | B1/10/01 |  | 0
C | Type ID201 | 1 | Nr | 2500 | 2500 | B1/10/01 | B1/10/01-C | Signage Quantity is not appropriate
[6 empty] | B1/10/01 |  | 0
D | Type ID203 | 1 | Nr | 2500 | 2500 | B1/10/01 | B1/10/01-D | Signage Quantity is not appropriate
[6 empty] | B1/10/01 |  | 0
| 102800 - TOILET, BATH, AND LAUNDRY ACCESSORIES |  |  |  |  | B1/10/01 |  | 0
[6 empty] | B1/10/01 |  | 0
| Toilet accessories; including fixing; as specified and as sanitary accessories schedule. |  |  |  |  | B1/10/01 |  | 0
[6 empty] | B1/10/01 |  | 0
E | Toilet accessories (Number of toilets=4) | 1 | item | 20000 | 20000 | B1/10/01 | B1/10/01-E | We consider Provisional rate
[6 empty] | B1/10/01 |  | 0
F | Toilet accessories (ADA toilets=1) | 1 | item | 5000 | 5000 | B1/10/01 | B1/10/01-F | We consider Provisional rate
[6 empty] | B1/10/01 |  | 0
G | Shower accessories (Number of showers=12) | 1 | item | 24000 | 24000 | B1/10/01 | B1/10/01-G | We consider Provisional rate
[6 empty] | B1/10/01 |  | 0
| 10440 - FIRE EXTINGUISHER |  |  |  |  | B1/10/02 |  | 0
[6 empty] | B1/10/02 |  | 0
| Portable Fire Extinguishers including fixing brackets to concrete, block work or metalwork |  |  |  |  | B1/10/02 |  | 0
[6 empty] | B1/10/02 |  | 0
A | Type FE-1 | 7 | Nr | 750 | 5250 | B1/10/02 | B1/10/02-A | 0
[6 empty] | B1/10/02 |  | 0
B | Type FE-2 | 5 | Nr | 875 | 4375 | B1/10/02 | B1/10/02-B | 0
[6 empty] | B1/10/02 |  | 0
[6 empty] | B1/10/02 |  | 0
[6 empty] | B1/10/02 |  | 0
[6 empty] | B1/10/02 |  | 0
[6 empty] | B1/10/02 |  | 0
[6 empty] | B1/10/02 |  | 0
[6 empty] | B1/10/02 |  | 0
[6 empty] | B1/10/02 |  | 0
[6 empty] | B1/10/02 |  | 0
[6 empty] | B1/10/02 |  | 0
[6 empty] | B1/10/02 |  | 0
[6 empty] | B1/10/02 |  | 0
[6 empty] | B1/10/02 |  | 0
[6 empty] | B1/10/02 |  | 0
[6 empty] | B1/10/02 |  | 0
B1/10/02
| 10 - SPECIALTIES |  |  |  |  | B1/10/02
| To Summary |  |  | S.R | 73625 | B1/10/02
B1/10/02

## 11
Item | Description | Qty | Unit | Rate | Amount | Bill | Page item | Remarks
S.R
| 11 - EQUIPMENT |  |  |  |  | B1/11/01
B1/11/01
| 111200 - PARKING CONTROL EQUIPMENT |  |  |  |  | B1/11/01
B1/11/01
| Parking Access Control ; |  |  |  |  | B1/11/01 |  | 0
[6 empty] | B1/11/01 |  | 0
A | Automatic barrier gates; | 4 | Nr | 62500 | 250000 | B1/11/01 | B1/11/01-A | We consider Provisional rate
[6 empty] | B1/11/01 |  | 0
B | Vehicle detector: Loop Detector and Infra Red sensors; | 4 | Nr | 0 | Incl. | B1/11/01 | B1/11/01-B | 0
[6 empty] | B1/11/01 |  | 0
C | Controller; | 4 | Nr | 0 | Incl. | B1/11/01 | B1/11/01-C | 0
[6 empty] | B1/11/01 |  | 0
D | Remote RFID reader; | 4 | Nr | 0 | Incl. | B1/11/01 | B1/11/01-D | 0
[6 empty] | B1/11/01 |  | 0
| Spare Parts, Tools and Instruments; |  |  |  |  | B1/11/01 |  | 0
[6 empty] | B1/11/01 |  | 0
E | Set of spare parts; | 1 | Item | 0 | Incl. | B1/11/01 | B1/11/01-E | 0
[6 empty] | B1/11/01 |  | 0
F | Set of tools and instruments; | 1 | Item | 0 | Incl. | B1/11/01 | B1/11/01-F | 0
[6 empty] | B1/11/01 |  | 0
| 112600 - UNIT KITCHENS |  |  |  |  | B1/11/01 |  | 0
[6 empty] | B1/11/01 |  | 0
| Supply and install the following kitchen appliances; complete; as specified, schedule, and as shown on Drawings. |  |  |  |  | B1/11/01 |  | 0
[6 empty] | B1/11/01 |  | 0
G | Kitchen appliances | 1 | Item | 31625 | 31625 | B1/11/01 | B1/11/01-G | We consider provisional sum
[6 empty] | B1/11/01 |  | 0
| 118230 - WASTE HANDLING EQUIPMENT |  |  |  | 0 | B1/11/01 |  | 0
[6 empty] | B1/11/01 |  | 0
H | Allowance for installation of 240 Liter HDPE wheelie waste bins as specified. | 5 | Nr | 1875 | 9375 | B1/11/01 | B1/11/01-H | 0
[6 empty] | B1/11/01 |  | 0
| 114000 - KITCHEN EQUIPMENT |  |  |  |  | B1/11/02 |  | 0
[6 empty] | B1/11/02 |  | 0
A | Provide Equipment for regeneration kitchen that includes the following equipment and not limited to: upright fridge, Microwave, hot water dispenser, hot beverage dispenser, sink | 1 | Item | 6250000 | 6250000 | B1/11/02 | B1/11/02-A | No details available so We consider provisional sum
[6 empty] | B1/11/02 |  | 0
[6 empty] | B1/11/02 |  | 0
[6 empty] | B1/11/02 |  | 0
[6 empty] | B1/11/02 |  | 0
[6 empty] | B1/11/02 |  | 0
[6 empty] | B1/11/02 |  | 0
[6 empty] | B1/11/02 |  | 0
[6 empty] | B1/11/02 |  | 0
[6 empty] | B1/11/02 |  | 0
[6 empty] | B1/11/02 |  | 0
B1/11/02
B1/11/02
B1/11/02
B1/11/02
| 11 - EQUIPMENT |  |  |  |  | B1/11/02
| To Summary |  |  | S.R | 6541000 | B1/11/02
B1/11/02

## 12
Item | Description | Qty | Unit | Rate | Amount | Bill | Page item | Remarks
S.R
| 12- FURNISHINGS |  |  |  |  | B1/12/01
B1/12/01
| 120000 - FURNITURE |  |  |  |  | B1/12/01
B1/12/01
| Supply and install furniture at location; including all accessories, assembling and fixings; complete; as specified and as per furniture layout, FF&E schedule, and specification |  |  |  |  | B1/12/01
[6 empty] | B1/12/01 |  | 0
A | Furniture | 1 | Item | 100000 | 100000 | B1/12/01 | B1/12/01-A | Consider Provisional sum due to non availabilty of details
[6 empty] | B1/12/01 |  | 0
| 123661 - SIMULATED STONE COUNTERTOPS |  |  |  |  | B1/12/01 |  | 0
[6 empty] | B1/12/01 |  | 0
| Pantry cabinet; comprising solid surface countertop, backsplash, plastic laminate finish to all exposed surface carcass; including drawers, doors, shelves, dividers, skirting, timber support framing and blocking, filler piece, ironmongery, accessories, fittings and fixings; complete; as specified and as shown on Drawings. |  |  |  |  | B1/12/01 |  | 0
[6 empty] | B1/12/01 |  | 0
B | Pantry floor and wall mounted cabinets | 1 | Nr | 70393.86 | 70393.86 | B1/12/01 | B1/12/01-B | We assumed Provisonal rate
[6 empty] | B1/12/01 |  | 0
| Vanity counter; comprising solid surface counter top and fascia; including steel supports, fittings and fixings; complete; as specified and as shown on Drawings. |  |  |  |  | B1/12/01 |  | 0
[6 empty] | B1/12/01 |  | 0
C | Vanity counter | 1 | Item | 11761.2 | 11761.2 | B1/12/01 | B1/12/01-C | We assumed Provisonal rate
[6 empty] | B1/12/01 |  | 0
| Ablution seats; comprising solid surface material; including fixings; complete; as specified and shown on Drawings |  |  |  |  | B1/12/01 |  | 0
[6 empty] | B1/12/01 |  | 0
D | Size 400 x 400 x 400 high | 4 | Nr | 5738 | 22952 | B1/12/01 | B1/12/01-D | 0
[6 empty] | B1/12/01 |  | 0
[6 empty] | B1/12/01 |  | 0
B1/12/01
B1/12/01
B1/12/01
| 12- FURNISHINGS |  |  |  |  | B1/12/01
| To Summary |  |  | S.R | 205107.06 | B1/12/01
B1/12/01

## 21
Item | Description | Qty | Unit | Rate | Amount | Bill | Page item
S.R
| 21 - FIRE SUPPRESSION |  |  |  |  | B1/21/01
B1/21/01
| Sprinklers |  |  |  |  | B1/21/01
|  |  |  | 0 |  | B1/21/01
A | Type SP-1 (UPRIGHT) | 45 | Nr | 47.75 | 2148.75 | B1/21/01 | B1/21/01-A
|  |  |  | 0 |  | B1/21/01
B | Type SP-2 (PENDENT) | 27 | Nr | 63.5 | 1714.5 | B1/21/01 | B1/21/01-B
|  |  |  | 0 |  | B1/21/01
C | Type SP-4 (CMDA) | 305 | Nr | 63.5 | 19367.5 | B1/21/01 | B1/21/01-C
B1/21/01
| Zone Valve assembly |  |  |  |  | B1/21/01
B1/21/01
D | 150 dia | 1 | Nr | 4574.13 | 4574.13 | B1/21/01 | B1/21/01-D
B1/21/01
| Automatic air valves |  |  |  |  | B1/21/01
B1/21/01
E | 20 dia | 1 | Nr | 686 | 686 | B1/21/01 | B1/21/01-E
B1/21/01
| Alarm Check Valve assembly |  |  |  |  | B1/21/01
B1/21/01
F | 150 dia | 1 | Nr | 12896.25 | 12896.25 | B1/21/01 | B1/21/01-F
B1/21/01
| Check Valve |  |  |  |  | B1/21/01
B1/21/01
G | 150 dia | 1 | Nr | 834.63 | 834.63 | B1/21/01 | B1/21/01-G
B1/21/01
| OS&Y Valve |  |  |  |  | B1/21/01
H | 150 dia | 1 | Nr | 1508.38 | 1508.38 | B1/21/01 | B1/21/01-H
B1/21/01
| Fire Department Connection (Siamese Connection) |  |  |  |  | B1/21/01
B1/21/01
J | Type SC-1 | 1 | Nr | 1818.75 | 1818.75 | B1/21/01 | B1/21/01-J
B1/21/01
| Test and Drain Valves |  |  |  |  | B1/21/01
B1/21/01
K | 25 dia | 1 | Nr | 793.63 | 793.63 | B1/21/01 | B1/21/01-K
B1/21/01
| Flushing Connections |  |  |  |  | B1/21/01
B1/21/01
L | 40 dia | 1 | Nr | 671.13 | 671.13 | B1/21/01 | B1/21/01-L
B1/21/01
| Inspector Test Connections |  |  |  |  | B1/21/02
B1/21/02
A | 25 dia | 1 | Nr | 53.5 | 53.5 | B1/21/02 | B1/21/02-A
B1/21/02
| Spare parts as specified |  |  |  |  | B1/21/02
B1/21/02
| Galvanized Steel drain pipes |  |  |  |  | B1/21/02
B1/21/02
B | 32 dia | 33 | m | 55.5 | 1831.5 | B1/21/02 | B1/21/02-B
B1/21/02
| Galvanized steel pipes to ASTM A135, with rolled groove couplings, hangers and supports, accessories and installation |  |  |  |  | B1/21/02
B1/21/02
C | 25 dia | 180 | m | 46.25 | 8325 | B1/21/02 | B1/21/02-C
B1/21/02
D | 32 dia | 150 | m | 55.5 | 8325 | B1/21/02 | B1/21/02-D
B1/21/02
E | 40 dia | 125 | m | 82.13 | 10266.25 | B1/21/02 | B1/21/02-E
B1/21/02
F | 50 dia | 100 | m | 96.5 | 9650 | B1/21/02 | B1/21/02-F
B1/21/02
G | 65 dia | 75 | m | 128.88 | 9666 | B1/21/02 | B1/21/02-G
B1/21/02
H | 80 dia | 62 | m | 176.25 | 10927.5 | B1/21/02 | B1/21/02-H
B1/21/02
J | 100 dia | 210 | m | 244.75 | 51397.5 | B1/21/02 | B1/21/02-J
B1/21/02
K | 150 dia | 150 | m | 408.88 | 61332 | B1/21/02 | B1/21/02-K
B1/21/02
| CLEAN AGENT SYSTEM PROTECTION |  |  |  |  | B1/21/02
B1/21/02
L | Complete Novec 1230 system serving Electrical Room in Ground Floor as specified and shown on design drawings including acting and standby cylinders, valves, Instrumentation, controls and control panel, and all necessary accessories | 1 | Item | 112500 | 112500 | B1/21/02 | B1/21/02-L
B1/21/02
A | Complete Novec 1230 system serving Incoming Service in Ground Floor as specified and shown on design drawings including acting and standby cylinders, valves, Instrumentation, controls and control panel, and all necessary accessories | 1 | Item | 108750 | 108750 | B1/21/03 | B1/21/03-A
B1/21/03
B | Complete Novec 1230 system serving Communication Room in Ground Floor as specified and shown on design drawings including acting and standby cylinders, valves, Instrumentation, controls and control panel, and all necessary accessories | 1 | Item | 93750 | 93750 | B1/21/03 | B1/21/03-B
B1/21/03
C | Complete Novec 1230 system serving Electrical Room in Ground Floor as specified and shown on design drawings including acting and standby cylinders, valves, Instrumentation, controls and control panel, and all necessary accessories | 1 | Item | 136875 | 136875 | B1/21/03 | B1/21/03-C
B1/21/03
D | Complete Novec 1230 system serving Incoming Service in Ground Floor as specified and shown on design drawings including acting and standby cylinders, valves, Instrumentation, controls and control panel, and all necessary accessories | 1 | Item | 108750 | 108750 | B1/21/03 | B1/21/03-D
B1/21/03
B1/21/03
B1/21/03
B1/21/03
B1/21/03
| 21 - FIRE SUPPRESSION |  |  |  |  | B1/21/03
| To Summary |  |  | S.R | 779412.9 | B1/21/03
B1/21/03

## 22
Item | Description | Qty | Unit | Rate | Amount | Bill | Page item
S.R
| 22 - PLUMBING |  |  |  |  | B1/22/01
B1/22/01
| 220523 - GENERAL-DUTY VALVES FOR PLUMBING PIPING |  |  |  |  | B1/22/01
B1/22/01
| METERS AND GAGES FOR PIPING |  |  |  |  | B1/22/01
B1/22/01
A | Allow for pressure gauges, etc. as per specifications and drawings. | 1 | Item | 32525 | 32525 | B1/22/01 | B1/22/01-A
B1/22/01
| Gate valves |  |  |  |  | B1/22/01
B1/22/01
B | 65mm dia | 3 | Nr | 186.25 | 558.75 | B1/22/01 | B1/22/01-B
B1/22/01
| Ball valves |  |  |  |  | B1/22/01
B1/22/01
C | 32mm dia | 13 | Nr | 98.38 | 1278.94 | B1/22/01 | B1/22/01-C
B1/22/01
D | 40mm dia | 2 | Nr | 139.25 | 278.5 | B1/22/01 | B1/22/01-D
B1/22/01
| 220719 - PLUMBING PIPING INSULATION |  |  |  |  | B1/22/01
B1/22/01
| Interior insulation application, domestic hot and recirculated hot water within building running horizontally or in wet areas |  |  |  |  | B1/22/01
B1/22/01
| Pipe, 50mm dia and smaller: 15 mm thick flexible elastomeric |  |  |  | 0 | B1/22/01
B1/22/01
E | 32mm dia | 20 | m | 32 | 640 | B1/22/01 | B1/22/01-E
B1/22/01
F | 40mm dia | 15 | m | 53 | 795 | B1/22/01 | B1/22/01-F
B1/22/01
G | 50mm dia | 10 | m | 55.88 | 558.8 | B1/22/01 | B1/22/01-G
B1/22/01
| Interior insulation application, domestic hot and recirculated hot water within toilets and wet areas |  |  |  |  | B1/22/02
B1/22/02
| Pipe, 50mm dia and smaller: 15 mm thick flexible elastomeric |  |  |  | 0 | B1/22/02
B1/22/02
A | 16mm dia | 50 | m | 17.75 | 887.5 | B1/22/02 | B1/22/02-A
B1/22/02
| Interior insulation application, domestic cold water |  |  |  |  | B1/22/02
B1/22/02
| Pipe, 50mm dia and smaller: 15 mm thick flexible elastomeric |  |  |  | 0 | B1/22/02
B1/22/02
B | 20mm dia | 15 | m | 25.63 | 384.45 | B1/22/02 | B1/22/02-B
B1/22/02
C | 32mm dia | 25 | m | 32 | 800 | B1/22/02 | B1/22/02-C
B1/22/02
D | 40mm dia | 10 | m | 53 | 530 | B1/22/02 | B1/22/02-D
B1/22/02
E | 50mm dia | 15 | m | 55.88 | 838.2 | B1/22/02 | B1/22/02-E
B1/22/02
| Pipe, larger than 50mm dia: 25 mm thick flexible elastomeric |  |  |  | 0 | B1/22/02
B1/22/02
F | 63mm dia | 120 | m | 94.13 | 11295.6 | B1/22/02 | B1/22/02-F
B1/22/02
G | 75mm dia | 20 | m | 90 | 1800 | B1/22/02 | B1/22/02-G
B1/22/02
H | 110mm dia | 10 | m | 116.13 | 1161.3 | B1/22/02 | B1/22/02-H
B1/22/02
| Interior insulation application, domestic cold water within toilets and wet areas |  |  |  |  | B1/22/02
B1/22/02
| Pipe, 50mm dia and smaller: 15 mm thick flexible elastomeric |  |  |  | 0 | B1/22/02
B1/22/02
J | 16mm dia | 70 | m | 17.75 | 1242.5 | B1/22/02 | B1/22/02-J
B1/22/02
K | 32mm dia | 20 | m | 32 | 640 | B1/22/02 | B1/22/02-K
B1/22/02
| Exterior insulation application, domestic water |  |  |  |  | B1/22/03
B1/22/03
| Pipes 25mm dia and smaller, 32 mm thick fiberglass with density of 65 kg/m3 |  |  |  | 0 | B1/22/03
B1/22/03
A | 25mm dia | 15 | m | 40.75 | 611.25 | B1/22/03 | B1/22/03-A
B1/22/03
B | Insulation with jacketing for exposed pipes | 1 | Item | 33800 | 33800 | B1/22/03 | B1/22/03-B
B1/22/03
| 221116 - DOMESTIC WATER PIPING |  |  |  |  | B1/22/03
B1/22/03
| Underground, water distribution piping, HDPE |  |  |  |  | B1/22/03
B1/22/03
C | 40 mm dia | 10 | m | 46.38 | 463.8 | B1/22/03 | B1/22/03-C
B1/22/03
D | 75 mm dia | 10 | m | 80.13 | 801.3 | B1/22/03 | B1/22/03-D
B1/22/03
| Aboveground, Cold water distribution piping, PPR PN-16 |  |  |  |  | B1/22/03
B1/22/03
E | 20 mm dia | 15 | m | 21.25 | 318.75 | B1/22/03 | B1/22/03-E
B1/22/03
F | 32 mm dia | 25 | m | 32.5 | 812.5 | B1/22/03 | B1/22/03-F
B1/22/03
G | 40 mm dia | 10 | m | 41.75 | 417.5 | B1/22/03 | B1/22/03-G
B1/22/03
H | 50 mm dia | 15 | m | 77.13 | 1156.95 | B1/22/03 | B1/22/03-H
B1/22/03
J | 63 mm dia | 120 | m | 94.13 | 11295.6 | B1/22/03 | B1/22/03-J
B1/22/03
K | 75 mm dia | 20 | m | 124.5 | 2490 | B1/22/03 | B1/22/03-K
B1/22/03
L | 110 mm dia | 10 | m | 311.63 | 3116.3 | B1/22/03 | B1/22/03-L
B1/22/03
| Aboveground within toilets/wet areas, Cold water distribution piping, PEX pipe in pipe PN-10 |  |  |  |  | B1/22/03
B1/22/03
M | 16 mm dia | 70 | m | 21.25 | 1487.5 | B1/22/03 | B1/22/03-M
B1/22/03
A | 32 mm dia | 20 | m | 40.5 | 810 | B1/22/04 | B1/22/04-A
B1/22/04
| Aboveground, Hot water distribution piping, PPR pipe PN-20 |  |  |  |  | B1/22/04
B1/22/04
B | 32 mm dia | 20 | m | 32.5 | 650 | B1/22/04 | B1/22/04-B
B1/22/04
C | 40 mm dia | 15 | m | 41.75 | 626.25 | B1/22/04 | B1/22/04-C
B1/22/04
D | 50 mm dia | 10 | m | 77.13 | 771.3 | B1/22/04 | B1/22/04-D
B1/22/04
| Aboveground within toilets/wet areas, Hot water distribution piping, PEX pipe in pipe PN-10 |  |  |  |  | B1/22/04
B1/22/04
E | 16 mm dia | 50 | m | 21.25 | 1062.5 | B1/22/04 | B1/22/04-E
B1/22/04
| 221119 - DOMESTIC WATER PIPING SPECIALTIES |  |  |  |  | B1/22/04
B1/22/04
| Hose bibs |  |  |  |  | B1/22/04
B1/22/04
F | HB-1 | 3 | Nr | 44 | 132 | B1/22/04 | B1/22/04-F
B1/22/04
| Water meter |  |  |  |  | B1/22/04
B1/22/04
G | 40 mm dia | 1 | Nr | 3340.5 | 3340.5 | B1/22/04 | B1/22/04-G
B1/22/04
H | 75 mm dia | 1 | Nr | 10600 | 10600 | B1/22/04 | B1/22/04-H
B1/22/04
J | Water hammer arrestors | 8 | Nr | 1192.25 | 9538 | B1/22/04 | B1/22/04-J
B1/22/04
K | Automatic air vents | 5 | Nr | 26.13 | 130.65 | B1/22/04 | B1/22/04-K
B1/22/04
| Reduced-Pressure-Principle Backflow Preventers (RPZ) |  |  |  |  | B1/22/04
B1/22/04
L | 32 mm dia | 2 | Nr | 77.88 | 155.76 | B1/22/04 | B1/22/04-L
B1/22/04
| 221123.13 - DOMESTIC-WATER PACKAGED BOOSTER PUMPS |  |  |  |  | B1/22/05
B1/22/05
| Variable-speed-drive, packaged booster pumps factory-assembled and -tested, packaged booster pump unit, with motor, piping, valves, sensors and control panel and adjustable-speed-drive units, and all other necessary accessories, connections and fittings as specified |  |  |  |  | B1/22/05
B1/22/05
A | BP-LANS-B1-01 | 1 | Set | 65615 | 65615 | B1/22/05 | B1/22/05-A
B1/22/05
| 221316 - SANITARY WASTE AND VENT PIPING |  |  |  |  | B1/22/05
B1/22/05
| Aboveground soil, waste and vent piping, Upvc plastic pipe including piping, fittings, connections, joints, encasement and valves |  |  |  |  | B1/22/05
B1/22/05
B | 50 mm dia | 270 | m | 73.5 | 19845 | B1/22/05 | B1/22/05-B
B1/22/05
| Kitchen and underground soil, waste and piping HDPE pipe, including piping, fittings, connections, joints, encasement |  |  |  |  | B1/22/05
B1/22/05
C | 50 mm dia | 10 | m | 52.13 | 521.3 | B1/22/05 | B1/22/05-C
B1/22/05
D | 75 mm dia | 115 | m | 87 | 10005 | B1/22/05 | B1/22/05-D
B1/22/05
E | 110 mm dia | 205 | m | 137.5 | 28187.5 | B1/22/05 | B1/22/05-E
B1/22/05
| Storm drainage, inside the building, HDPE pipe, including piping, fittings, connections, joints, encasement |  |  |  |  | B1/22/05
B1/22/05
F | 200 mm dia | 160 | m | 778.5 | 124560 | B1/22/05 | B1/22/05-F
B1/22/05
G | 250 mm dia | 90 | m | 973.13 | 87581.7 | B1/22/05 | B1/22/05-G
B1/22/05
| Storm drainage, cast iron pipe, including piping, fittings, connections, joints, encasement where exposed to outdoor conditions |  |  |  |  | B1/22/06
B1/22/06
A | 150 mm dia | 40 | m | 676.63 | 27065.2 | B1/22/06 | B1/22/06-A
B1/22/06
| Aboveground, sewage force mains, HDPE pipe including piping, fittings, connections, joints, encasement |  |  |  |  | B1/22/06
B1/22/06
B | 50 mm dia | 15 | m | 52.13 | 781.95 | B1/22/06 | B1/22/06-B
B1/22/06
| 221319 - SANITARY WASTE PIPING SPECIALTIES |  |  |  |  | B1/22/06
B1/22/06
| Cleanouts |  |  |  |  | B1/22/06
B1/22/06
C | Type FCO 110 mm | 15 | Nr | 471.88 | 7078.2 | B1/22/06 | B1/22/06-C
B1/22/06
D | Type CO 110 mm | 10 | Nr | 217.25 | 2172.5 | B1/22/06 | B1/22/06-D
B1/22/06
E | Type WCO 50 mm | 10 | Nr | 217.25 | 2172.5 | B1/22/06 | B1/22/06-E
B1/22/06
| Floor drains |  |  |  |  | B1/22/06
B1/22/06
F | Type FD-1 | 10 | Nr | 756.25 | 7562.5 | B1/22/06 | B1/22/06-F
B1/22/06
G | Type FD-2 with funnel | 3 | Nr | 881.25 | 2643.75 | B1/22/06 | B1/22/06-G
B1/22/06
H | Type FD-3 | 1 | Nr | 756.25 | 756.25 | B1/22/06 | B1/22/06-H
B1/22/06
| Trench drains |  |  |  |  | B1/22/06
B1/22/06
J | 300x300x3000 | 1 | Nr | 5006.25 | 5006.25 | B1/22/06 | B1/22/06-J
B1/22/06
| Oil interceptors |  |  |  |  | B1/22/06
B1/22/06
K | OI-LANS-GF-01 | 1 | Nr | 11262.5 | 11262.5 | B1/22/06 | B1/22/06-K
B1/22/06
L | Gully trap | 4 | Nr | 1381.25 | 5525 | B1/22/06 | B1/22/06-L
B1/22/06
A | Sewage inspection chamber | 6 | Nr | 14795 | 88770 | B1/22/07 | B1/22/07-A
B1/22/07
| 221423 - STORM DRAINAGE PIPING SPECIALTIES |  |  |  |  | B1/22/07
B1/22/07
| Roof drains |  |  |  |  | B1/22/07
B1/22/07
| Parapet roof drain (scupper drain) |  |  |  | 0 | B1/22/07
B1/22/07
B | Type SCD-1 150 mm dia | 5 | Nr | 1131.25 | 5656.25 | B1/22/07 | B1/22/07-B
B1/22/07
| Gutter roof drain |  |  |  |  | B1/22/07
B1/22/07
C | Type GD-1 200 mm dia | 11 | Nr | 1506.25 | 16568.75 | B1/22/07 | B1/22/07-C
B1/22/07
| Rain water inspection chamber |  |  |  |  | B1/22/07
B1/22/07
D | Type SDIC-1 | 5 | Nr | 14795 | 73975 | B1/22/07 | B1/22/07-D
B1/22/07
| 221329 - SANITARY SEWERAGE PUMPS |  |  |  |  | B1/22/07
B1/22/07
| Submersible sump pumps, factory-assembled and -tested, single-stage, centrifugal, end-suction sump pump units complying with ul 778. include motor, operating controls, and construction for permanent installation with pits and basins |  |  |  |  | B1/22/07
B1/22/07
E | SP-LANS-B1-01 | 1 | Set | 12537.5 | 12537.5 | B1/22/07 | B1/22/07-E
B1/22/07
| 223100 - DOMESTIC WATER SOFTENERS |  |  |  |  | B1/22/07
B1/22/07
| Water softener including the following factory-installed piping, valves, drains, and pressure gages, sampling cocks, main-operating-valve position indicatorsm, water meters, brine and softener tanks, chemicals and water testing sets |  |  |  |  | B1/22/07
B1/22/07
F | WS-ETS1-GR-01 | 1 | Nr | 46300 | 46300 | B1/22/07 | B1/22/07-F
B1/22/07
| Soft Tank |  |  |  |  | B1/22/08
B1/22/08
A | SWT-ETS1-GR-01 | 1 | Nr | 32525 | 32525 | B1/22/08 | B1/22/08-A
B1/22/08
| 223200 - DOMESTIC WATER TREATMENT EQUIPMENT |  |  |  |  | B1/22/08
B1/22/08
B | Cartridge filters | 1 | Nr | 16900 | 16900 | B1/22/08 | B1/22/08-B
B1/22/08
C | UV sterilizing unit | 1 | Nr | 32525 | 32525 | B1/22/08 | B1/22/08-C
B1/22/08
| 223300 - ELECTRIC, DOMESTIC-WATER HEATERS |  |  |  |  | B1/22/08
B1/22/08
D | EWH-LAN-GF-01 | 2 | Nr | 846.88 | 1693.76 | B1/22/08 | B1/22/08-D
B1/22/08
E | EWH-LAN-GF-02 | 1 | Nr | 721.88 | 721.88 | B1/22/08 | B1/22/08-E
B1/22/08
F | EWH-LAN-GF-03 | 1 | Nr | 1818.75 | 1818.75 | B1/22/08 | B1/22/08-F
B1/22/08
| 224100 - RESIDENTIAL PLUMBING FIXTURES |  |  |  |  | B1/22/08
B1/22/08
G | Lavatories fixtures as per interior architecture layouts and sanitary manual including supply and waste fittings | 2 | Nr | 4712.5 | 9425 | B1/22/08 | B1/22/08-G
B1/22/08
H | ADA Lavatories fixtures as per interior architecture layouts and sanitary manual including supply and waste fittings | 1 | Nr | 6087.5 | 6087.5 | B1/22/08 | B1/22/08-H
B1/22/08
J | Water closets fixtures as per interior architecture layouts and sanitary manual including supply and waste fittings | 2 | Nr | 3750 | 7500 | B1/22/08 | B1/22/08-J
B1/22/08
K | ADA Water closets fixtures as per interior architecture layouts and sanitary manual including supply and waste fittings | 1 | Nr | 4712.5 | 4712.5 | B1/22/08 | B1/22/08-K
B1/22/08
A | Flush valve (for WC) as per interior architecture layouts and sanitary manual including supply and waste fittings | 3 | Nr | 1531.25 | 4593.75 | B1/22/09 | B1/22/09-A
B1/22/09
B | Shattaf Trigger spray fixtures as per interior architecture layouts and sanitary manual including supply and waste fittings and built-in check valve | 3 | Nr | 937.5 | 2812.5 | B1/22/09 | B1/22/09-B
B1/22/09
C | Service sinks as per interior architecture layouts including supply and waste fittings | 2 | Nr | 2287.5 | 4575 | B1/22/09 | B1/22/09-C
B1/22/09
D | Corner sinks as per interior architecture layouts including supply and waste fittings | 1 | Nr | 2700 | 2700 | B1/22/09 | B1/22/09-D
B1/22/09
E | Ablution fixtures as per interior architecture layouts including supply and waste fittings | 4 | Nr | 1531.25 | 6125 | B1/22/09 | B1/22/09-E
B1/22/09
B1/22/09
B1/22/09
B1/22/09
B1/22/09
B1/22/09
| 22 - PLUMBING |  |  |  |  | B1/22/09
| To Summary |  |  | S.R | 927668.19 | B1/22/09
B1/22/09

## 23
Item | Description | Qty | Unit | Rate | Amount | Bill | Page item
S.R
| 23 - HEATING, VENTILATING AND AIR CONDITIONING |  |  |  |  | B1/23/01
B1/23/01
| 230519 - METERS AND GAGES FOR HVAC PIPING |  |  |  |  | B1/23/01
B1/23/01
| Meters and gages |  |  |  |  | B1/23/01
A | Allow for thermometers, pressure gauges, etc. as per specifications and drawings. | 1 | Item | 32525 | 32525 | B1/23/01 | B1/23/01-A
B1/23/01
| 230523 - GENERAL-DUTY VALVES FOR HVAC PIPING |  |  |  |  | B1/23/01
B1/23/01
B | Gate valves | 1 | Item | 32525 | 32525 | B1/23/01 | B1/23/01-B
B1/23/01
C | Ball valves | 1 | Item | 32525 | 32525 | B1/23/01 | B1/23/01-C
B1/23/01
D | Drain valves | 1 | Item | 32525 | 32525 | B1/23/01 | B1/23/01-D
B1/23/01
E | Balancing valves | 1 | Item | 32525 | 32525 | B1/23/01 | B1/23/01-E
B1/23/01
F | Thermal-energy flowmeter | 1 | Item | 32525 | 32525 | B1/23/01 | B1/23/01-F
B1/23/01
| 230713 - DUCT INSULATION |  |  |  |  | B1/23/01
B1/23/01
| Duct insulation |  |  |  |  | B1/23/01
B1/23/01
G | Mineral-fiber blanket thermal insulation 50mm thick | 955 | m2 | 29 | 27695 | B1/23/01 | B1/23/01-G
B1/23/01
| Field-applied jackets |  |  |  |  | B1/23/01
B1/23/01
H | Aluminum jacketing 0.6mm thick for ducts in mechancial rooms or exposed to view | 1125 | m2 | 60 | 67500 | B1/23/01 | B1/23/01-H
B1/23/01
J | FSK jacketing for concealed ducts | 1 | Item | 12500 | 12500 | B1/23/01 | B1/23/01-J
B1/23/01
| 230719 - HVAC PIPING INSULATION |  |  |  |  | B1/23/02
B1/23/02
| Interior insulation application. for condensate drain piping. pipes, all sizes: 19 mm thick flexible elastomeric |  |  |  |  | B1/23/02
B1/23/02
A | 20 mm dia | 260 | m | 21.25 | 5525 | B1/23/02 | B1/23/02-A
|  | 30 |  |  |  | B1/23/02
B | 50 mm dia | 30 | m | 41 | 1230 | B1/23/02 | B1/23/02-B
B1/23/02
| Interior insulation application. for chilled-water supply and return. pipe, all sizes: 50 mm thick mineral fiber with FSK jacketing for concealed pipes |  |  |  |  | B1/23/02
B1/23/02
C | 20 mm dia | 75 | m | 40.63 | 3047.25 | B1/23/02 | B1/23/02-C
B1/23/02
D | 25 mm dia | 25 | m | 48.88 | 1222 | B1/23/02 | B1/23/02-D
B1/23/02
E | 32 mm dia | 25 | m | 57.5 | 1437.5 | B1/23/02 | B1/23/02-E
B1/23/02
F | 40 mm dia | 10 | m | 67.63 | 676.3 | B1/23/02 | B1/23/02-F
B1/23/02
G | 80 mm dia | 10 | m | 123.38 | 1233.8 | B1/23/02 | B1/23/02-G
B1/23/02
H | 100 mm dia | 10 | m | 168.75 | 1687.5 | B1/23/02 | B1/23/02-H
B1/23/02
J | 150 mm dia | 25 | m | 233.25 | 5831.25 | B1/23/02 | B1/23/02-J
B1/23/02
| Interior insulation application. for chilled-water supply and return. pipe, all sizes: 50 mm thick mineral fiber with aluminum jacketing for pipes in mechanical rooms or exposed to view |  |  |  |  | B1/23/02
B1/23/02
K | 20 mm dia | 50 | m | 38.75 | 1937.5 | B1/23/02 | B1/23/02-K
B1/23/02
L | 25 mm dia | 10 | m | 46.63 | 466.3 | B1/23/02 | B1/23/02-L
B1/23/02
M | 40 mm dia | 10 | m | 92.88 | 928.8 | B1/23/02 | B1/23/02-M
B1/23/02
A | 80 mm dia | 10 | m | 117.5 | 1175 | B1/23/03 | B1/23/03-A
B1/23/03
B | 100 mm dia | 10 | m | 161.38 | 1613.8 | B1/23/03 | B1/23/03-B
B1/23/03
C | 150 mm dia | 290 | m | 222.25 | 64452.5 | B1/23/03 | B1/23/03-C
B1/23/03
D | 200 mm dia | 20 | m | 303.13 | 6062.6 | B1/23/03 | B1/23/03-D
B1/23/03
| 230900 - BUILDING MANAGEMENT SYSTEM (BMS) |  |  |  |  | B1/23/03
B1/23/03
| Bms system |  |  |  |  | B1/23/03
B1/23/03
E | Supply, installation, testing and commissioning of the building management system to deliver a complete and integrated system in accordance with the specifications and design drawings | 1 | Item | 1100125 | 1100125 | B1/23/03 | B1/23/03-E
B1/23/03
| 231113 - FACILITY FUEL OIL PIPING |  |  |  |  | B1/23/03
B1/23/03
| steel pipe : astm a 53/a 53m black steel, schedule 40 type e . including flexible hose dielectric unions, welding filler metal, strainers, gaskets, bolting, sleeves and plates |  |  |  |  | B1/23/03
B1/23/03
F | 50 mm dia | 50 | m | 126.63 | 6331.5 | B1/23/03 | B1/23/03-F
B1/23/03
G | steel pipe for vent | 1 | Item | 12304.13 | 12304.13 | B1/23/03 | B1/23/03-G
B1/23/03
| Manual fuel-oil shutoff valves |  |  |  |  | B1/23/03
B1/23/03
| Specialty valves |  |  |  |  | B1/23/03
B1/23/03
H | Pressure-relief valves | 1 | Item | 10968.75 | 10968.75 | B1/23/03 | B1/23/03-H
B1/23/03
J | Oil safety valves | 1 | Item | 9718.75 | 9718.75 | B1/23/03 | B1/23/03-J
B1/23/03
K | Drain valves | 1 | Item | 5968.75 | 5968.75 | B1/23/03 | B1/23/03-K
B1/23/03
A | Float valves | 1 | Item | 9718.75 | 9718.75 | B1/23/04 | B1/23/04-A
B1/23/04
B | Emergency shut-off valves | 1 | Item | 17218.75 | 17218.75 | B1/23/04 | B1/23/04-B
B1/23/04
C | Mechaical leak detector | 1 | Item | 46937.5 | 46937.5 | B1/23/04 | B1/23/04-C
B1/23/04
D | Check valves | 1 | Item | 9718.75 | 9718.75 | B1/23/04 | B1/23/04-D
B1/23/04
E | Solenoid valve | 1 | Item | 9718.75 | 9718.75 | B1/23/04 | B1/23/04-E
B1/23/04
| Tanks : underground steel fuel-oil storage tank, horizontal, supports and fittings complete with necessary accessories; as per specified |  |  |  |  | B1/23/04
B1/23/04
F | FT-LD-01 | 1 | Nr | 261350 | 261350 | B1/23/04 | B1/23/04-F
B1/23/04
| Fuel filling point cabinet including civil works and all accessories; as specified. |  |  |  |  | B1/23/04
B1/23/04
G | 50 mm dia | 1 | Nr | 24645.38 | 24645.38 | B1/23/04 | B1/23/04-G
B1/23/04
| Submersible fuel oil pump |  |  |  |  | B1/23/04
B1/23/04
H | FOP-LD-01 | 2 | Nr | 11587.5 | 23175 | B1/23/04 | B1/23/04-H
B1/23/04
| 232113 - HYDRONIC PIPING |  |  |  |  | B1/23/04
B1/23/04
| Black steel pipe for chilled water, complete with fitting, joints, flexible connectors, unions, flanges, couplings |  |  |  |  | B1/23/04
B1/23/04
J | 20 mm dia | 125 | m | 82.5 | 10312.5 | B1/23/04 | B1/23/04-J
B1/23/04
K | 25 mm dia | 35 | m | 98 | 3430 | B1/23/04 | B1/23/04-K
B1/23/04
L | 32 mm dia | 25 | m | 119.88 | 2997 | B1/23/04 | B1/23/04-L
B1/23/04
M | 40 mm dia | 20 | m | 145 | 2900 | B1/23/04 | B1/23/04-M
B1/23/04
N | 80 mm dia | 20 | m | 246.63 | 4932.6 | B1/23/04 | B1/23/04-N
B1/23/04
A | 100 mm dia | 20 | m | 329.88 | 6597.6 | B1/23/05 | B1/23/05-A
B1/23/05
B | 150 mm dia | 315 | m | 493 | 155295 | B1/23/05 | B1/23/05-B
B1/23/05
C | 200 mm dia | 20 | m | 726.75 | 14535 | B1/23/05 | B1/23/05-C
B1/23/05
| Preinsulated Black steel pipe for chilled water, complete with fitting, joints, flexible connectors, unions, flanges, couplings |  |  |  |  | B1/23/05
B1/23/05
D | 200 mm dia | 624 | m | 726.75 | 453492 | B1/23/05 | B1/23/05-D
B1/23/05
| Upvc plastic pipe for condensate water, complete with fitting, joints, flexible connectors, unions, flanges, couplings |  |  |  |  | B1/23/05
B1/23/05
E | 20 mm dia | 260 | m | 37.63 | 9783.8 | B1/23/05 | B1/23/05-E
B1/23/05
F | 50 mm dia | 30 | m | 70.63 | 2118.9 | B1/23/05 | B1/23/05-F
B1/23/05
G | Valves & hydronic valves : ball valves | 1 | Item | 5171.88 | 5171.88 | B1/23/05 | B1/23/05-G
B1/23/05
H | Valves & hydronic valves : gate valves | 1 | Item | 5171.88 | 5171.88 | B1/23/05 | B1/23/05-H
B1/23/05
J | Valves & hydronic valves : globe valves | 1 | Item | 5171.88 | 5171.88 | B1/23/05 | B1/23/05-J
B1/23/05
K | Valves & hydronic valves : balancing valves | 1 | Item | 8921.88 | 8921.88 | B1/23/05 | B1/23/05-K
B1/23/05
L | Valves & hydronic valves : flow control valve | 1 | Item | 11421.88 | 11421.88 | B1/23/05 | B1/23/05-L
B1/23/05
M | Valves & hydronic valves : drain valves | 1 | Item | 5171.88 | 5171.88 | B1/23/05 | B1/23/05-M
B1/23/05
N | Valves & hydronic valves : automatic air vent | 1 | Item | 5484.38 | 5484.38 | B1/23/05 | B1/23/05-N
B1/23/05
| Expansion tanks |  |  |  |  | B1/23/05
B1/23/05
P | ET-ETS1-GR-01&02 | 2 | Nr | 5768.75 | 11537.5 | B1/23/05 | B1/23/05-P
B1/23/05
| Air separator |  |  |  |  | B1/23/05
B1/23/05
Q | AS-ETS1-GR-01 | 1 | Nr | 18230.38 | 18230.38 | B1/23/05 | B1/23/05-Q
B1/23/05
| 232123 - HYDRONIC PUMPS |  |  |  |  | B1/23/06
B1/23/06
| Chilled water pumps including casing, impeller, motor, shaft and sleeve, seals, pump and motor bearings, rings and couplings, mounting frames and all necessary accessories listed in the specification and drawings |  |  |  |  | B1/23/06
B1/23/06
A | CWP-ETS1-GR-01 TO 04 | 4 | Nr | 36287.5 | 145150 | B1/23/06 | B1/23/06-A
B1/23/06
B | MUP-ETS1-GR-01 | 1 | Set | 12962.5 | 12962.5 | B1/23/06 | B1/23/06-B
B1/23/06
| 232500 - HVAC WATER TREATMENT |  |  |  |  | B1/23/06
B1/23/06
| Chemical treatment as specified |  |  |  |  | B1/23/06
B1/23/06
C | CTU-ETS1-GR-01 | 1 | Nr | 21900 | 21900 | B1/23/06 | B1/23/06-C
B1/23/06
| 233113 - METAL DUCTS |  |  |  |  | B1/23/06
B1/23/06
| Metal ducts, including plates, sealant, hangers, supports, casings, tie-rods and all the necessary accessories as per specifications |  |  |  |  | B1/23/06
B1/23/06
D | Galvanized, sheet steel | 19731 | kg | 48.88 | 964451.28 | B1/23/06 | B1/23/06-D
B1/23/06
| Duct liner |  |  |  |  | B1/23/06
B1/23/06
E | Duct liner | 1 | Item | 177270.88 | 177270.88 | B1/23/06 | B1/23/06-E
B1/23/06
| Fire stopping |  |  |  |  | B1/23/06
B1/23/06
F | Fire resistant sealant | 1 | Item | 275925.88 | 275925.88 | B1/23/06 | B1/23/06-F
B1/23/06
| 233300 - AIR DUCT ACCESSORIES |  |  |  |  | B1/23/06
B1/23/06
| Dampers |  |  |  |  | B1/23/06
B1/23/06
G | Manual-volume dampers | 1 | Item | 154765.13 | 154765.13 | B1/23/06 | B1/23/06-G
B1/23/06
| Backdraft and pressure relief dampers |  |  |  |  | B1/23/07
B1/23/07
A | BDD | 1 | Item | 103176.75 | 103176.75 | B1/23/07 | B1/23/07-A
B1/23/07
B | Fire dampers | 1 | Item | 204092.63 | 204092.63 | B1/23/07 | B1/23/07-B
B1/23/07
C | Flexible ducts | 1 | Item | 40926.38 | 40926.38 | B1/23/07 | B1/23/07-C
B1/23/07
| 233423 - HVAC POWER VENTILATORS |  |  |  |  | B1/23/07
B1/23/07
| 233416 - CENTRIFUGAL HVAC FANS |  |  |  |  | B1/23/07
B1/23/07
| Fan unit, inline centrifugal, belt-driven centrifugal fans consisting of housing, wheel, fan shaft, bearings, motor and disconnect switch, drive assembly, support structure and all necessary accessories as specified |  |  |  |  | B1/23/07
B1/23/07
D | EF-LAN-GF-O1 | 1 | Nr | 1271.25 | 1271.25 | B1/23/07 | B1/23/07-D
B1/23/07
E | EF-LAN-GF-O2 | 2 | Nr | 75103.13 | 150206.26 | B1/23/07 | B1/23/07-E
B1/23/07
F | EF-LAN-GF-O3 | 1 | Nr | 1537.5 | 1537.5 | B1/23/07 | B1/23/07-F
B1/23/07
G | EF-LAN-GF-O4 | 1 | Nr | 946.88 | 946.88 | B1/23/07 | B1/23/07-G
B1/23/07
H | EF-LAN-GF-O5 | 1 | Nr | 651.63 | 651.63 | B1/23/07 | B1/23/07-H
B1/23/07
J | EF-LAN-GF-O7 | 1 | Nr | 651.63 | 651.63 | B1/23/07 | B1/23/07-J
B1/23/07
K | EF-LAN-GF-O8 | 1 | Nr | 700.88 | 700.88 | B1/23/07 | B1/23/07-K
B1/23/07
| 233713 - DIFFUSERS, REGISTERS, AND GRILLES |  |  |  |  | B1/23/07
B1/23/07
B1/23/07
L | Supply square ceiling diffusers 600 x 600 | 12 | Nr | 539.13 | 6469.56 | B1/23/07 | B1/23/07-L
B1/23/07
M | Return square ceiling diffusers 600 x 600 | 12 | Nr | 470.25 | 5643 | B1/23/07 | B1/23/07-M
B1/23/07
A | Supply registers 900 X 350 | 31 | Nr | 539.13 | 16713.03 | B1/23/08 | B1/23/08-A
B1/23/08
B | Supply registers 450 X 300 | 7 | Nr | 407.88 | 2855.16 | B1/23/08 | B1/23/08-B
B1/23/08
C | Return/Exhaust registers 900 X 350 | 31 | Nr | 470.25 | 14577.75 | B1/23/08 | B1/23/08-C
B1/23/08
D | Return/Exhaust registers 450 X 300 | 7 | Nr | 358.63 | 2510.41 | B1/23/08 | B1/23/08-D
B1/23/08
E | Exhaust registers 150 X 150 | 4 | Nr | 276.63 | 1106.52 | B1/23/08 | B1/23/08-E
B1/23/08
F | Grilles: door grilles | 1 | Item | 26992.25 | 26992.25 | B1/23/08 | B1/23/08-F
B1/23/08
G | Sound attenuator | 1 | Item | 66325 | 66325 | B1/23/08 | B1/23/08-G
B1/23/08
| 237313 - MODULAR INDOOR CENTRAL-STATION AIR-HANDLING UNITS |  |  |  |  | B1/23/08
B1/23/08
| Factory assembled, consisting of fans, motor and drive assembly, coils, damper, plenums, filters, drip pans, mixing dampers,humidifiers and discharge collars with flexible duct connectors |  |  |  |  | B1/23/08
B1/23/08
H | FAHU-LAN-GF-01 | 2 | Nr | 187946.25 | 375892.5 | B1/23/08 | B1/23/08-H
B1/23/08
J | FAHU-LAN-GF-02 | 1 | Nr | 206055 | 206055 | B1/23/08 | B1/23/08-J
B1/23/08
| 238219 - FAN-COIL UNITS |  |  |  |  | B1/23/08
B1/23/08
| Concealed units: an enclosed including cabinet, chassis, coil, drain pans, fan and motor with cooling coil as specified, filters, dampers, control, outlet duct colar and all other necessary accessories listed in the specifications |  |  |  |  | B1/23/08
B1/23/08
K | FCU | 26 | Nr | 5231.25 | 136012.5 | B1/23/08 | B1/23/08-K
B1/23/08
| 237413 - SPLIT-SYSTEM AIR-CONDITIONERS |  |  |  |  | B1/23/09
B1/23/09
| Split unit without heat pump. Concealed evaporator fan, including evaporator with refrigerant coil, fan, fan motor, filters, cabling/wiring, casing, compressor, mounting base, controld and other necessary accessories listed in the specifications |  |  |  |  | B1/23/09
B1/23/09
A | SRAC-01/SRCU-01 | 2 | Nr | 9030.38 | 18060.76 | B1/23/09 | B1/23/09-A
B1/23/09
B | SRAC-02/SRCU-02 | 2 | Nr | 9030.38 | 18060.76 | B1/23/09 | B1/23/09-B
B1/23/09
C | SRAC-03/SRCU-03 | 1 | Nr | 9030.38 | 9030.38 | B1/23/09 | B1/23/09-C
B1/23/09
| Plate heat exchangers, including piping connections, gaskets and all other accessories listed in the specification |  |  |  |  | B1/23/09
B1/23/09
D | HEX-ETS1-GR-01 TO 03 | 3 | Nr | 332257.88 | 996773.64 | B1/23/09 | B1/23/09-D
B1/23/09
| SIDE STREAM FILTRATION UNIT |  |  |  |  | B1/23/09
B1/23/09
E | SSF-ETS1-GR-01 | 1 | Nr | 8850 | 8850 | B1/23/09 | B1/23/09-E
B1/23/09
B1/23/09
B1/23/09
B1/23/09
B1/23/09
B1/23/09
B1/23/09
B1/23/09
B1/23/09
B1/23/09
| 23 - HEATING, VENTILATING AND AIR CONDITIONING |  |  |  |  | B1/23/09
| To Summary |  |  | S.R | 6860465.48 | B1/23/09
B1/23/09

## 26
Item | Description | Qty | Unit | Rate | Amount | Bill | Page item
S.R
| 26 - ELECTRICAL |  |  |  |  | B1/26/01
B1/26/01
| 260513 - MEDIUM-VOLTAGE CABLES |  |  |  |  | B1/26/01
B1/26/01
| Supply and installation of Multi-core aluminium conductors, xlpe insulated, LLDPE outer sheath, unarmoured mv cables, rated 36kv; |  |  |  |  | B1/26/01
B1/26/01
A | 3 x 400 mm2 | 160 | m | 477.38 | 76380.8 | B1/26/01 | B1/26/01-A
[6 empty] | B1/26/01 | B1/26/01-
| Multi-core copper conductors, xlpe insulated, extruded pvc outer sheath, unarmoured mv cables, rated 18/30 (36)kv; |  |  |  |  | B1/26/01
B1/26/01
B | 3 x 185 mm2 | 25 | m | 721.88 | 18047 | B1/26/01 | B1/26/01-B
B1/26/01
| 260519 - LOW-VOLTAGE ELECTRICAL POWER CONDUCTORS AND CABLES |  |  |  |  | B1/26/01
B1/26/01
| Supply and installation of Multi-core, copper conductor, xlpe insulated, pvc sheathed feeder cables; steel wire armoured (swa); 0.6/1 kv; |  |  |  |  | B1/26/01
B1/26/01
C | 4 x 185 mm2 | 510 | m | 793.75 | 404812.5 | B1/26/01 | B1/26/01-C
B1/26/01
D | 4 x 150 mm2 | 120 | m | 657.25 | 78870 | B1/26/01 | B1/26/01-D
B1/26/01
E | 4 x 120 mm2 | 250 | m | 547.75 | 136937.5 | B1/26/01 | B1/26/01-E
B1/26/01
F | 4 x 25 mm2 | 270 | m | 131.13 | 35405.1 | B1/26/01 | B1/26/01-F
B1/26/01
| Supply and installation of Multi-core, copper conductor, xlpe insulated, pvc sheathed feeder cables; unarmoured; 0.6/1 kv; |  |  |  |  | B1/26/02
B1/26/02
A | 4 x 300 mm2 | 150 | m | 1182.25 | 177337.5 | B1/26/02 | B1/26/02-A
B1/26/02
B | 4 x 150 mm2 | 10 | m | 615.25 | 6152.5 | B1/26/02 | B1/26/02-B
B1/26/02
C | 4 x 120 mm2 | 70 | m | 511.75 | 35822.5 | B1/26/02 | B1/26/02-C
B1/26/02
D | 4 x 10 mm2 | 360 | m | 60.63 | 21826.8 | B1/26/02 | B1/26/02-D
B1/26/02
| Supply and installation of VFD cables; as specified |  |  |  |  | B1/26/02
B1/26/02
E | (3C,25 mm2 + 3C,4 mm2 (E)) | 760 | m | 105.63 | 80278.8 | B1/26/02 | B1/26/02-E
B1/26/02
| Supply and installation of Single core, copper conductor, pvc sheathed earthing cables; 450/750 v; |  |  |  |  | B1/26/02
B1/26/02
F | 150 mm2 | 210 | m | 210.25 | 44152.5 | B1/26/02 | B1/26/02-F
B1/26/02
G | 120 mm2 | 200 | m | 184.75 | 36950 | B1/26/02 | B1/26/02-G
B1/26/02
H | 95 mm2 | 510 | m | 123.88 | 63178.8 | B1/26/02 | B1/26/02-H
B1/26/02
J | 70 mm2 | 80 | m | 101.38 | 8110.4 | B1/26/02 | B1/26/02-J
B1/26/02
K | 16 mm2 | 700 | m | 35.13 | 24591 | B1/26/02 | B1/26/02-K
B1/26/02
L | 10 mm2 | 360 | m | 29.13 | 10486.8 | B1/26/02 | B1/26/02-L
B1/26/02
| 260526 - GROUNDING AND BONDING FOR ELECTRICAL SYSTEMS |  |  |  |  | B1/26/03
B1/26/03
| Supply and installation of Complete earthing system as specified and as shown on the drawings, including earthing conductors, earth pits, and all necessary accessories and connections |  |  |  |  | B1/26/03
B1/26/03
A | Complete Grounding Protection System of buildings | 1 | Item | 128825 | 128825 | B1/26/03 | B1/26/03-A
B1/26/03
| 260533 - RACEWAYS AND BOXES FOR ELECTRICAL SYSTEMS |  |  |  |  | B1/26/03
B1/26/03
| Rigid heavy gauge steel conduits |  |  |  |  | B1/26/03
B1/26/03
B | Ø 150 mm | 15 | m | 844.13 | 12661.95 | B1/26/03 | B1/26/03-B
B1/26/03
| 260536 - CABLE TRAYS FOR ELECTRICAL SYSTEMS |  |  |  |  | B1/26/03
B1/26/03
| Supply and installation of Cable ladders; as specified; |  |  |  |  | B1/26/03
B1/26/03
C | 600 mm wide | 75 | m | 263 | 19725 | B1/26/03 | B1/26/03-C
B1/26/03
| Supply and installation of perforated cable trays; as specified; |  |  |  |  | B1/26/03
B1/26/03
D | 300 mm wide; | 15 | m | 210 | 3150 | B1/26/03 | B1/26/03-D
B1/26/03
E | 600 mm wide; | 130 | m | 336.38 | 43729.4 | B1/26/03 | B1/26/03-E
B1/26/03
| 260543 - UNDERGROUND DUCTS AND RACEWAYS FOR ELECTRICAL SYSTEMS |  |  |  |  | B1/26/04
B1/26/04
| Supply and lay trenches including excavation, backfilling, disposal of surplus excavated material, earthwork support, sand bedding, cable markers, protective tiles and warning tapes - for MV network: |  |  |  |  | B1/26/04
B1/26/04
A | (500x800) (width x depth) mm; | 125 | m | 3323.75 | 415468.75 | B1/26/04 | B1/26/04-A
B1/26/04
| Supply and lay trenches including excavation, backfilling, disposal of surplus excavated material, earthwork support, sand bedding, cable markers, protective tiles and warning tapes - for street lighting network: |  |  |  |  | B1/26/04
B1/26/04
B | (500x650) (width x depth) mm; | 460 | m | 3117.5 | 1434050 | B1/26/04 | B1/26/04-B
B1/26/04
| Supply and lay trenches including excavation, backfilling, disposal of surplus excavated material, earthwork support, sand bedding, cable markers, protective tiles and warning tapes - for LV network: |  |  |  |  | B1/26/04
B1/26/04
C | (500x650) (width x depth) mm; | 570 | m | 3117.5 | 1776975 | B1/26/04 | B1/26/04-C
B1/26/04
| Supply and lay Underground cable duct assemblies; encased in concrete; including excavating trenches, concrete encasement, and refilling - for lv feeders; |  |  |  |  | B1/26/04
B1/26/04
D | 4 x 150 mm | 10 | m | 1439.88 | 14398.8 | B1/26/04 | B1/26/04-D
B1/26/04
| Supply and installation of duct-banks, manholes, trenches complete with all excavation and refill works along with all necessary fittings, accessories and warning tapes; as specified and shown on the drawings. |  |  |  |  | B1/26/05
B1/26/05
A | 6x110 HDPE ducts with 5x32mm preinstalled sub ducts onshore encased in sand , including duct installation, sand bedding, cable markers, protective tiles and warning tape | 615 | m | 1161.5 | 714322.5 | B1/26/05 | B1/26/05-A
B1/26/05
B | 6x110 HDPE ducts with 5x32mm preinstalled sub ducts onshore encased in concrete , including duct installation, sand bedding, cable markers, protective tiles and warning tape | 125 | m | 1838.38 | 229797.5 | B1/26/05 | B1/26/05-B
B1/26/05
C | 2x50 HDPE ducts encased in sand , including duct installation, sand bedding, cable markers, protective tiles and warning tape | 200 | m | 797.75 | 159550 | B1/26/05 | B1/26/05-C
B1/26/05
D | 2x50 HDPE ducts encased in concrete , including duct installation, sand bedding, cable markers, protective tiles and warning tape | 70 | m | 964.63 | 67524.1 | B1/26/05 | B1/26/05-D
B1/26/05
E | Telecom Manhole, JRC14; | 10 | Nr | 8762.5 | 87625 | B1/26/05 | B1/26/05-E
B1/26/05
F | Telecom Handhole, 600 x 600 x 600 mm; | 5 | Nr | 8762.5 | 43812.5 | B1/26/05 | B1/26/05-F
B1/26/05
| Spare parts, tools and instruments; |  |  |  |  | B1/26/05
B1/26/05
G | Set of spare parts; | 1 | Item | 18750 | 18750 | B1/26/05 | B1/26/05-G
B1/26/05
H | Set of tools and instruments; | 1 | Item | 18750 | 18750 | B1/26/05 | B1/26/05-H
B1/26/05
| 260923 - LIGHTING CONTROL DEVICES |  |  |  |  | B1/26/06
B1/26/06
| Occupancy sensors |  |  |  |  | B1/26/06
B1/26/06
A | Ultrasonic type; ceiling mounted; | 12 | Nr | 295.25 | 3543 | B1/26/06 | B1/26/06-A
B1/26/06
B | Ultrasonic; hallway type; | 5 | Nr | 471.38 | 2356.9 | B1/26/06 | B1/26/06-B
B1/26/06
C | Dual type | 2 | Nr | 829.75 | 1659.5 | B1/26/06 | B1/26/06-C
B1/26/06
| 261200 - MEDIUM VOLTAGE TRANSFORMERS |  |  |  |  | B1/26/06
B1/26/06
| Supply and installation of Dry type cast resin distribution transformer, indoor type, step-down, mv and lv copper windings, |  |  |  |  | B1/26/06
B1/26/06
D | TR-D2-01; 1500 kva | 1 | Nr | 288025 | 288025 | B1/26/06 | B1/26/06-D
B1/26/06
E | TR-D2-02; 1500 kva | 1 | Nr | 288025 | 288025 | B1/26/06 | B1/26/06-E
B1/26/06
| 261300 - MEDIUM-VOLTAGE SWITCHGEAR |  |  |  |  | B1/26/06
B1/26/06
| Supply and installation of Indoor ring main unit type switchgear; |  |  |  |  | B1/26/06
B1/26/06
F | RMU-D2-01; 36kv; 3-phase, 60hz, lsc2b-pm; comprising two (2) ring main switch disconnectors (400a), two (2) outgoing feeder circuit breakers (200a), all auxiliaries, surge arrestors, dc power supply system, interface with scada system, trench steel coverplates and rubber mats; | 1 | Nr | 180775 | 180775 | B1/26/06 | B1/26/06-F
B1/26/06
A | MRMU-D2-01; 36kv; 3-phase, 60hz, lsc2b-pm; comprising two (2) ring main switch disconnectors (400a), two (1) outgoing feeder circuit breakers (200a), all auxiliaries, surge arrestors, dc power supply system, interface with scada system, trench steel coverplates and rubber mats; | 1 | Nr | 276350 | 276350 | B1/26/07 | B1/26/07-A
B1/26/07
| 262413 - SWITCHBOARDS |  |  |  |  | B1/26/07
B1/26/07
| Supply and installation of Lv distribution boards, including incoming tariff metering; as specified; |  |  |  |  | B1/26/07
B1/26/07
B | MDB-D2-01 (2500A); | 1 | Nr | 204675 | 204675 | B1/26/07 | B1/26/07-B
B1/26/07
| 262416 - PANELBOARDS |  |  |  |  | B1/26/07
B1/26/07
| Supply and installation of Distribution panelboards, including energy metering; |  |  |  |  | B1/26/07
B1/26/07
C | SMDB-D2-GF-01 (800A); | 1 | Nr | 90312.5 | 90312.5 | B1/26/07 | B1/26/07-C
B1/26/07
D | EDB-D2-GF-01 (250A); | 1 | Nr | 17862.5 | 17862.5 | B1/26/07 | B1/26/07-D
B1/26/07
| Supply and installation of Final branch circuit panelboards |  |  |  |  | B1/26/07
B1/26/07
E | PP-D2-GF-01 | 1 | Nr | 4700 | 4700 | B1/26/07 | B1/26/07-E
B1/26/07
F | LP-D2-GF-01 | 1 | Nr | 4700 | 4700 | B1/26/07 | B1/26/07-F
B1/26/07
G | PP-D2-SG-01 | 1 | Nr | 4700 | 4700 | B1/26/07 | B1/26/07-G
B1/26/07
H | PP-D1-PR-01 | 1 | Nr | 4700 | 4700 | B1/26/07 | B1/26/07-H
B1/26/07
J | EPP-D2-GF-01 | 1 | Nr | 4700 | 4700 | B1/26/07 | B1/26/07-J
B1/26/07
K | EPP-D2-GF-02 | 1 | Nr | 4700 | 4700 | B1/26/07 | B1/26/07-K
B1/26/07
L | EPP-D2-GF-03 | 1 | Nr | 4700 | 4700 | B1/26/07 | B1/26/07-L
B1/26/07
M | EPP-D2-GF-05 | 1 | Nr | 4700 | 4700 | B1/26/07 | B1/26/07-M
B1/26/07
N | EPP-D2-GF-06 | 1 | Nr | 4700 | 4700 | B1/26/07 | B1/26/07-N
B1/26/07
| 262419 - MOTOR-CONTROL CENTERS |  |  |  |  | B1/26/08
B1/26/08
| Supply and installation of Motor control panels |  |  |  |  | B1/26/08
B1/26/08
A | MCP-D2-ETS-01; | 1 | Nr | 6162.5 | 6162.5 | B1/26/08 | B1/26/08-A
B1/26/08
B | MCP-D2-GF-02; | 1 | Nr | 6162.5 | 6162.5 | B1/26/08 | B1/26/08-B
B1/26/08
| Variable frequency drives; as specified; |  |  |  |  | B1/26/08
B1/26/08
C | VFD, 37 kW, 3 phase | 4 | Nr | 43618.38 | 174473.52 | B1/26/08 | B1/26/08-C
B1/26/08
| 262726 - WIRING DEVICES |  |  |  |  | B1/26/08
B1/26/08
| Supply and installation of Electric outlets |  |  |  |  | B1/26/08
B1/26/08
D | 2x20a electric outlet; weatherproof | 17 | Nr | 640.63 | 10890.71 | B1/26/08 | B1/26/08-D
B1/26/08
E | 2x20a electric outlet; weatherproof, switched | 26 | Nr | 778.13 | 20231.38 | B1/26/08 | B1/26/08-E
B1/26/08
| Supply and installation of Socket outlets |  |  |  |  | B1/26/08
B1/26/08
F | Type r01; simplex | 26 | Nr | 423.5 | 11011 | B1/26/08 | B1/26/08-F
B1/26/08
G | Type r02; simplex | 32 | Nr | 532.13 | 17028.16 | B1/26/08 | B1/26/08-G
B1/26/08
H | Type r04; simplex | 13 | Nr | 600.88 | 7811.44 | B1/26/08 | B1/26/08-H
B1/26/08
J | Type r04; duplex | 6 | Nr | 1201.63 | 7209.78 | B1/26/08 | B1/26/08-J
B1/26/08
K | Type r05; simplex | 19 | Nr | 709.38 | 13478.22 | B1/26/08 | B1/26/08-K
B1/26/08
L | Type r05; duplex | 2 | Nr | 1418.75 | 2837.5 | B1/26/08 | B1/26/08-L
B1/26/08
M | Type r45 | 2 | Nr | 1418.75 | 2837.5 | B1/26/08 | B1/26/08-M
B1/26/08
N | Type r41 | 32 | Nr | 1418.75 | 45400 | B1/26/08 | B1/26/08-N
B1/26/08
| Supply and installation of Switches |  |  |  |  | B1/26/09
B1/26/09
A | General lighting switch (s1); one way; | 2 | Nr | 276.63 | 553.26 | B1/26/09 | B1/26/09-A
B1/26/09
B | General lighting switch - Metal Clad (s2); one way; | 12 | Nr | 407.88 | 4894.56 | B1/26/09 | B1/26/09-B
B1/26/09
C | General lighting switch - Decorative plate (s4); one way | 1 | Nr | 670.38 | 670.38 | B1/26/09 | B1/26/09-C
B1/26/09
D | Weatherproof switch (s5); | 12 | Nr | 670.38 | 8044.56 | B1/26/09 | B1/26/09-D
B1/26/09
| 262816 - ENCLOSED SWITCHES AND CIRCUIT BREAKERS |  |  |  |  | B1/26/09
B1/26/09
| Supply and installation of Switch disconnectors (disconnecting switches), double-pole; |  |  |  |  | B1/26/09
B1/26/09
E | 20 amp; 2p; weatherproof | 6 | Nr | 187.75 | 1126.5 | B1/26/09 | B1/26/09-E
B1/26/09
F | 32 amp; 2p; weatherproof | 2 | Nr | 218.63 | 437.26 | B1/26/09 | B1/26/09-F
B1/26/09
G | 40 amp; 2p; weatherproof | 1 | Nr | 346.25 | 346.25 | B1/26/09 | B1/26/09-G
B1/26/09
| Supply and installation of Switch disconnectors (disconnecting switches), three-pole |  |  |  |  | B1/26/09
B1/26/09
H | 20 amp; 3p; weatherproof | 8 | Nr | 218.63 | 1749.04 | B1/26/09 | B1/26/09-H
B1/26/09
J | 32 amp; 3p; weatherproof | 1 | Nr | 225.38 | 225.38 | B1/26/09 | B1/26/09-J
B1/26/09
K | 40 amp; 3p; weatherproof | 2 | Nr | 327.5 | 655 | B1/26/09 | B1/26/09-K
B1/26/09
L | 63 amp; 3p; weatherproof | 1 | Nr | 515.63 | 515.63 | B1/26/09 | B1/26/09-L
B1/26/09
M | 80 amp; 3p; weatherproof | 1 | Nr | 765.5 | 765.5 | B1/26/09 | B1/26/09-M
B1/26/09
N | 160 amp; 3p; weatherproof | 2 | Nr | 2212.75 | 4425.5 | B1/26/09 | B1/26/09-N
B1/26/09
| 263213 - PACKAGED ENGINE GENERATORS |  |  |  |  | B1/26/10
B1/26/10
| Supply and installation of Diesel generator sets |  |  |  |  | B1/26/10
B1/26/10
A | Standby rated 125 kva; 1800 rpm; 400v; 60hz; 3-phase; 4-wire; with insulated solidly earthed neutral; including filters, fuel system, overhead hoists and all auxiliary accessories; | 1 | Nr | 237797.5 | 237797.5 | B1/26/10 | B1/26/10-A
B1/26/10
| 263533 - POWER FACTOR CORRECTION CAPACITORS |  |  |  |  | B1/26/10
B1/26/10
| Supply and installation of Automatic power factor correction capacitors; |  |  |  |  | B1/26/10
B1/26/10
B | PFC-D1-01, 200 kvar; | 1 | Nr | 42225 | 42225 | B1/26/10 | B1/26/10-B
B1/26/10
| 263600 - TRANSFER SWITCHES |  |  |  |  | B1/26/10
B1/26/10
| Supply and installation of Automatic transfer switches; with manual double bypass |  |  |  |  | B1/26/10
B1/26/10
C | ATS-D2-GF-01; 250 a; 4 pole; | 1 | Nr | 79369.75 | 79369.75 | B1/26/10 | B1/26/10-C
B1/26/10
| 264113 - LIGHTNING PROTECTION FOR STRUCTURES |  |  |  |  | B1/26/10
B1/26/10
| Supply and installation of Complete system corresponding to a lightning protection level (lpl) [insert reference], as a minimum; as specified and as shown on drawings using structure; in accordance with bs en 62305 for the: |  |  |  |  | B1/26/10
B1/26/10
D | Complete Lightning Protection System for buildings | 1 | Item | 497852.5 | 497852.5 | B1/26/10 | B1/26/10-D
B1/26/10
| 265100 - INTERIOR LIGHTING |  |  |  |  | B1/26/11
B1/26/11
| Supply and installation of Led lighting fixtures |  |  |  |  | B1/26/11
B1/26/11
A | F1; Ceiling Suspended Lighting | 26 | Nr | 752.5 | 19565 | B1/26/11 | B1/26/11-A
B1/26/11
B | F2; Ceiling Suspended Lighting (Weatherproof) | 281 | Nr | 900.25 | 252970.25 | B1/26/11 | B1/26/11-B
B1/26/11
C | F4; 60x60 Ceiling Recessed Lighting | 8 | Nr | 1144.38 | 9155.04 | B1/26/11 | B1/26/11-C
B1/26/11
D | F4C; 60x60 Ceiling Recessed Lighting | 4 | Nr | 1144.38 | 4577.52 | B1/26/11 | B1/26/11-D
B1/26/11
E | D4; Spot Recessed | 71 | Nr | 2413.5 | 171358.5 | B1/26/11 | B1/26/11-E
B1/26/11
F | D4A; Spot Recessed | 2 | Nr | 2484 | 4968 | B1/26/11 | B1/26/11-F
B1/26/11
G | O1; Bulkhead Lighting | 3 | Nr | 2409.5 | 7228.5 | B1/26/11 | B1/26/11-G
B1/26/11
| Supply and installation of Led lighting fixtures; with battery Kit |  |  |  |  | B1/26/11
B1/26/11
H | E1; Emergency with battery kit surface mounted Exit Light | 86 | Nr | 1614.75 | 138868.5 | B1/26/11 | B1/26/11-H
B1/26/11
J | E2; Emergency with battery kit reccessed Exit Light | 30 | Nr | 174.13 | 5223.9 | B1/26/11 | B1/26/11-J
B1/26/11
| Supply and installation of Exit Signs; |  |  |  |  | B1/26/11
B1/26/11
K | Exit Signs | 1 | Item | 31250 | 31250 | B1/26/11 | B1/26/11-K
B1/26/11
| 265600 - EXTERIOR LIGHTING |  |  |  |  | B1/26/12
B1/26/12
| Supply and installation of Exterior lighting fixtures |  |  |  |  | B1/26/12
B1/26/12
A | P1; Street lighting pole | 14 | Nr | 10398.5 | 145579 | B1/26/12 | B1/26/12-A
B1/26/12
B | D10; Circular Ceiling Surface Mounted (for outdoor parkings) | 4 | Nr | 2109.75 | 8439 | B1/26/12 | B1/26/12-B
B1/26/12
C | FL3; Flood Light | 10 | Nr | 4302.75 | 43027.5 | B1/26/12 | B1/26/12-C
B1/26/12
B1/26/12
B1/26/12
B1/26/12
B1/26/12
B1/26/12
B1/26/12
B1/26/12
| 26 - ELECTRICAL |  |  |  |  | B1/26/12
| To Summary |  |  | S.R | 9893738.89 | B1/26/12
B1/26/12

## 27
Item | Description | Qty | Unit | Rate | Amount | Bill | Page item
S.R
| 27 - COMMUNICATIONS |  |  |  |  | B1/27/01
B1/27/01
| 270501 - COMMON CLAUSES FOR IT & SECURITY SYSTEMS |  |  |  |  | B1/27/01
B1/27/01
| Refer to the individual Sections listed below for applicable Bill of Quantities: |  |  |  |  | B1/27/01
B1/27/01
| IT Systems |  |  |  |  | B1/27/01
| -Section 272109 - Data Communications for Campus Network. |  |  |  |  | B1/27/01
| -Section 272111 - Data Communications for Data Center. |  |  |  |  | B1/27/01
| -Section 272133 - Wireless Data Network. |  |  |  |  | B1/27/01
| -Section 272140 - Virtual Servers Environment (VSE). |  |  |  |  | B1/27/01
| -Section 272231 - Computers & Related Peripherals. |  |  |  |  | B1/27/01
| -Section 272541 - Cyber Security For Enterprise Network - System Design and Performance Requirements. |  |  |  |  | B1/27/01
| -Section 273123 - IP-Based Telephony Communications System. |  |  |  |  | B1/27/01
| Section 250555 - Data Center Infrastructure Management (DCIM) System |  |  |  |  | B1/27/01
B1/27/01
| Security Systems |  |  |  |  | B1/27/01
| -Section 281300 - Access Control Software and Database Management. |  |  |  |  | B1/27/01
| -Section 281500 - Access Control Hardware Devices. |  |  |  |  | B1/27/01
| -Section 282000 - Video Surveillance System (VSS). |  |  |  |  | B1/27/01
| Section 255805 - Physical Security Information (DCIM) System |  |  |  |  | B1/27/01
| Section 281800- Security Screening Systems |  |  |  |  | B1/27/01
B1/27/01
| Other Communications Systems |  |  |  |  | B1/27/01
| -Section 275117 - IP-Based Public Address System. |  |  |  |  | B1/27/01
| -Section 275313 - Master Clock System (MCS). |  |  |  |  | B1/27/01
B1/27/01
| 270555 - IDENTIFICATION FOR COMMUNICATIONS SYSTEMS (TIA) |  |  |  |  | B1/27/01
B1/27/01
| Identification for Communications Systems: |  |  |  |  | B1/27/01
B1/27/01
A | Identification for communications systems as per specified Administration Scheme; | 1 | Item | 12500 | 12500 | B1/27/01 | B1/27/01-A
B1/27/01
| 271005 - COMMON CLAUSES FOR STRUCTURED CABLING (TIA) |  |  |  |  | B1/27/02
B1/27/02
| Refer to the individual Sections listed below for applicable Bill of Quantities: |  |  |  |  | B1/27/02
| -Section 270555 - Identification for Communications Systems (TIA). |  |  |  |  | B1/27/02
| -Section 271105- Communications Equipment Room Fittings (TIA). |  |  |  |  | B1/27/02
| -Section 271305 - Communications Backbone Cabling (TIA). |  |  |  |  | B1/27/02
| -Section 271505 - Communications Horizontal Cabling (TIA). |  |  |  |  | B1/27/02
B1/27/02
| 271105 - COMMUNICATIONS EQUIPMENT ROOM FITTINGS (TIA) |  |  |  |  | B1/27/02
B1/27/02
| Telecommunications Equipment Cabinets; Freestanding; modular type; |  |  |  |  | B1/27/02
B1/27/02
A | For Incoming service room: Network Cabinet, Steel; door & ventilation provisions as specified; (800 x 1000) (width x depth) mm; 42RU; | 4 | Nr | 12962.5 | 51850 | B1/27/02 | B1/27/02-A
B1/27/02
B | For communication room: Network Cabinet, Steel; door & ventilation provisions as specified; (800 x 800) (width x depth) mm; 42RU; | 4 | Nr | 12962.5 | 51850 | B1/27/02 | B1/27/02-B
B1/27/02
| Telecommunications Equipment Cabinets; Wall mounted; modular type; |  |  |  |  | B1/27/02
B1/27/02
C | For Telecom closet: Network Cabinet, Steel; door & ventilation provisions as specified; (600 x 600) (width x depth) mm; 21RU; | 2 | Nr | 9893.75 | 19787.5 | B1/27/02 | B1/27/02-C
B1/27/02
| Outdoor Telecommunications Equipment Cabinets; Freestanding; modular type; |  |  |  |  | B1/27/02
B1/27/02
D | For Site: Network Cabinet, Steel; door & ventilation provisions as specified; (600 x 600) (width x depth) mm; 21RU; | 1 | Nr | 14893.75 | 14893.75 | B1/27/02 | B1/27/02-D
B1/27/02
| Spare Parts, Tools and Instruments; |  |  |  |  | B1/27/03
B1/27/03
A | Set of spare parts; | 1 | Item | 50000 | 50000 | B1/27/03 | B1/27/03-A
B1/27/03
B | Set of tools and instruments; | 1 | Item | 6015.63 | 6015.63 | B1/27/03 | B1/27/03-B
B1/27/03
| 271305 - COMMUNICATIONS BACKBONE CABLING (TIA) |  |  |  |  | B1/27/03
B1/27/03
| Backbone Cables: SMF Fiber Optic; Type OS2; Application: Indoor/Outdoor "Plenum rated (Fire Resistant)" (both Inside Plant (ISP) and Outside Plant (OSP)) as specified; |  |  |  |  | B1/27/03
B1/27/03
C | 24-Core; tight-buffered using dry water blocking technology; non-conductive (non-metallic) (metal-free) (all-dielectric); reinforcement, with a central strength element of aramid / glass fiber yarn; PVC inner jacket (around the sub-units of fiber); Plenum rated PVDF outer jacket; Type OFNP; | 1 | Item | 312500 | 312500 | B1/27/03 | B1/27/03-C
B1/27/03
| Main and Intermediate Cross-Connects, as specified: |  |  |  |  | B1/27/03
B1/27/03
D | 24-core SMF Duplex LC UPC; fully equipped; Fiber Optic Patch Panels; intelligent type; | 1 | Item | 312500 | 312500 | B1/27/03 | B1/27/03-D
B1/27/03
E | Splice Enclosure; | 1 | Item | 18750 | 18750 | B1/27/03 | B1/27/03-E
B1/27/03
| Spare Parts, Tools and Instruments; |  |  |  |  | B1/27/03
B1/27/03
F | Set of spare parts; | 1 | Item | 20000 | 20000 | B1/27/03 | B1/27/03-F
B1/27/03
G | Set of tools and instruments; | 1 | Item | 4375 | 4375 | B1/27/03 | B1/27/03-G
B1/27/03
| 271500 - Structured Cabling System |  |  |  |  | B1/27/03
B1/27/03
H | 24 Port Cat6a Patch Panel; | 5 | Nr | 1937.5 | 9687.5 | B1/27/03 | B1/27/03-H
B1/27/03
J | 48 Port Cat6a Patch Panel; | 3 | Nr | 3125 | 9375 | B1/27/03 | B1/27/03-J
B1/27/03
A | Single port Data outlet RJ45, wall mounted | 20 | Nr | 1000 | 20000 | B1/27/04 | B1/27/04-A
B1/27/04
B | Dual port Data outlet RJ45, ceiling mounted | 48 | Nr | 2000 | 96000 | B1/27/04 | B1/27/04-B
B1/27/04
C | Dual port Data outlet RJ45, wall mounted | 46 | Nr | 2000 | 92000 | B1/27/04 | B1/27/04-C
B1/27/04
D | Dual port Data outlet RJ45, floor mounted | 1 | Nr | 1800 | 1800 | B1/27/04 | B1/27/04-D
B1/27/04
E | Triple port Data outlet RJ45, floor mounted | 5 | Nr | 1195.38 | 5976.9 | B1/27/04 | B1/27/04-E
B1/27/04
F | Outdoor Dual port Data outlet RJ45, pole mounted | 36 | Nr | 1800 | 64800 | B1/27/04 | B1/27/04-F
B1/27/04
G | Outdoor Dual port Data outlet RJ45, floor mounted | 4 | Nr | 1800 | 7200 | B1/27/04 | B1/27/04-G
B1/27/04
| Spare Parts, Tools and Instruments; |  |  |  |  | B1/27/04
B1/27/04
H | Set of spare parts; | 1 | Item | 9375 | 9375 | B1/27/04 | B1/27/04-H
B1/27/04
J | Set of tools and instruments; | 1 | Item | 4375 | 4375 | B1/27/04 | B1/27/04-J
B1/27/04
| 272109 - DATA COMMUNICATIONS FOR CAMPUS NETWORK |  |  |  |  | B1/27/04
B1/27/04
| Active Communications and Data Processing Equipment |  |  |  |  | B1/27/04
B1/27/04
K | ICT Access Data Switches 48 ports; | 2 | Nr | 33750 | 67500 | B1/27/04 | B1/27/04-K
B1/27/04
L | Security Access Data Switches 48 ports; | 1 | Nr | 33750 | 33750 | B1/27/04 | B1/27/04-L
B1/27/04
M | ICT Access Data Switches 24 ports; | 2 | Nr | 27500 | 55000 | B1/27/04 | B1/27/04-M
B1/27/04
N | Security Access Data Switches 24 ports; | 2 | Nr | 27500 | 55000 | B1/27/04 | B1/27/04-N
B1/27/04
P | Security Industrial Switches; | 5 | Nr | 17500 | 87500 | B1/27/04 | B1/27/04-P
B1/27/04
Q | ICT Industrial Switches; | 1 | Nr | 17500 | 17500 | B1/27/04 | B1/27/04-Q
B1/27/04
| Spare Parts, Tools and Instruments |  |  |  |  | B1/27/05
B1/27/05
A | Set of spare parts; | 1 | Item | 30000 | 30000 | B1/27/05 | B1/27/05-A
B1/27/05
B | Set of tools and instruments; | 1 | Item | 4375 | 4375 | B1/27/05 | B1/27/05-B
B1/27/05
| 272133 - WIRELESS DATA NETWORK |  |  |  |  | B1/27/05
B1/27/05
| Wireless data network components |  |  |  |  | B1/27/05
B1/27/05
C | Wireless radio access points; IEEE 802.11ax (WI-FI 6E); Indoor type; | 33 | Nr | 13475.95 | 444706.35 | B1/27/05 | B1/27/05-C
B1/27/05
| Spare Part, Tools and Instruments; |  |  |  |  | B1/27/05
B1/27/05
D | Set of spare parts; | 1 | Item | 9375 | 9375 | B1/27/05 | B1/27/05-D
B1/27/05
E | Set of tools and instruments; | 1 | Item | 4375 | 4375 | B1/27/05 | B1/27/05-E
B1/27/05
| 272231 COMPUTERS & RELATED PERIPHERALS |  |  |  |  | B1/27/05
B1/27/05
F | Workstation; At security Control Room; Equipped with two screens; | 1 | Nr | 17500 | 17500 | B1/27/05 | B1/27/05-F
B1/27/05
G | Set of spare parts; | 1 | Item | 9375 | 9375 | B1/27/05 | B1/27/05-G
B1/27/05
H | Set of tools and instruments; | 1 | Item | 4375 | 4375 | B1/27/05 | B1/27/05-H
B1/27/05
| 273123 - IP-BASED TELEPHONY COMMUNICATIONS SYSTEM |  |  |  |  | B1/27/05
B1/27/05
| Call Processing Components |  |  |  |  | B1/27/05
B1/27/05
| Phones and Terminals; |  |  |  |  | B1/27/05
B1/27/05
J | Wall mounted IP Phone, as specified; | 16 | Nr | 6898.68 | 110378.88 | B1/27/05 | B1/27/05-J
B1/27/05
K | Wireless IP Phone, as specified; | 20 | Nr | 9612.15 | 192243 | B1/27/05 | B1/27/05-K
B1/27/05
L | Standard IP Phone, as specified; | 6 | Nr | 8439.68 | 50638.08 | B1/27/05 | B1/27/05-L
B1/27/05
| Spare Part, Tools and Instruments; |  |  |  |  | B1/27/06
B1/27/06
A | Set of spare parts; | 1 | Item | 9375 | 9375 | B1/27/06 | B1/27/06-A
B1/27/06
B | Set of tools and instruments; | 1 | Item | 4375 | 4375 | B1/27/06 | B1/27/06-B
B1/27/06
| 274223 - DIGITAL MEDIA DISPLAYS |  |  |  |  | B1/27/06
B1/27/06
| Video Wall Displays; |  |  |  |  | B1/27/06
B1/27/06
C | (1) 55" Video Wall LCD flat panel display (with LED backlight) ; | 1 | Nr | 31250 | 31250 | B1/27/06 | B1/27/06-C
B1/27/06
| Video Wall Controllers; |  |  |  |  | B1/27/06
B1/27/06
D | Video Wall Controller – Standalone unit, non-networked; | 1 | Item | 116700 | 116700 | B1/27/06 | B1/27/06-D
B1/27/06
E | Video Wall Controller – Network-Based Streaming System, Video Wall Processor Node; | 1 | Item | 210450 | 210450 | B1/27/06 | B1/27/06-E
B1/27/06
| Spare Parts, Tools and Instruments; |  |  |  |  | B1/27/06
B1/27/06
F | Set of spare parts; | 1 | Item | 9375 | 9375 | B1/27/06 | B1/27/06-F
B1/27/06
G | Set of tools and instruments; | 1 | Item | 4375 | 4375 | B1/27/06 | B1/27/06-G
B1/27/06
| 275117 - IP-BASED PUBLIC ADDRESS SYSTEM |  |  |  |  | B1/27/06
B1/27/06
| System Peripheral Devices; |  |  |  |  | B1/27/06
B1/27/06
H | Public Address Digital Communication Stations (microphone stations); | 1 | Nr | 5650 | 5650 | B1/27/06 | B1/27/06-H
B1/27/06
J | Ceiling Loudspeaker; | 14 | Nr | 4239.6 | 59354.4 | B1/27/06 | B1/27/06-J
B1/27/06
K | Digital Signal Processing DSP; | 1 | Nr | 28897.14 | 28897.14 | B1/27/06 | B1/27/06-K
B1/27/06
L | Amplifier; | 1 | Item | 60215.93 | 60215.93 | B1/27/06 | B1/27/06-L
B1/27/06
| Spare parts, tools and instruments; |  |  |  |  | B1/27/07
B1/27/07
A | Set of spare parts; | 1 | Item | 9375 | 9375 | B1/27/07 | B1/27/07-A
B1/27/07
B | Set of tools and instruments; | 1 | Item | 4375 | 4375 | B1/27/07 | B1/27/07-B
B1/27/07
| 275129.17 - EMERGENCY ASSIST ALARM SYSTEM |  |  |  |  | B1/27/07
B1/27/07
| System Peripheral Devices; |  |  |  |  | B1/27/07
B1/27/07
C | Ceiling Pull Cord Units | 1 | Nr | 1381.25 | 1381.25 | B1/27/07 | B1/27/07-C
B1/27/07
D | Call Points | 1 | Nr | 1540.63 | 1540.63 | B1/27/07 | B1/27/07-D
B1/27/07
E | Reset Points / Cancel buttons | 1 | Nr | 1721.88 | 1721.88 | B1/27/07 | B1/27/07-E
B1/27/07
F | Overdoor Indicators | 1 | Nr | 2193.75 | 2193.75 | B1/27/07 | B1/27/07-F
B1/27/07
G | Controller | 1 | Nr | 17500 | 17500 | B1/27/07 | B1/27/07-G
B1/27/07
| Panic Bars |  |  |  |  | B1/27/07
B1/27/07
H | Panic Bars, as specified; | 1 | Nr | 1881.25 | 1881.25 | B1/27/07 | B1/27/07-H
B1/27/07
| Spare parts, tools and instruments; |  |  |  |  | B1/27/07
B1/27/07
J | Set of spare parts; | 1 | Item | 9375 | 9375 | B1/27/07 | B1/27/07-J
B1/27/07
K | Set of tools and instruments; | 1 | Item | 4375 | 4375 | B1/27/07 | B1/27/07-K
B1/27/07
| 275123.15 - IP Based Video Intercom system |  |  |  |  | B1/27/07
B1/27/07
| System Peripheral Devices; |  |  |  |  | B1/27/07
B1/27/07
L | Master Intercom Unit; | 1 | Nr | 51107.09 | 51107.09 | B1/27/07 | B1/27/07-L
B1/27/07
M | Slave Intercom Unit; | 4 | Nr | 9316.71 | 37266.84 | B1/27/07 | B1/27/07-M
B1/27/07
N | Entrance/ Exits Push Buttons; | 1 | Nr | 9316.71 | 9316.71 | B1/27/07 | B1/27/07-N
B1/27/07
| Spare parts, tools and instruments; |  |  |  |  | B1/27/08
B1/27/08
A | Set of spare parts; | 1 | Item | 9375 | 9375 | B1/27/08 | B1/27/08-A
B1/27/08
B | Set of tools and instruments; | 1 | Item | 4375 | 4375 | B1/27/08 | B1/27/08-B
B1/27/08
B1/27/08
B1/27/08
B1/27/08
B1/27/08
B1/27/08
B1/27/08
B1/27/08
| 27 - COMMUNICATIONS |  |  |  |  | B1/27/08
| To Summary |  |  | S.R | 3094379.46 | B1/27/08
B1/27/08

## 28
Item | Description | Qty | Unit | Rate | Amount | Bill | Page item
|  | 0 |  | 0 | S.R
| 28 - ELECTRONIC SAFETY AND SECURITY |  |  |  |  | B1/28/01
B1/28/01
| 281500 - ACCESS CONTROL HARDWARE DEVICES |  |  |  |  | B1/28/01
B1/28/01
| card readers, credential cards, keypads & touch terminals; |  |  |  |  | B1/28/01
B1/28/01
A | Touch-plate and proximity readers: active-detection type; | 6 | Nr | 2193.75 | 13162.5 | B1/28/01 | B1/28/01-A
B1/28/01
B | Touch-plate and proximity readers: active-detection type; weather proof; | 7 | Nr | 2193.75 | 15356.25 | B1/28/01 | B1/28/01-B
B1/28/01
| biometric identity verification equipment |  |  |  |  | B1/28/01
B1/28/01
C | Fingerprint analysis scanner; | 6 | Nr | 1818.75 | 10912.5 | B1/28/01 | B1/28/01-C
B1/28/01
| Miscellaneous Access Control Devices; |  |  |  |  | B1/28/01
B1/28/01
D | Door contact, | 31 | Nr | 1131.25 | 35068.75 | B1/28/01 | B1/28/01-D
B1/28/01
E | Push-button switches (Request-To-Exit (REX)), | 19 | Nr | 1721.88 | 32715.72 | B1/28/01 | B1/28/01-E
B1/28/01
F | Door and gate hardware interface; | 1 | Item | 118150 | 118150 | B1/28/01 | B1/28/01-F
B1/28/01
G | Access Control Panel; | 19 | Nr | 16325 | 310175 | B1/28/01 | B1/28/01-G
B1/28/01
| Spare Parts, Tools and Instruments; |  |  |  |  | B1/28/01
B1/28/01
H | Set of spare parts; | 1 | Item | 9375 | 9375 | B1/28/01 | B1/28/01-H
B1/28/01
J | Set of tools and instruments; | 1 | Item | 4375 | 4375 | B1/28/01 | B1/28/01-J
B1/28/01
| 282000 - VIDEO SURVEILLANCE SYSTEM (VSS) |  |  |  |  | B1/28/02
B1/28/02
| CCTV cameras & accessories |  |  |  |  | B1/28/02
B1/28/02
A | Fixed dome camera, 5 Megapixel Resolution; ceiling mounted; | 18 | Nr | 19455.05 | 350190.9 | B1/28/02 | B1/28/02-A
B1/28/02
B | Fixed dome camera, 5 Megapixel Resolution; wall mounted; | 18 | Nr | 19455.05 | 350190.9 | B1/28/02 | B1/28/02-B
B1/28/02
C | Fixed dome camera, Megapixel Resolution; wall mounted; weatherproof; ANPR; | 4 | Nr | 53096.29 | 212385.16 | B1/28/02 | B1/28/02-C
B1/28/02
D | PTZ camera, wall mounted; weatherproof; | 4 | Nr | 24934.89 | 99739.56 | B1/28/02 | B1/28/02-D
B1/28/02
E | Fixed Camera, pole mounted; weatherproof; | 28 | Nr | 35051.51 | 981442.28 | B1/28/02 | B1/28/02-E
B1/28/02
F | PTZ Camera, pole mounted; weatherproof; | 4 | Nr | 24934.89 | 99739.56 | B1/28/02 | B1/28/02-F
B1/28/02
G | Camera Pole | 15 | Nr | 33916.64 | 508749.6 | B1/28/02 | B1/28/02-G
B1/28/02
| Spare Part, Tools and Instruments; |  |  |  |  | B1/28/02
B1/28/02
H | Set of spare parts; | 1 | Item | 12500 | 12500 | B1/28/02 | B1/28/02-H
B1/28/02
J | Set of tools and instruments; | 1 | Item | 12500 | 12500 | B1/28/02 | B1/28/02-J
B1/28/02
| 284621.11 - ADDRESSABLE FIRE ALARM SYSTEMS |  |  |  |  | B1/28/02
B1/28/02
| Control Panels; |  |  |  |  | B1/28/02
B1/28/02
K | FACP; | 1 | Nr | 26331.88 | 26331.88 | B1/28/02 | B1/28/02-K
B1/28/02
L | FARP; | 1 | Nr | 26331.88 | 26331.88 | B1/28/02 | B1/28/02-L
B1/28/02
| Fire alarm signal initiation devices and systems; |  |  |  |  | B1/28/03
B1/28/03
A | Manual Pull Station; | 21 | Nr | 2556.38 | 53683.98 | B1/28/03 | B1/28/03-A
B1/28/03
B | Photoelectric smoke detectors; | 45 | Nr | 471.88 | 21234.6 | B1/28/03 | B1/28/03-B
B1/28/03
C | Multi-criteria detectors; as specified; | 6 | Nr | 392.25 | 2353.5 | B1/28/03 | B1/28/03-C
B1/28/03
D | Heat detectors; | 1 | Nr | 1881.25 | 1881.25 | B1/28/03 | B1/28/03-D
B1/28/03
E | Flame detectors; | 1 | Nr | 3443.75 | 3443.75 | B1/28/03 | B1/28/03-E
B1/28/03
F | Beam detector (Transmitter and receiver); | 3 | Nr | 7807.38 | 23422.14 | B1/28/03 | B1/28/03-F
B1/28/03
G | Continuous Linear Heat-Detector System: digital type; | 1 | Item | 325312.5 | 325312.5 | B1/28/03 | B1/28/03-G
B1/28/03
H | Duct smoke detectors; | 1 | Item | 114218.75 | 114218.75 | B1/28/03 | B1/28/03-H
B1/28/03
| Notification Appliances (audible/visible alarm devices); |  |  |  |  | B1/28/03
B1/28/03
J | Combination device: Horn/Strobe unit; | 56 | Nr | 2100.63 | 117635.28 | B1/28/03 | B1/28/03-J
B1/28/03
K | Combination device: Horn/Strobe unit; weather proof; | 4 | Nr | 2832.13 | 11328.52 | B1/28/03 | B1/28/03-K
B1/28/03
| Peripherals and accessories; |  |  |  |  | B1/28/03
B1/28/03
L | Monitor modules (input modules); | 1 | Item | 135867.25 | 135867.25 | B1/28/03 | B1/28/03-L
B1/28/03
M | Control modules; | 1 | Item | 90812.5 | 90812.5 | B1/28/03 | B1/28/03-M
B1/28/03
N | Relay modules; | 1 | Item | 302971.88 | 302971.88 | B1/28/03 | B1/28/03-N
B1/28/03
P | Fault isolator modules (fault isolators); | 1 | Item | 1693.75 | 1693.75 | B1/28/03 | B1/28/03-P
B1/28/03
| Spare Part, Tools and Instruments; |  |  |  |  | B1/28/04
B1/28/04
A | Set of spare parts; | 1 | Item | 18750 | 18750 | B1/28/04 | B1/28/04-A
B1/28/04
B | Set of tools and instruments; | 1 | Item | 18750 | 18750 | B1/28/04 | B1/28/04-B
B1/28/04
B1/28/04
B1/28/04
B1/28/04
B1/28/04
B1/28/04
B1/28/04
B1/28/04
B1/28/04
| 28 - ELECTRONIC SAFETY AND SECURITY |  |  |  |  | B1/28/04
| To Summary |  |  | S.R | 4472752.09 | B1/28/04
B1/28/04
B1/28/04

## 31
Item | Description | Qty | Unit | Rate | Amount | Bill | Page item
S.R
| 31 - EARTHWORK |  |  |  |  | B1/31/01
B1/31/01
| 311000 - SITE CLEARING |  |  |  |  | B1/31/01
B1/31/01
| Site preparation |  |  |  |  | B1/31/01
B1/31/01
A | Clearing the site generally | 1 | item | 14557.43 | 14557.43 | B1/31/01 | B1/31/01-A
B1/31/01
| 312000 - EARTHMOVING |  |  |  |  | B1/31/01
B1/31/01
| Excavating |  |  |  |  | B1/31/01
B1/31/01
B | Foundations, Basements and the like | 1921 | m³ | 61.37 | 117891.77 | B1/31/01 | B1/31/01-B
B1/31/01
| Soil fill and engineered fill |  |  |  |  | B1/31/01
B1/31/01
C | Engineered fill, below slab on grade | 6656 | m³ | 47.96 | 319221.76 | B1/31/01 | B1/31/01-C
B1/31/01
D | Engineered Fill (Provisional), below foundations | 1695 | m³ | 47.96 | 81292.2 | B1/31/01 | B1/31/01-D
B1/31/01
| TRANSPORTATION WORKS |  |  |  |  | B1/31/01
B1/31/01
| 311000 - SITE CLEARING |  |  |  |  | B1/31/01
B1/31/01
| Clearing and grubbing for the entire site area including clearing vegetation, timber, trash and unsuitable material and removing top soil and disposal outside |  |  |  |  | B1/31/01
[5 empty] | 0 | B1/31/01
E | Site area | 0 | m2 | 0 | Incl. | B1/31/01 | B1/31/01-E
B1/31/01
| 312000 - EARTHMOVING |  |  |  |  | B1/31/02
B1/31/02
A | Unclassified Excavation including all materials encountered of any nature, and disposal unsuitable material outside the project site |  | 0 |  |  | B1/31/02
B1/31/02
B | Unclassified excavation | 0 | m3 | 61.37 | 0 | B1/31/02 | B1/31/02-B
B1/31/02
| Backfill till the bottom level of sub-base layer (CBR not less than 15%), with layers 150mm thick for each layer |  |  |  |  | B1/31/02
B1/31/02
C | Fill | 54899 | m3 | 47.96 | 2632956.04 | B1/31/02 | B1/31/02-C
B1/31/02
D | 300mm Improved Subgrade Layer, Compacted to 100% M.D.D., CBR ≥ 25% (to be laid and compacted in 2 lifts 150mm each) |  | m2 | 14.39 | 0 | B1/31/02 | B1/31/02-D
B1/31/02
E | Subgrade preparation/Subgrade Layer. |  | m2 | 4.86 | 0 | B1/31/02 | B1/31/02-E
B1/31/02
B1/31/02
B1/31/02
B1/31/02
B1/31/02
B1/31/02
B1/31/02
B1/31/02
B1/31/02
B1/31/02
| 31 - EARTHWORK |  |  |  |  | B1/31/02
| To Summary |  |  | S.R | 3165919.2 | B1/31/02
B1/31/02

## 32
Item | Description | Qty | Unit | Rate | Amount | Bill | Page item | Remarks
S.R
| 32 - EXTERIOR IMPROVEMENTS |  |  |  |  | B1/32/01
B1/32/01
| PAVEMENT ASSESSMENT |  |  |  |  | B1/32/01
[6 empty] | B1/32/01 |  | 0
| Vehicular Roads |  |  |  |  | B1/32/01 |  | 0
[6 empty] | B1/32/01 |  | 0
| 321216.30 - ASPHALT PAVING |  |  |  |  | B1/32/01 |  | 0
[6 empty] | B1/32/01 |  | 0
A | Tack Coat | 3908 | m2 | 12.5 | 48850 | B1/32/01 | B1/32/01-A | Quantity not available so assume provisional quantity same as Foot area
[6 empty] | B1/32/01 |  | 0
B | Prime Coat | 3908 | m2 | 12.5 | 48850 | B1/32/01 | B1/32/01-B | Quantity not available so assume provisional quantity same as Foot area
[6 empty] | B1/32/01 |  | 0
C | 50mm Polymer Modified Bituminous (PMB) Wearing (Surface) Course, (Bitumen Performance Graded PG76-10, Grade H) | 3908 | m2 | 93.75 | 366375 | B1/32/01 | B1/32/01-C | Quantity not available so assume provisional quantity same as Foot area
[6 empty] | B1/32/01 |  | 0
D | 80mm Polymer Modified Bituminous (PMB) Base Course, (Bitumen Performance Graded PG76-10, Grade H) | 3908 | m2 | 68.75 | 268675 | B1/32/01 | B1/32/01-D | Quantity not available so assume provisional quantity same as Foot area
[6 empty] | B1/32/01 |  | 0
| 321123 - AGGREGATE BASE COURSE |  |  |  |  | B1/32/01 |  | 0
[6 empty] | B1/32/01 |  | 0
E | 150 mm Crushed Aggregate Base Course, Compacted to 100% M.D.D., CBR ≥ 80% | 3908 | m2 | 24.83 | 97035.64 | B1/32/01 | B1/32/01-E | Quantity not available so assume provisional quantity same as Footing area
[6 empty] | B1/32/01 |  | 0
F | 300mm Improved Subgrade Layer, Compacted to 100% M.D.D., CBR ≥ 25% (to be laid and compacted in 2 lifts 150mm each) | 3908 | m2 | 49.67 | 194110.36 | B1/32/01 | B1/32/01-F | Quantity not available so assume provisional quantity same as Footing area
[6 empty] | B1/32/01 |  | 0
G | Subgrade, prepared and compacted as specified | 3908 | m2 | 4.86 | 18992.88 | B1/32/01 | B1/32/01-G | Quantity not available so assume provisional quantity same as Footing area
[6 empty] | B1/32/01 |  | 0
| 321313.26 - CONCRETE CURBS |  |  |  |  | B1/32/02 |  | 0
[6 empty] | B1/32/02 |  | 0
| Provision and fixing pre-cast curbstone including excavation, concrete bedding and backing and mortar bed , laying and backfilling |  |  |  |  | B1/32/02 |  | 0
[6 empty] | B1/32/02 |  | 0
A | Precast Upstand Curb | 4236 | m | 185.47 | 785650.92 | B1/32/02 | B1/32/02-A | 0
[6 empty] | B1/32/02 |  | 0
B | Wheel Stop | 412 | m | 361.25 | 148835 | B1/32/02 | B1/32/02-B | 0
[6 empty] | B1/32/02 |  | 0
| 321400 - UNIT PAVING |  |  |  |  | B1/32/02 |  | 0
[6 empty] | B1/32/02 |  | 0
| Concrete Paving |  |  |  |  | B1/32/02 |  | 0
[6 empty] | B1/32/02 |  | 0
C | Light Grey Precast Concrete Pavers, Shot blasted finish, 200x600x60mm, 50mm sand bedding layer, 200mm aggregate base course, geotextile, 300mm capillary break layer. | 6843 | m2 | 216.08 | 1478635.44 | B1/32/02 | B1/32/02-C | 0
[6 empty] | B1/32/02 |  | 0
| Curbs and Edge Restraints |  |  |  |  | B1/32/02 |  | 0
[6 empty] | B1/32/02 |  | 0
D | Concrete Flush Curb, 100x600x250mm, including all civil works and accessories. | 508 | m2 | 178.91 | 90886.28 | B1/32/02 | B1/32/02-D | 0
[6 empty] | B1/32/02 |  | 0
| 321723 - ROADS PAVEMENT MARKING |  |  |  |  | B1/32/02 |  | 0
[6 empty] | B1/32/02 |  | 0
E | Solid reflectorised white thermoplastic line, Stop line | 0 | m2 | 250 | 0 | B1/32/02 | B1/32/02-E | Quantity not available
[6 empty] | B1/32/02 |  | 0
F | Reflectorised white thermoplastic line, yield line | 0 | m2 | 250 | 0 | B1/32/02 | B1/32/02-F | Quantity not available
[6 empty] | B1/32/02 |  | 0
G | Reflectorised white thermoplastic line, centerline divider | 78.16 | m2 | 250 | 19540 | B1/32/02 | B1/32/02-G | Quantity not available so we assume provisional quantity
[6 empty] | B1/32/02 |  | 0
H | Solid reflectorised yellow, thermoplastic line | 156.32 | m2 | 250 | 39080 | B1/32/02 | B1/32/02-H | Quantity not available so we assume provisional quantity
[6 empty] | B1/32/02 |  | 0
J | Solid reflectorised white, thermoplastic line | 156.32 | m2 | 250 | 39080 | B1/32/02 | B1/32/02-J | Quantity not available so we assume provisional quantity
[6 empty] | B1/32/02 |  | 0
A | Reflectorised white thermoplastic line, crosswalk | 0 | m2 | 250 | 0 | B1/32/03 | B1/32/03-A | Quantity not available
[6 empty] | B1/32/03 |  | 0
B | Reflectorised yellow thermoplastic line, edge line marking | 0 | m2 | 250 | 0 | B1/32/03 | B1/32/03-B | Quantity not available
[6 empty] | B1/32/03 |  | 0
C | Arrow Marking | 10 | m2 | 250 | 2500 | B1/32/03 | B1/32/03-C | Quantity not available so we assume provisional quantityQuantity not available
[6 empty] | B1/32/03 |  | 0
D | Parking bay Marking (white) | 0 | m2 | 250 | 0 | B1/32/03 | B1/32/03-D | Quantity not available
E | [5 empty] | B1/32/03 |  | 0
F | Parking for disabled Marking(white) | 0 | m2 | 250 | 0 | B1/32/03 | B1/32/03-F | Quantity not available
[6 empty] | B1/32/03 |  | 0
| 321750 - ROAD TRAFFIC SIGNS |  |  |  |  | B1/32/03 |  | 0
[6 empty] | B1/32/03 |  | 0
F.1 | Small signs (not exceeding 1 sq.m area) including Single post breakaway sign support and foundation | 30 | Nr | 3750 | 112500 | B1/32/03 | B1/32/03-F.1 | 0
[6 empty] | B1/32/03 |  | 0
F.2 | Large ground mounted signs (exceeding 1 sq.m area) including Two post breakaway sign support assemblies and foundation | 0 | Nr | 12500 | 0 | B1/32/03 | B1/32/03-F.2 | 0
[6 empty] | B1/32/03 |  | 0
| 323113 - CHAIN LINK FENCES AND GATES |  |  |  |  | B1/32/03 |  | 0
[6 empty] | B1/32/03 |  | 0
| Supply and install, including all related civil works and accessories. |  |  |  |  | B1/32/03 |  | 0
[6 empty] | B1/32/03 |  | 0
G | Perimeter welded fence, 2m height | 28 | L.m | 750 | 21000 | B1/32/03 | B1/32/03-G | 0
[6 empty] | B1/32/03 |  | 0
H | Pedestrian swinging gate | 1 | Nr | 5625 | 5625 | B1/32/03 | B1/32/03-H | 0
[6 empty] | B1/32/03 |  | 0
| 323300 - SITE FURNISHINGS |  |  |  |  | B1/32/03 |  | 0
[6 empty] | B1/32/03 |  | 0
| Site Furniture |  |  |  |  | B1/32/03 |  | 0
[6 empty] | B1/32/03 |  | 0
J | Litter Bin | 2 | Nr | 3193.37 | 6386.74 | B1/32/03 | B1/32/03-J | 0
[6 empty] | B1/32/03 |  | 0
K | Litter Bin with Ashtray | 0 | Nr | 4811.19 | 0 | B1/32/03 | B1/32/03-K | 0
[6 empty] | B1/32/03 |  | 0
L | Bench 50x200x45cm | 4 | Nr | 3522.81 | 14091.24 | B1/32/03 | B1/32/03-L | 0
[6 empty] | B1/32/03 |  | 0
A | Lighting Pole | 29 | Nr | 11238.79 | 325924.91 | B1/32/04 | B1/32/04-A | 0
[6 empty] | B1/32/04 |  | 0
B | Lighting Bollard | 0 | Nr | 2592.87 | 0 | B1/32/04 | B1/32/04-B | 0
[6 empty] | B1/32/04 |  | 0
C | Tree Uplight | 25 | Nr | 2079.27 | 51981.75 | B1/32/04 | B1/32/04-C | 0
[6 empty] | B1/32/04 |  | 0
| 329113 - SOIL PREPARATION |  |  |  |  | B1/32/04 |  | 0
[6 empty] | B1/32/04 |  | 0
| To planting areas, sweet soil mixed with compost and fertilizers and all other necessary amendments, for all planting areas, as per the below calculations: 1.Trees pit (1.5x1.5x1.5) 2.Shrubs and (0.5m depth) 3.Ground cover (0.3m depth) |  |  |  |  | B1/32/04 |  | 0
[6 empty] | B1/32/04 |  | 0
D | Planting soil for trees | 250 | m3 | 514.85 | 128712.5 | B1/32/04 | B1/32/04-D | 0
[6 empty] | B1/32/04 |  | 0
E | Planting soil for shrubs | 2236 | m3 | 514.85 | 1151204.6 | B1/32/04 | B1/32/04-E | 0
[6 empty] | B1/32/04 |  | 0
F | Planting soil for groundcovers | 466 | m3 | 514.85 | 239920.1 | B1/32/04 | B1/32/04-F | 0
[6 empty] | B1/32/04 |  | 0
| 329300 - PLANTS |  |  |  |  | B1/32/04 |  | 0
[6 empty] | B1/32/04 |  | 0
| Planting of vegetation specified on drawings, including soil amendments, application of fertilizer, planting soil, mulch, weed barrier, pesticide, plant stabilizating system and all other miscellaneous material and accessories. |  |  |  |  | B1/32/04 |  | 0
[6 empty] | B1/32/04 |  | 0
| Trees |  |  |  |  | B1/32/04 |  | 0
[6 empty] | B1/32/04 |  | 0
G | Albezia Lebbeck | 30 | Nr | 14828.31 | 444849.3 | B1/32/04 | B1/32/04-G | 0
[6 empty] | B1/32/04 |  | 0
H | Acacia Farnesiana | 19 | Nr | 2626.85 | 49910.15 | B1/32/04 | B1/32/04-H | 0
[6 empty] | B1/32/04 |  | 0
J | Acacia Sieberiana | 25 | Nr | 7207.29 | 180182.25 | B1/32/04 | B1/32/04-J | 0
[6 empty] | B1/32/04 |  | 0
| Shrubs |  |  |  |  | B1/32/04 |  | 0
[6 empty] | B1/32/04 |  | 0
K | Lavendula Atriplicifolia | 1535 | m2 | 209.26 | 321214.1 | B1/32/04 | B1/32/04-K | 0
[6 empty] | B1/32/04 |  | 0
A | Salsola Drummondii | 694 | m2 | 209.26 | 145226.44 | B1/32/05 | B1/32/05-A | 0
[6 empty] | B1/32/05 |  | 0
| Ground Cover |  |  |  |  | B1/32/05 |  | 0
[6 empty] | B1/32/05 |  | 0
B | Carpobrotus Edulis | 1059 | m2 | 276.69 | 293014.71 | B1/32/05 | B1/32/05-B | 0
[6 empty] | B1/32/05 |  | 0
C | Pennisetum Setaceum | 493 | m2 | 116.31 | 57340.83 | B1/32/05 | B1/32/05-C | 0
[6 empty] | B1/32/05 |  | 0
| Plant Mixes |  |  |  |  | B1/32/05 |  | 0
[6 empty] | B1/32/05 |  | 0
| Plant Mix A: Suaeda Fruticosa 75% + Pennicetum Setaceum 25% |  |  |  |  | B1/32/05 |  | 0
[6 empty] | B1/32/05 |  | 0
D | Suaeda Fruticosa | 1684 | m2 | 221.97 | 373797.48 | B1/32/05 | B1/32/05-D | 0
[6 empty] | B1/32/05 |  | 0
E | Pennicetum Setaceum | 561 | m2 | 116.31 | 65249.91 | B1/32/05 | B1/32/05-E | 0
B1/32/05
B1/32/05
B1/32/05
B1/32/05
B1/32/05
B1/32/05
B1/32/05
B1/32/05
B1/32/05
B1/32/05
B1/32/05
B1/32/05
B1/32/05
B1/32/05
B1/32/05
| 32 - EXTERIOR IMPROVEMENTS |  |  |  |  | B1/32/05
| To Summary |  |  | S.R | 7635228.53 | B1/32/05
B1/32/05

## 33
Item | Description | Qty | Unit | Rate | Amount | Bill | Page
S.R
| 33 - UTILITIES |  |  |  |  | B1/33/01
B1/33/01
| POTABLE WATER WORKS |  |  |  |  | B1/33/01
B1/33/01
| PIPEWORK - PIPES |  |  |  | 0 | B1/33/01
[5 empty] | 0 | B1/33/01
| Supply, lay, test, and Install HDPE SDR 11, PN16 pipes including, cleaning, disinfection, concrete protection, and others accessories (other than measured under this BOQ), trenching, connection and commissioning etc., all related excavation, backfilling, disposal (including excavation in rock), thrust block, surface rehabilitation, warning tape, dewatering and associated works complete as per relevant Authority standards. |  |  |  | 0 | B1/33/01
B1/33/01
| For L.I |  |  |  | 0 | B1/33/01
| Nominal dia 180mm |  |  |  | 0 | B1/33/01
A | In trenches depth 1.2m-2.0 m. | 675 | m | 875.25 | 590793.75 | B1/33/01 | B1/33/01-A
B1/33/01
| Nominal dia 225mm |  |  |  | 0 | B1/33/01
B | In trenches depth 1.2m-2.0 m. | 40 | m | 875.25 | 35010 | B1/33/01 | B1/33/01-B
B1/33/01
| Gate Valves ( buried with surface boxes ) |  |  |  | 0 | B1/33/01
B1/33/01
C | Hand operated gate valves buried inside surface box, work includes surface box, heavy duty DI frame and cover, concrete bases, protection tubes, lengthening rod, muff coupling socketed joint, with extension spindle including accessories, according to drawings and specifications. | 4 | Nr | 20668.13 | 82672.52 | B1/33/01 | B1/33/01-C
B1/33/01
| Air Valves |  |  |  | 0 | B1/33/02
B1/33/02
A | Supply, Install and test Air Release Valves chamber 2000 mm width, 2300mm length and 3100mm Height, along the potable water system including earth works, concrete works, steel steps, heavy duty lockable cast iron cover and farm, air valve, isolation valve, dismantling joints, piping, Tees, Elbows, flanges, bends, concrete support, and all required works as per drawings and specifications. | 1 | Nr | 26152.5 | 26152.5 | B1/33/02 | B1/33/02-A
[5 empty] | 0 | B1/33/02
| Washout Valves |  |  |  | 0 | B1/33/02
B1/33/02
B | Supply, Install and test Washout Valves chamber 2100 mm width, 2300mm length and 4800mm Height, along the potable water system including earth works, concrete works, galvanized steel steps, heavy duty lockable cast iron cover and farm, washout valve, dismantling joints, piping, Tees, Elbows, flanges, bends, concrete support, and all required works as per drawings and specifications. | 1 | Nr | 28652.5 | 28652.5 | B1/33/02 | B1/33/02-B
B1/33/02
| WATER PUMP STATION |  |  |  |  | B1/33/03
B1/33/03
| Supply and Install water pump station with all fittings as specified to the requirements of water supply with connections & adaptors all as per drawings, etc. and any other requirements to suit the pump specs as directed by the Engineer, and all related excavation, backfilling, disposal (including excavation in rock), thrust block, surface rehabilitation, warning tape, dewatering and associated works complete as per relevant Authority standards |  |  |  |  | B1/33/03
| For L.I |  |  |  |  | B1/33/03
B1/33/03
A | Flow Discharge 3.9 L/s | 2 | Nr | 17607.5 | 35215 | B1/33/03 | B1/33/03-A
| Head 5 Bar |  |  |  | 0 | B1/33/03
B1/33/03
| FIRE WATER WORKS |  |  |  |  | B1/33/03
B1/33/03
| PIPEWORK - PIPES |  |  |  | 0 | B1/33/03
[5 empty] | 0 | B1/33/03
| Supply, lay, test, and Install HDPE, PN20 pipes including, cleaning, disinfection, concrete protection, and others accessories (other than measured under this BOQ), trenching, connection and commissioning etc., all related excavation, backfilling, disposal (including excavation in rock), thrust block, surface rehabilitation, warning tape, dewatering and associated works complete as per relevant Authority standards. |  |  |  | 0 | B1/33/03
B1/33/03
| For L.I |  |  |  | 0 | B1/33/03
| Nominal dia 180mm |  |  |  | 0 | B1/33/03
B | In trenches depth 1.2m-2.0 m. | 660 | m | 875.25 | 577665 | B1/33/03 | B1/33/03-B
B1/33/03
| Nominal dia 225mm |  |  |  | 0 | B1/33/03
C | In trenches depth 1.2m-2.0 m. | 16 | m | 875.25 | 14004 | B1/33/03 | B1/33/03-C
| Fire Hydrant |  |  |  | 0 | B1/33/04
B1/33/04
| Supply and installation of wet barrel type fire hydrants including necessary pipe works, plinths, nut & bolts, isolation valve with surface box, hydrant protector and all other accessories including excavation in any material including rock, backfilling with approved bedding/surround/fill materials, disposal, dewatering, blinding, concreting, reinforcement, formwork...etc. complete as per drawings and specification. |  |  |  | 0 | B1/33/04
B1/33/04
A | From dia200 mm | 2 | Nr | 30215 | 60430 | B1/33/04 | B1/33/04-A
[5 empty] | 0 | B1/33/04
| Gate Valves ( buried with surface boxes ) |  |  |  | 0 | B1/33/04
B1/33/04
B | Hand operated gate valves buried inside surface box, work includes surface box, heavy duty DI frame and cover, concrete bases, protection tubes, lengthening rod, muff coupling socketed joint, with extension spindle including accessories, according to drawings and specifications. | 4 | Nr | 20668.13 | 82672.52 | B1/33/04 | B1/33/04-B
B1/33/04
| Air Valves |  |  |  | 0 | B1/33/04
B1/33/04
C | Supply, Install and test Air Release Valves chamber 2000 mm width, 2300mm length and 3100mm Height, along the FireFighting system including earth works, concrete works, steel steps, heavy duty lockable cast iron cover and farm, air valve, isolation valve, dismantling joints, piping, Tees, Elbows, flanges, bends, concrete support, and all required works as per drawings and specifications. | 1 | Nr | 26152.5 | 26152.5 | B1/33/04 | B1/33/04-C
[5 empty] | 0 | B1/33/04
| Washout Valves |  |  |  | 0 | B1/33/05
B1/33/05
A | Supply, Install and test Washout Valves chamber 2100 mm width, 2300mm length and 4800mm Height, along the FireFighting system including earth works, concrete works, galvanized steel steps, heavy duty lockable cast iron cover and farm, washout valve, dismantling joints, piping, Tees, Elbows, flanges, bends, concrete support, and all required works as per drawings and specifications. | 1 | Nr | 28652.5 | 28652.5 | B1/33/05 | B1/33/05-A
B1/33/05
| SEWERAGE WORKS |  |  |  |  | B1/33/05
B1/33/05
| PIPE WORKS |  |  |  |  | B1/33/05
[5 empty] | 0 | B1/33/05
| Supply, lay, test, and Install the following pipes including, cleaning, disinfection, concrete protection, and others accessories (other than measured under this BOQ), trenching, connection and commissioning etc., all related excavation, backfilling, disposal (including excavation in rock), surface rehabilitation, warning tape, dewatering; shoring and associated works complete as per relevant Authority standards. |  |  |  | 0 | B1/33/05
B1/33/05
| For L.I |  |  |  |  | B1/33/05
| GRP (SN 10,000) pipes nominal size 200-300mm |  |  |  |  | B1/33/05
| Nominal size: 200mm |  |  |  |  | B1/33/05
B | In trenches depth 1.5 - 4m | 700 | m | 875.25 | 612675 | B1/33/05 | B1/33/05-B
B1/33/05
| MANHOLES |  |  |  |  | B1/33/06
B1/33/06
| Supply and install complete the following precast reinforced concrete manholes of 1200mm internal diameter, including excavation, backfilling, compaction, benching, protecting internal concrete surfacing by epoxy sulfide, applying 3 coats of coal tar epoxy paint for outside wall protection and/or applying bituminous emulsion coating on external surface for protection, polyethylene coated stainless steel steps and epoxy mortar protection to benching, backfilling and compacting, heavy duty cover and frame complete in all respect as per drawings and specifications |  |  |  |  | B1/33/06
B1/33/06
A | depth 1.5 - 4m | 25 | Nr | 27930 | 698250 | B1/33/06 | B1/33/06-A
[5 empty] | 0 | B1/33/06
| IRRIAGTION WORKS |  |  |  |  | B1/33/06
B1/33/06
| PIPEWORK - PIPES |  |  |  | 0 | B1/33/06
[5 empty] | 0 | B1/33/06
| Supply, lay, test, and Install HDPE SDR 11, PN16 pipes including, cleaning, disinfection, concrete protection, and others accessories (other than measured under this BOQ), trenching, connection and commissioning etc., all related excavation, backfilling, disposal (including excavation in rock), thrust block, surface rehabilitation, warning tape, dewatering and associated works complete as per relevant Authority standards. |  |  |  | 0 | B1/33/06
B1/33/06
| For L.I |  |  |  | 0 | B1/33/06
| Nominal dia 50mm |  |  |  | 0 | B1/33/06
B | In trenches depth 1.2m-2.0 m. | 280 | m | 875.25 | 245070 | B1/33/06 | B1/33/06-B
B1/33/06
| Nominal dia 63mm |  |  |  | 0 | B1/33/06
C | In trenches depth 1.2m-2.0 m. | 135 | m | 875.25 | 118158.75 | B1/33/06 | B1/33/06-C
B1/33/06
| Gate Valves ( buried with surface boxes ) |  |  |  | 0 | B1/33/07
B1/33/07
A | Hand operated gate valves buried inside surface box, work includes surface box, heavy duty DI frame and cover, concrete bases, protection tubes, lengthening rod, muff coupling socketed joint, with extension spindle including accessories, according to drawings and specifications. | 3 | Nr | 20668.13 | 62004.39 | B1/33/07 | B1/33/07-A
B1/33/07
| Air Valves |  |  |  | 0 | B1/33/07
B1/33/07
B | Supply, Install and test Air Release Valves chamber 2000 mm width, 2300mm length and 3100mm Height, along the irrigation system including earth works, concrete works, steel steps, heavy duty lockable cast iron cover and farm, air valve, isolation valve, dismantling joints, piping, Tees, Elbows, flanges, bends, concrete support, and all required works as per drawings and specifications. | 1 | Nr | 26152.5 | 26152.5 | B1/33/07 | B1/33/07-B
[5 empty] | 0 | B1/33/07
| Washout Valves |  |  |  | 0 | B1/33/07
B1/33/07
C | Supply, Install and test Washout Valves chamber 2100 mm width, 2300mm length and 4800mm Height, along the irrigation system including earth works, concrete works, galvanized steel steps, heavy duty lockable cast iron cover and farm, washout valve, dismantling joints, piping, Tees, Elbows, flanges, bends, concrete support, and all required works as per drawings and specifications. | 1 | Nr | 28652.5 | 28652.5 | B1/33/07 | B1/33/07-C
B1/33/07
| UTILTIES COMPONENTS |  |  |  |  | B1/33/08
B1/33/08
| WATER TANKS |  |  |  |  | B1/33/08
[5 empty] | 0 | B1/33/08
| Supply install , test and commissioning for storage tank, GLS type , or Concrete tanks complete with wall sheets, bolts, support elements against wind, cathodic protection system, dome type aluminum cover, ladders, walk ways required openings with connection to the piping system, piping "Inlet, outlet, drain and overflow", painting and all necessary to complete the work as per the specification ,drawings. Price includes spare parts for 2 years from the handing over the project, transportation, Workmanship, storage of the all materials in proper store as per manufacturer recommendations, it includes also all necessary fittings, accessories and miscellaneous materials for connections and support, Testing & Commissioning for hand-over in fully operational conditions, Material should be SASO certified. |  |  |  | 0 | B1/33/08
B1/33/08
| For L.I |  |  |  |  | B1/33/08
A | 4 m3 effective volume GLS tank with 500 mm free board minimum | 1 | Nr | 9743.75 | 9743.75 | B1/33/08 | B1/33/08-A
[5 empty] | 0 | B1/33/08
B1/33/08
B1/33/08
B1/33/08
B1/33/08
B1/33/08
B1/33/08
B1/33/08
B1/33/08
| 33 - UTILITIES |  |  |  |  | B1/33/08
| To Summary |  |  | S.R | 3388779.68 | B1/33/08
B1/33/08

## 34- SUM
SUMMARY
| Description |  | Amount
S.R
01 | GENERAL RULES AND REQUIREMENTS |  | 6579952.2712
03 | CONCRETE |  | 3775737.32 | 0
04 | MASONRY |  | 358524.52 | 0
05 | METALS |  | 10245489.5 | 0
06 | WOOD AND PLASTICS |  | 175022.8 | 0
07 | THERMAL AND MOISTURE PROTECTION |  | 5857191.95 | 0
08 | OPENINGS |  | 1073019.35 | 0
09 | FINISHES |  | 1505507.84 | 0
10 | SPECIALTIES |  | 73625 | 0
11 | EQUIPMENT |  | 6541000 | 0
12 | FURNISHINGS |  | 205107.06 | 0
21 | FIRE SUPPRESSION |  | 779412.9
22 | PLUMBING |  | 927668.19
23 | HEATING, VENTILATING AND AIR CONDITIONING |  | 6860465.48
26 | ELECTRICAL |  | 9893738.89
27 | COMMUNICATIONS |  | 3094379.46
28 | ELECTRONIC SAFETY AND SECURITY |  | 4472752.09
31 | EARTHWORK |  | 3165919.2
32 | EXTERIOR IMPROVEMENTS |  | 7635228.53
33 | UTILITIES |  | 3388779.68
TOTAL
| To Form of Tender | S.R | 76608522.0312 | 0