## Arth.
Tenderer | Bill | Bill Name | Division | Division Name | Trade | Type | Item No. | Description 1 | Description 2 | HOME FOR THE ELDERLY & HANDICAP | Description | Qty | Unit | Rate | Amount | [5 empty] | Description | Qty | Unit | Rate | Amount | Rate after discount | Amount after discount
FPE | interleaf |  |  |  |  | Other | 1 |  |  | Fuhais - Jordan
FPE | TOC |  |  |  |  | Other | 2 |  |  | TABLE OF CONTENTS
FPE | TOC |  |  |  |  | Other | 3 |  |  | 01 | GENERAL REQUIREMENTS | [9 empty] | GENERAL REQUIREMENTS
FPE | TOC |  |  |  |  | Other | 4 |  |  | 02 | SITE CONSTRUCTION | [9 empty] | SITE CONSTRUCTION
FPE | TOC |  |  |  |  | Other | 5 |  |  | 03 | CONCRETE | [9 empty] | CONCRETE
FPE | TOC |  |  |  |  | Other | 6 |  |  | 04 | MASONRY | [9 empty] | MASONRY
FPE | TOC |  |  |  |  | Other | 7 |  |  | 05 | METALS | [9 empty] | METALS
FPE | TOC |  |  |  |  | Other | 8 |  |  | 06 | WOOD AND PLASTICS | [9 empty] | WOOD AND PLASTICS
FPE | TOC |  |  |  |  | Other | 9 |  |  | 07 | THERMAL AND MOISTURE PROTECTION | [9 empty] | THERMAL AND MOISTURE PROTECTION
FPE | TOC |  |  |  |  | Other | 10 |  |  | 08 | OPENINGS | [9 empty] | OPENINGS
FPE | TOC |  |  |  |  | Other | 11 |  |  | 09 | FINISHES | [9 empty] | FINISHES
FPE | TOC |  |  |  |  | Other | 12 |  |  | 10 | SPECIALTIES | [9 empty] | SPECIALTIES
FPE | TOC |  |  |  |  | Other | 13 |  |  | 11 | EQUIPMENT | [9 empty] | EQUIPMENT
FPE | TOC |  |  |  |  | Other | 14 |  |  | 12 | FURNISHINGS | [9 empty] | FURNISHINGS
FPE | TOC |  |  |  |  | Other | 15 |  |  | 14 | CONVEYING EQUIPMENT | [9 empty] | CONVEYING EQUIPMENT
FPE | TOC |  |  |  |  | Other | 16 |  |  | 21 | FIRE SUPPRESSION | [9 empty] | FIRE SUPPRESSION
FPE | TOC |  |  |  |  | Other | 17 |  |  | 22 | PLUMBING | [9 empty] | PLUMBING
FPE | TOC |  |  |  |  | Other | 18 |  |  | 23 | HEATING VENTILATING AND AIR CONDITIONING | [9 empty] | HEATING VENTILATING AND AIR CONDITIONING
FPE | TOC |  |  |  |  | Other | 19 |  |  | 26 | ELECTRICAL | [9 empty] | ELECTRICAL
FPE | TOC |  |  |  |  | Other | 20 |  |  | 27 | COMMUNICATIONS | [9 empty] | COMMUNICATIONS
FPE | TOC |  |  |  |  | Other | 21 |  |  | 28 | ELECTRONIC SAFETY AND SECURITY | [9 empty] | ELECTRONIC SAFETY AND SECURITY
FPE | TOC |  |  |  |  | Other | 22 |  |  | 31 | EARTHWORK | [9 empty] | EARTHWORK
FPE | TOC |  |  |  |  | Other | 23 |  |  | 32 | EXTERIOR IMPROVEMENTS | [9 empty] | EXTERIOR IMPROVEMENTS
FPE | 1 | GENERAL REQUIREMENTS | 010000 | GENERAL REQUIREMENTS | AR | Other | 24 | The Contractor is required to insert and price those Items arising out of the Conditions of Contract and General Requirements of Division 01 of the Specification, which the Contractor considers to have a monetary value and the Contractor wishes to price. Example of such Items are given below. This list may be extended as required. | Conditions of Contract |  |  | BILL NO. 01 | [9 empty] | BILL NO. 01
FPE | 1 | GENERAL REQUIREMENTS | 010000 | GENERAL REQUIREMENTS | AR | Other | 25 | The Contractor is required to insert and price those Items arising out of the Conditions of Contract and General Requirements of Division 01 of the Specification, which the Contractor considers to have a monetary value and the Contractor wishes to price. Example of such Items are given below. This list may be extended as required. | Conditions of Contract |  |  | GENERAL REQUIREMENTS | [9 empty] | GENERAL REQUIREMENTS
FPE | 1 | GENERAL REQUIREMENTS | 010000 | GENERAL REQUIREMENTS | AR | Other | 26 | The Contractor is required to insert and price those Items arising out of the Conditions of Contract and General Requirements of Division 01 of the Specification, which the Contractor considers to have a monetary value and the Contractor wishes to price. Example of such Items are given below. This list may be extended as required. | Conditions of Contract | Item | Description | Qty | Unit | Rate | Amount | [5 empty] | Description | Qty | Unit | Rate | Amount
FPE | 1 | GENERAL REQUIREMENTS | 010000 | GENERAL REQUIREMENTS | AR | Other | 27 | The Contractor is required to insert and price those Items arising out of the Conditions of Contract and General Requirements of Division 01 of the Specification, which the Contractor considers to have a monetary value and the Contractor wishes to price. Example of such Items are given below. This list may be extended as required. | Conditions of Contract | [5 empty] | J.D | [9 empty] | J.D
FPE | 1 | GENERAL REQUIREMENTS | 010000 | GENERAL REQUIREMENTS | AR | Other | 28 | The Contractor is required to insert and price those Items arising out of the Conditions of Contract and General Requirements of Division 01 of the Specification, which the Contractor considers to have a monetary value and the Contractor wishes to price. Example of such Items are given below. This list may be extended as required. | Conditions of Contract |  | 01 - GENERAL REQUIREMENTS | [9 empty] | 01 - GENERAL REQUIREMENTS
FPE | 1 | GENERAL REQUIREMENTS | 010000 | GENERAL REQUIREMENTS | AR | Other | 29 | The Contractor is required to insert and price those Items arising out of the Conditions of Contract and General Requirements of Division 01 of the Specification, which the Contractor considers to have a monetary value and the Contractor wishes to price. Example of such Items are given below. This list may be extended as required. | Conditions of Contract |  | CONDITIONS OF CONTRACT | [9 empty] | CONDITIONS OF CONTRACT
FPE | 1 | GENERAL REQUIREMENTS | 010000 | GENERAL REQUIREMENTS | AR | Other | 30 | The Contractor is required to insert and price those Items arising out of the Conditions of Contract and General Requirements of Division 01 of the Specification, which the Contractor considers to have a monetary value and the Contractor wishes to price. Example of such Items are given below. This list may be extended as required. | Conditions of Contract |  | The Contractor is required to insert and price those Items arising out of the Conditions of Contract and General Requirements of Division 01 of the Specification, which the Contractor considers to have a monetary value and the Contractor wishes to price. Example of such Items are given below. This list may be extended as required. | [9 empty] | The Contractor is required to insert and price those Items arising out of the Conditions of Contract and General Requirements of Division 01 of the Specification, which the Contractor considers to have a monetary value and the Contractor wishes to price. Example of such Items are given below. This list may be extended as required.
FPE | 1 | GENERAL REQUIREMENTS | 010000 | GENERAL REQUIREMENTS | AR | Other | 31 | The Contractor is required to insert and price those Items arising out of the Conditions of Contract and General Requirements of Division 01 of the Specification, which the Contractor considers to have a monetary value and the Contractor wishes to price. Example of such Items are given below. This list may be extended as required. | Conditions of Contract |  | Conditions of Contract | [9 empty] | Conditions of Contract
FPE | 1 | GENERAL REQUIREMENTS | 010000 | GENERAL REQUIREMENTS | AR | Item | 32 | The Contractor is required to insert and price those Items arising out of the Conditions of Contract and General Requirements of Division 01 of the Specification, which the Contractor considers to have a monetary value and the Contractor wishes to price. Example of such Items are given below. This list may be extended as required. | Conditions of Contract | A | Performance Security |  | Item | [7 empty] | Performance Security |  | Item
FPE | 1 | GENERAL REQUIREMENTS | 010000 | GENERAL REQUIREMENTS | AR | Item | 33 | The Contractor is required to insert and price those Items arising out of the Conditions of Contract and General Requirements of Division 01 of the Specification, which the Contractor considers to have a monetary value and the Contractor wishes to price. Example of such Items are given below. This list may be extended as required. | Conditions of Contract | B | Insurances as per provision of the Conditions of Contract |  | Item | [7 empty] | Insurances as per provision of the Conditions of Contract |  | Item
FPE | 1 | GENERAL REQUIREMENTS | 010000 | GENERAL REQUIREMENTS | AR | Item | 34 | The Contractor is required to insert and price those Items arising out of the Conditions of Contract and General Requirements of Division 01 of the Specification, which the Contractor considers to have a monetary value and the Contractor wishes to price. Example of such Items are given below. This list may be extended as required. | Conditions of Contract | C | Contractor's facilities, Contractor's temporary facilities including establishment, maintenance and removal from Site |  | Item | [7 empty] | Contractor's facilities, Contractor's temporary facilities including establishment, maintenance and removal from Site |  | Item
FPE | 1 | GENERAL REQUIREMENTS | 010000 | GENERAL REQUIREMENTS | AR | Item | 35 | The Contractor is required to insert and price those Items arising out of the Conditions of Contract and General Requirements of Division 01 of the Specification, which the Contractor considers to have a monetary value and the Contractor wishes to price. Example of such Items are given below. This list may be extended as required. | Conditions of Contract | D | Maintenance, cleaning and provision of services and supplies for, etc. the Engineer's staff offices provided by the Employer (Refer to Section 015000) |  | Item | [7 empty] | Maintenance, cleaning and provision of services and supplies for, etc. the Engineer's staff offices provided by the Employer (Refer to Section 015000) |  | Item
FPE | 1 | GENERAL REQUIREMENTS | 010000 | GENERAL REQUIREMENTS | AR | Other | 36 | The Contractor is required to insert and price those Items arising out of the Conditions of Contract and General Requirements of Division 01 of the Specification, which the Contractor considers to have a monetary value and the Contractor wishes to price. Example of such Items are given below. This list may be extended as required. | Conditions of Contract | GENERAL REQUIREMENTS
FPE | 1 | GENERAL REQUIREMENTS | To Summary | To Summary |  | Bill Sum | 37 | The Contractor is required to insert and price those Items arising out of the Conditions of Contract and General Requirements of Division 01 of the Specification, which the Contractor considers to have a monetary value and the Contractor wishes to price. Example of such Items are given below. This list may be extended as required. | Conditions of Contract | To Summary |  |  |  | J.D | 0 | [8 empty] | J.D | 0
FPE | 2 | SITE CONSTRUCTION | 024119 | SELECTIVE STRUCTURE DEMOLITION | AR | Other | 38 | The Contractor is required to insert and price those Items arising out of the Conditions of Contract and General Requirements of Division 01 of the Specification, which the Contractor considers to have a monetary value and the Contractor wishes to price. Example of such Items are given below. This list may be extended as required. | Conditions of Contract |  |  | BILL NO. 02 | [9 empty] | BILL NO. 02
FPE | 2 | SITE CONSTRUCTION | 024119 | SELECTIVE STRUCTURE DEMOLITION | AR | Other | 39 | The Contractor is required to insert and price those Items arising out of the Conditions of Contract and General Requirements of Division 01 of the Specification, which the Contractor considers to have a monetary value and the Contractor wishes to price. Example of such Items are given below. This list may be extended as required. | Conditions of Contract |  |  | SITE CONSTRUCTION | [9 empty] | SITE CONSTRUCTION
FPE | 2 | SITE CONSTRUCTION | 024119 | SELECTIVE STRUCTURE DEMOLITION | AR | Other | 40 | The Contractor is required to insert and price those Items arising out of the Conditions of Contract and General Requirements of Division 01 of the Specification, which the Contractor considers to have a monetary value and the Contractor wishes to price. Example of such Items are given below. This list may be extended as required. | Conditions of Contract | Item | Description | Qty | Unit | Rate | Amount | [5 empty] | Description | Qty | Unit | Rate | Amount
FPE | 2 | SITE CONSTRUCTION | 024119 | SELECTIVE STRUCTURE DEMOLITION | AR | Other | 41 | The Contractor is required to insert and price those Items arising out of the Conditions of Contract and General Requirements of Division 01 of the Specification, which the Contractor considers to have a monetary value and the Contractor wishes to price. Example of such Items are given below. This list may be extended as required. | Conditions of Contract | [5 empty] | J.D | [9 empty] | J.D
FPE | 2 | SITE CONSTRUCTION | 024119 | SELECTIVE STRUCTURE DEMOLITION | AR | Other | 42 | The Contractor is required to insert and price those Items arising out of the Conditions of Contract and General Requirements of Division 01 of the Specification, which the Contractor considers to have a monetary value and the Contractor wishes to price. Example of such Items are given below. This list may be extended as required. | Conditions of Contract |  | 024119 - SELECTIVE STRUCTURE DEMOLITION | [9 empty] | 024119 - SELECTIVE STRUCTURE DEMOLITION
FPE | 2 | SITE CONSTRUCTION | 024119 | SELECTIVE STRUCTURE DEMOLITION | AR | Other | 43 | The Contractor is required to insert and price those Items arising out of the Conditions of Contract and General Requirements of Division 01 of the Specification, which the Contractor considers to have a monetary value and the Contractor wishes to price. Example of such Items are given below. This list may be extended as required. | Conditions of Contract |  | NOTES: | [9 empty] | NOTES:
FPE | 2 | SITE CONSTRUCTION | 024119 | SELECTIVE STRUCTURE DEMOLITION | AR | Other | 44 | The Contractor is required to insert and price those Items arising out of the Conditions of Contract and General Requirements of Division 01 of the Specification, which the Contractor considers to have a monetary value and the Contractor wishes to price. Example of such Items are given below. This list may be extended as required. | Conditions of Contract |  | 1- Should the Employer wish to take any of the materials/furniture from the site before being demolished or after dismantling, contractor shall carefully hand over the selected materials/ items to the employer at a safe location as instructed by the Engineer. | [9 empty] | 1- Should the Employer wish to take any of the materials/furniture from the site before being demolished or after dismantling, contractor shall carefully hand over the selected materials/ items to the employer at a safe location as instructed by the Engineer.
FPE | 2 | SITE CONSTRUCTION | 024119 | SELECTIVE STRUCTURE DEMOLITION | AR | Other | 45 | The Contractor is required to insert and price those Items arising out of the Conditions of Contract and General Requirements of Division 01 of the Specification, which the Contractor considers to have a monetary value and the Contractor wishes to price. Example of such Items are given below. This list may be extended as required. | Conditions of Contract |  | 2- Debris of materials shall be removed away from the site to an approved dumping areas. | [9 empty] | 2- Debris of materials shall be removed away from the site to an approved dumping areas.
FPE | 2 | SITE CONSTRUCTION | 024119 | SELECTIVE STRUCTURE DEMOLITION | AR | Other | 46 | The Contractor is required to insert and price those Items arising out of the Conditions of Contract and General Requirements of Division 01 of the Specification, which the Contractor considers to have a monetary value and the Contractor wishes to price. Example of such Items are given below. This list may be extended as required. | Conditions of Contract |  | 3- The contractor is to study the scope of works on the existing site and the design of new additional works and submit for the Engineer's approval, details of the methods of shoring, supporting and protecting the existing and the new works. | [9 empty] | 3- The contractor is to study the scope of works on the existing site and the design of new additional works and submit for the Engineer's approval, details of the methods of shoring, supporting and protecting the existing and the new works.
FPE | 2 | SITE CONSTRUCTION | 024119 | SELECTIVE STRUCTURE DEMOLITION | AR | Other | 47 | Demolition | Demolition |  | Demolition | [9 empty] | Demolition
FPE | 2 | SITE CONSTRUCTION | 024119 | SELECTIVE STRUCTURE DEMOLITION | AR | Item | 48 | The Contractor is required to insert and price those Items arising out of the Conditions of Contract and General Requirements of Division 01 of the Specification, which the Contractor considers to have a monetary value and the Contractor wishes to price. Example of such Items are given below. This list may be extended as required. | Conditions of Contract | A | Demolishing a column and parapet (Refer to first floor sheets) | 17 | m2 | 25 | 425 | [5 empty] | Demolishing a column and parapet (Refer to first floor sheets) | 17 | m2 | 25 | 425
FPE | 2 | SITE CONSTRUCTION | 024119 | SELECTIVE STRUCTURE DEMOLITION | AR | Item | 49 | Demolition | Demolition | B | Demolishing beds (Slab on grade) | 73 | m2 |  | 0 | [5 empty] | Demolishing beds (Slab on grade) | 73 | m2 |  | 0
FPE | 2 | SITE CONSTRUCTION | 024119 | SELECTIVE STRUCTURE DEMOLITION | AR | Item | 50 | The Contractor is required to insert and price those Items arising out of the Conditions of Contract and General Requirements of Division 01 of the Specification, which the Contractor considers to have a monetary value and the Contractor wishes to price. Example of such Items are given below. This list may be extended as required. | Conditions of Contract | C | Demolishing walls | 22 | m2 |  | 0 | [5 empty] | Demolishing walls | 22 | m2 |  | 0
FPE | 2 | SITE CONSTRUCTION | 024119 | SELECTIVE STRUCTURE DEMOLITION | AR | Other | 51 | Alteration | Alteration |  | Alteration |  |  | 0 | [6 empty] | Alteration |  |  | 0
FPE | 2 | SITE CONSTRUCTION | 024119 | SELECTIVE STRUCTURE DEMOLITION | AR | Item | 52 | The Contractor is required to insert and price those Items arising out of the Conditions of Contract and General Requirements of Division 01 of the Specification, which the Contractor considers to have a monetary value and the Contractor wishes to price. Example of such Items are given below. This list may be extended as required. | Conditions of Contract | A | Cutting solid slab 250mm locally for shafts | 4 | m2 | 25 | 100 | [5 empty] | Cutting solid slab 250mm locally for shafts | 4 | m2 | 25 | 100
FPE | 2 | SITE CONSTRUCTION | 024119 | SELECTIVE STRUCTURE DEMOLITION | AR | Item | 53 | Alteration | Alteration | B | Cutting wall 300mm for opening of size 600x200mm | 1 | Nr |  | 0 | [5 empty] | Cutting wall 300mm for opening of size 600x200mm | 1 | Nr |  | 0
FPE | 2 | SITE CONSTRUCTION | 024119 | SELECTIVE STRUCTURE DEMOLITION | AR | Item | 54 | The Contractor is required to insert and price those Items arising out of the Conditions of Contract and General Requirements of Division 01 of the Specification, which the Contractor considers to have a monetary value and the Contractor wishes to price. Example of such Items are given below. This list may be extended as required. | Conditions of Contract | C | Coring through Ground beams 250mm in width | 8 | Nr |  | 0 | [5 empty] | Coring through Ground beams 250mm in width | 8 | Nr |  | 0
FPE | 2 | SITE CONSTRUCTION | 024119 | SELECTIVE STRUCTURE DEMOLITION | AR | Item | 55 | Alteration | Alteration | B | Coring through a 250mm solid slab | 19 | Nr | 50 | 950 | [5 empty] | Coring through a 250mm solid slab | 19 | Nr | 50 | 950
FPE | 2 | SITE CONSTRUCTION | 024119 | SELECTIVE STRUCTURE DEMOLITION | AR | Item | 56 | The Contractor is required to insert and price those Items arising out of the Conditions of Contract and General Requirements of Division 01 of the Specification, which the Contractor considers to have a monetary value and the Contractor wishes to price. Example of such Items are given below. This list may be extended as required. | Conditions of Contract | E | Coring through beams 600mm in width | 8 | Nr |  | 0 | [5 empty] | Coring through beams 600mm in width | 8 | Nr |  | 0
FPE | 2 | SITE CONSTRUCTION | 024119 | SELECTIVE STRUCTURE DEMOLITION | AR | Other | 57 | Architectural Demolition | Demolish and cart away existing block (Solid and/or Hollow) and concrete elements with all finishes; including steel reinforcement, make good all disturbed surround to receive new finishes; complete; as specified, shown on Drawings and Engineer's instructions |  | Architectural Demolition |  |  | 0 | [6 empty] | Architectural Demolition |  |  | 0
FPE | 2 | SITE CONSTRUCTION | 024119 | SELECTIVE STRUCTURE DEMOLITION | AR | Other | 58 | Architectural Demolition | Demolish and cart away existing block (Solid and/or Hollow) and concrete elements with all finishes; including steel reinforcement, make good all disturbed surround to receive new finishes; complete; as specified, shown on Drawings and Engineer's instructions |  | Demolish and cart away existing block (Solid and/or Hollow) and concrete elements with all finishes; including steel reinforcement, make good all disturbed surround to receive new finishes; complete; as specified, shown on Drawings and Engineer's instructions |  |  | 0 | [6 empty] | Demolish and cart away existing block (Solid and/or Hollow) and concrete elements with all finishes; including steel reinforcement, make good all disturbed surround to receive new finishes; complete; as specified, shown on Drawings and Engineer's instructions |  |  | 0
FPE | 2 | SITE CONSTRUCTION | 024119 | SELECTIVE STRUCTURE DEMOLITION | AR | Item | 59 | Architectural Demolition | Demolish and cart away existing block (Solid and/or Hollow) and concrete elements with all finishes; including steel reinforcement, make good all disturbed surround to receive new finishes; complete; as specified, shown on Drawings and Engineer's instructions | C | Block walls of all thicknesses, approximate quantity (36m2) | 1 | Item | 360 | 360 | [5 empty] | Block walls of all thicknesses, approximate quantity (36m2) |  | Item | 360 | 360
FPE | 2 | SITE CONSTRUCTION | 024119 | SELECTIVE STRUCTURE DEMOLITION | AR | Other | 60 | Architectural Demolition | Demolish and cart away existing finish; including all related works, make good all disturbed surround to receive new finish; complete; as specified, shown on Drawings and Engineer's instructions |  | Demolish and cart away existing finish; including all related works, make good all disturbed surround to receive new finish; complete; as specified, shown on Drawings and Engineer's instructions |  |  | 0 | [6 empty] | Demolish and cart away existing finish; including all related works, make good all disturbed surround to receive new finish; complete; as specified, shown on Drawings and Engineer's instructions |  |  | 0
FPE | 2 | SITE CONSTRUCTION | 024119 | SELECTIVE STRUCTURE DEMOLITION | AR | Item | 61 | Architectural Demolition | Demolish and cart away existing finish; including all related works, make good all disturbed surround to receive new finish; complete; as specified, shown on Drawings and Engineer's instructions | G | Floor finish of any type, approximate quantity (30m2) |  | Item | 0 | 0 | No.6 GF |  |  |  |  | Floor finish of any type, approximate quantity (30m2) |  | Item | 0 | 0
FPE | 2 | SITE CONSTRUCTION | 024119 | SELECTIVE STRUCTURE DEMOLITION | AR | Item | 62 | Architectural Demolition | Demolish and cart away existing finish; including all related works, make good all disturbed surround to receive new finish; complete; as specified, shown on Drawings and Engineer's instructions | H | Wall finish of any type, approximate quantity (10m2) |  | Item | 0 | 0 | [5 empty] | Wall finish of any type, approximate quantity (10m2) |  | Item | 0 | 0
FPE | 2 | SITE CONSTRUCTION | 024119 | SELECTIVE STRUCTURE DEMOLITION | AR | Item | 63 | Architectural Demolition | Demolish and cart away existing finish; including all related works, make good all disturbed surround to receive new finish; complete; as specified, shown on Drawings and Engineer's instructions | J | Ceiling finish of any type, approximate quantity (30m2) |  | Item | 0 | 0 | [5 empty] | Ceiling finish of any type, approximate quantity (30m2) |  | Item | 0 | 0
FPE | 2 | SITE CONSTRUCTION | 024119 | SELECTIVE STRUCTURE DEMOLITION | AR | Other | 64 | Architectural Demolition | Cut and cart away existing block (Solid and/or Hollow) and concrete elements with all finishes; including steel reinforcement, make good all disturbed surround to receive new finishes, construct all required reinforced concrete stiffening elements; as specified, shown on Drawings and Engineer's instructions |  | Cut and cart away existing block (Solid and/or Hollow) and concrete elements with all finishes; including steel reinforcement, make good all disturbed surround to receive new finishes, construct all required reinforced concrete stiffening elements; as specified, shown on Drawings and Engineer's instructions |  |  | 0 | [6 empty] | Cut and cart away existing block (Solid and/or Hollow) and concrete elements with all finishes; including steel reinforcement, make good all disturbed surround to receive new finishes, construct all required reinforced concrete stiffening elements; as specified, shown on Drawings and Engineer's instructions |  |  | 0
FPE | 2 | SITE CONSTRUCTION | 024119 | SELECTIVE STRUCTURE DEMOLITION | AR | Other | 65 | Architectural Demolition | Cut and cart away existing block (Solid and/or Hollow) and concrete elements with all finishes; including steel reinforcement, make good all disturbed surround to receive new finishes, construct all required reinforced concrete stiffening elements; as specified, shown on Drawings and Engineer's instructions |  | Note: Single or double walls must be measured from one side only |  |  | 0 | [6 empty] | Note: Single or double walls must be measured from one side only |  |  | 0
FPE | 2 | SITE CONSTRUCTION | 024119 | SELECTIVE STRUCTURE DEMOLITION | AR | Item | 66 | Architectural Demolition | Cut and cart away existing block (Solid and/or Hollow) and concrete elements with all finishes; including steel reinforcement, make good all disturbed surround to receive new finishes, construct all required reinforced concrete stiffening elements; as specified, shown on Drawings and Engineer's instructions | A | Create window opening, approximate area (3m2) | 3 | Nr | 0 | 0 | No.3 |  |  |  |  | Create window opening, approximate area (3m2) | 3 | Nr | 0 | 0
FPE | 2 | SITE CONSTRUCTION | 024119 | SELECTIVE STRUCTURE DEMOLITION | AR | Item | 67 | Architectural Demolition | Cut and cart away existing block (Solid and/or Hollow) and concrete elements with all finishes; including steel reinforcement, make good all disturbed surround to receive new finishes, construct all required reinforced concrete stiffening elements; as specified, shown on Drawings and Engineer's instructions | B | Create door opening, approximate area (2.5m2) | 10 | Nr | 0 | 0 | No.2 |  |  |  |  | Create door opening, approximate area (2.5m2) | 10 | Nr | 0 | 0
FPE | 2 | SITE CONSTRUCTION | 024119 | SELECTIVE STRUCTURE DEMOLITION | AR | Item | 68 | Architectural Demolition | Cut and cart away existing block (Solid and/or Hollow) and concrete elements with all finishes; including steel reinforcement, make good all disturbed surround to receive new finishes, construct all required reinforced concrete stiffening elements; as specified, shown on Drawings and Engineer's instructions | C | Resize and enlarge of window opening, approximate resized area (2m2) | 5 | Nr | 0 | 0 | No.4 GF |  |  |  |  | Resize and enlarge of window opening, approximate resized area (2m2) | 5 | Nr | 0 | 0
FPE | 2 | SITE CONSTRUCTION | 024119 | SELECTIVE STRUCTURE DEMOLITION | AR | Item | 69 | Architectural Demolition | Cut and cart away existing block (Solid and/or Hollow) and concrete elements with all finishes; including steel reinforcement, make good all disturbed surround to receive new finishes, construct all required reinforced concrete stiffening elements; as specified, shown on Drawings and Engineer's instructions | A | Create Fire Cabinet openings, approximate area (1m2) | 1 | Nr | 125 | 125 | No.5 GF & 2nd |  |  |  |  | Create Fire Cabinet openings, approximate area (1m2) | 1 | Nr | 125 | 125
FPE | 2 | SITE CONSTRUCTION | 024119 | SELECTIVE STRUCTURE DEMOLITION | AR | Item | 70 | Architectural Demolition | Cut and cart away existing block (Solid and/or Hollow) and concrete elements with all finishes; including steel reinforcement, make good all disturbed surround to receive new finishes, construct all required reinforced concrete stiffening elements; as specified, shown on Drawings and Engineer's instructions | E | Create Electrical openings, approximate area (1m2) | 1 | Nr |  | 0 | No.9 1st floor |  |  |  |  | Create Electrical openings, approximate area (1m2) | 1 | Nr
FPE | 2 | SITE CONSTRUCTION | 024119 | SELECTIVE STRUCTURE DEMOLITION | AR | Other | 71 | Architectural Demolition | Cut and cart away existing block (Solid and/or Hollow) and concrete elements with all finishes; including steel reinforcement, make good all disturbed surround to receive new finishes, construct all required reinforced concrete stiffening elements; as specified, shown on Drawings and Engineer's instructions | BILL NO. 02 - SITE CONSTRUCTION
FPE | 2 | SITE CONSTRUCTION | To Summary | To Summary |  | Bill Sum | 72 | Architectural Demolition | Cut and cart away existing block (Solid and/or Hollow) and concrete elements with all finishes; including steel reinforcement, make good all disturbed surround to receive new finishes, construct all required reinforced concrete stiffening elements; as specified, shown on Drawings and Engineer's instructions | To Summary |  |  |  | J.D | 0 | [8 empty] | J.D | 1960
FPE | 3 | CONCRETE | 033000 | CAST - IN PLACE CONCRETE | ST | Other | 73 | Architectural Demolition | Cut and cart away existing block (Solid and/or Hollow) and concrete elements with all finishes; including steel reinforcement, make good all disturbed surround to receive new finishes, construct all required reinforced concrete stiffening elements; as specified, shown on Drawings and Engineer's instructions |  |  | BILL NO. 03 | [9 empty] | BILL NO. 03
FPE | 3 | CONCRETE | 033000 | CAST - IN PLACE CONCRETE | ST | Other | 74 | Architectural Demolition | Cut and cart away existing block (Solid and/or Hollow) and concrete elements with all finishes; including steel reinforcement, make good all disturbed surround to receive new finishes, construct all required reinforced concrete stiffening elements; as specified, shown on Drawings and Engineer's instructions |  |  | CONCRETE | [9 empty] | CONCRETE
FPE | 3 | CONCRETE | 024119 | CAST - IN PLACE CONCRETE | AR | Other | 75 | Architectural Demolition | Cut and cart away existing block (Solid and/or Hollow) and concrete elements with all finishes; including steel reinforcement, make good all disturbed surround to receive new finishes, construct all required reinforced concrete stiffening elements; as specified, shown on Drawings and Engineer's instructions | Item | Description | Qty | Unit | Rate | Amount | [5 empty] | Description | Qty | Unit | Rate | Amount
FPE | 3 | CONCRETE | 024119 | CAST - IN PLACE CONCRETE | AR | Other | 76 | Architectural Demolition | Cut and cart away existing block (Solid and/or Hollow) and concrete elements with all finishes; including steel reinforcement, make good all disturbed surround to receive new finishes, construct all required reinforced concrete stiffening elements; as specified, shown on Drawings and Engineer's instructions | [5 empty] | J.D | [9 empty] | J.D
FPE | 3 | CONCRETE | 033000 | CAST - IN PLACE CONCRETE | ST | Other | 77 | Architectural Demolition | Cut and cart away existing block (Solid and/or Hollow) and concrete elements with all finishes; including steel reinforcement, make good all disturbed surround to receive new finishes, construct all required reinforced concrete stiffening elements; as specified, shown on Drawings and Engineer's instructions |  | 033000 - CAST - IN PLACE CONCRETE | [9 empty] | 033000 - CAST - IN PLACE CONCRETE
FPE | 3 | CONCRETE | 033000 | CAST - IN PLACE CONCRETE | ST | Other | 78 | Concrete; Compressive strength on cylinder 110 kg/cm2; Ordinary Portland cement (Type I ); plain | Concrete; Compressive strength on cylinder 110 kg/cm2; Ordinary Portland cement (Type I ); plain |  | Concrete; Compressive strength on cylinder 110 kg/cm2; Ordinary Portland cement (Type I ); plain | [9 empty] | Concrete; Compressive strength on cylinder 110 kg/cm2; Ordinary Portland cement (Type I ); plain
FPE | 3 | CONCRETE | 033000 | CAST - IN PLACE CONCRETE | ST | Item | 79 | Architectural Demolition | Cut and cart away existing block (Solid and/or Hollow) and concrete elements with all finishes; including steel reinforcement, make good all disturbed surround to receive new finishes, construct all required reinforced concrete stiffening elements; as specified, shown on Drawings and Engineer's instructions | A | Beds (Slab on grade) | 38 | m3 | 0 | 0 | [5 empty] | Beds (Slab on grade) | 38 | m3 | 0 | 0
FPE | 3 | CONCRETE | 033000 | CAST - IN PLACE CONCRETE | ST | Item | 80 | Concrete; Compressive strength on cylinder 110 kg/cm2; Ordinary Portland cement (Type I ); plain | Concrete; Compressive strength on cylinder 110 kg/cm2; Ordinary Portland cement (Type I ); plain | B | Foundation | 6 | m3 | 0 | 0 | [5 empty] | Foundation | 6 | m3 | 0 | 0
FPE | 3 | CONCRETE | 033000 | CAST - IN PLACE CONCRETE | ST | Item | 81 | Architectural Demolition | Cut and cart away existing block (Solid and/or Hollow) and concrete elements with all finishes; including steel reinforcement, make good all disturbed surround to receive new finishes, construct all required reinforced concrete stiffening elements; as specified, shown on Drawings and Engineer's instructions | C | Ground beams | 5 | m3 | 0 | 0 | [5 empty] | Ground beams | 5 | m3 | 0 | 0
FPE | 3 | CONCRETE | 033000 | CAST - IN PLACE CONCRETE | ST | Other | 82 | Concrete; Compression strength on cylinder 300 kg/cm2; Ordinary Portland cement Type I; including basic and plain finish formwork reinforced | Concrete; Compression strength on cylinder 300 kg/cm2; Ordinary Portland cement Type I; including basic and plain finish formwork reinforced |  | Concrete; Compression strength on cylinder 300 kg/cm2; Ordinary Portland cement Type I; including basic and plain finish formwork reinforced |  |  | 0 | [6 empty] | Concrete; Compression strength on cylinder 300 kg/cm2; Ordinary Portland cement Type I; including basic and plain finish formwork reinforced |  |  | 0
FPE | 3 | CONCRETE | 033000 | CAST - IN PLACE CONCRETE | ST | Item | 83 | Architectural Demolition | Cut and cart away existing block (Solid and/or Hollow) and concrete elements with all finishes; including steel reinforcement, make good all disturbed surround to receive new finishes, construct all required reinforced concrete stiffening elements; as specified, shown on Drawings and Engineer's instructions | D | Strip Footings | 80 | m3 | 0 | 0 | [5 empty] | Strip Footings | 80 | m3 | 0 | 0
FPE | 3 | CONCRETE | 033000 | CAST - IN PLACE CONCRETE | ST | Item | 84 | Concrete; Compression strength on cylinder 300 kg/cm2; Ordinary Portland cement Type I; including basic and plain finish formwork reinforced | Concrete; Compression strength on cylinder 300 kg/cm2; Ordinary Portland cement Type I; including basic and plain finish formwork reinforced | E | Ground Beams | 30 | m3 | 0 | 0 | [5 empty] | Ground Beams | 30 | m3 | 0 | 0
FPE | 3 | CONCRETE | 033000 | CAST - IN PLACE CONCRETE | ST | Item | 85 | Architectural Demolition | Cut and cart away existing block (Solid and/or Hollow) and concrete elements with all finishes; including steel reinforcement, make good all disturbed surround to receive new finishes, construct all required reinforced concrete stiffening elements; as specified, shown on Drawings and Engineer's instructions | F | Columns | 1 | m3 | 0 | 0 | [5 empty] | Columns | 1 | m3 | 0 | 0
FPE | 3 | CONCRETE | 033000 | CAST - IN PLACE CONCRETE | ST | Item | 86 | Concrete; Compression strength on cylinder 300 kg/cm2; Ordinary Portland cement Type I; including basic and plain finish formwork reinforced | Concrete; Compression strength on cylinder 300 kg/cm2; Ordinary Portland cement Type I; including basic and plain finish formwork reinforced | G | Retaining walls | 50 | m3 | 0 | 0 | [5 empty] | Retaining walls | 50 | m3 | 0 | 0
FPE | 3 | CONCRETE | 033000 | CAST - IN PLACE CONCRETE | ST | Item | 87 | Architectural Demolition | Cut and cart away existing block (Solid and/or Hollow) and concrete elements with all finishes; including steel reinforcement, make good all disturbed surround to receive new finishes, construct all required reinforced concrete stiffening elements; as specified, shown on Drawings and Engineer's instructions | A | Solid Slab | 20 | m3 | 119 | 2380 | [5 empty] | Solid Slab | 20 | m3 | 119 | 2380
FPE | 3 | CONCRETE | 033000 | CAST - IN PLACE CONCRETE | ST | Item | 88 | Concrete; Compression strength on cylinder 300 kg/cm2; Ordinary Portland cement Type I; including basic and plain finish formwork reinforced | Concrete; Compression strength on cylinder 300 kg/cm2; Ordinary Portland cement Type I; including basic and plain finish formwork reinforced | B | Beams | 5 | m3 | 125 | 625 | [5 empty] | Beams | 5 | m3 | 125 | 625
FPE | 3 | CONCRETE | 033000 | CAST - IN PLACE CONCRETE | ST | Item | 89 | Architectural Demolition | Cut and cart away existing block (Solid and/or Hollow) and concrete elements with all finishes; including steel reinforcement, make good all disturbed surround to receive new finishes, construct all required reinforced concrete stiffening elements; as specified, shown on Drawings and Engineer's instructions | K | Stairs | 1 | m3 | 0 | 0 | [5 empty] | Stairs | 1 | m3 | 0 | 0
FPE | 3 | CONCRETE | 033000 | CAST - IN PLACE CONCRETE | ST | Item | 90 | Concrete; Compression strength on cylinder 300 kg/cm2; Ordinary Portland cement Type I; including basic and plain finish formwork reinforced | Concrete; Compression strength on cylinder 300 kg/cm2; Ordinary Portland cement Type I; including basic and plain finish formwork reinforced | C | Upstands | 5 | m3 | 125 | 625 | [5 empty] | Upstands | 5 | m3 | 125 | 625
FPE | 3 | CONCRETE | 033000 | CAST - IN PLACE CONCRETE | ST | Item | 91 | Architectural Demolition | Cut and cart away existing block (Solid and/or Hollow) and concrete elements with all finishes; including steel reinforcement, make good all disturbed surround to receive new finishes, construct all required reinforced concrete stiffening elements; as specified, shown on Drawings and Engineer's instructions | D | Precast panel (Thickness of 100mm, as shown on drawings) | 32 | m2 | 38 | 1216 | [5 empty] | Precast panel (Thickness of 100mm, as shown on drawings) | 32 | m2 | 38 | 1216
FPE | 3 | CONCRETE | 033000 | CAST - IN PLACE CONCRETE | ST | Item | 92 | Concrete; Compression strength on cylinder 300 kg/cm2; Ordinary Portland cement Type I; including basic and plain finish formwork reinforced | Concrete; Compression strength on cylinder 300 kg/cm2; Ordinary Portland cement Type I; including basic and plain finish formwork reinforced | E | Concrete pads | 2 | m3 | 125 | 250 | [5 empty] | Concrete pads | 2 | m3 | 125 | 250
FPE | 3 | CONCRETE | 033000 | CAST - IN PLACE CONCRETE | ST | Other | 93 | Concrete; Compression strength on cylinder 250 kg/cm2; Ordinary Portland cement Type I; including basic and plain finish formwork reinforced | Concrete; Compression strength on cylinder 250 kg/cm2; Ordinary Portland cement Type I; including basic and plain finish formwork reinforced |  | Concrete; Compression strength on cylinder 250 kg/cm2; Ordinary Portland cement Type I; including basic and plain finish formwork reinforced |  |  | 0 | [6 empty] | Concrete; Compression strength on cylinder 250 kg/cm2; Ordinary Portland cement Type I; including basic and plain finish formwork reinforced |  |  | 0
FPE | 3 | CONCRETE | 033000 | CAST - IN PLACE CONCRETE | ST | Item | 94 | Concrete; Compression strength on cylinder 300 kg/cm2; Ordinary Portland cement Type I; including basic and plain finish formwork reinforced | Concrete; Compression strength on cylinder 300 kg/cm2; Ordinary Portland cement Type I; including basic and plain finish formwork reinforced | B | Beds (Slab on grade) | 93 | m3 | 0 | 0 | [5 empty] | Beds (Slab on grade) | 93 | m3 | 0 | 0
FPE | 3 | CONCRETE | 033000 | CAST - IN PLACE CONCRETE | ST | Other | 95 | Bar reinforcement | Bar reinforcement |  | Bar reinforcement |  |  | 0 | [6 empty] | Bar reinforcement |  |  | 0
FPE | 3 | CONCRETE | 033000 | CAST - IN PLACE CONCRETE | ST | Item | 96 | Concrete; Compression strength on cylinder 300 kg/cm2; Ordinary Portland cement Type I; including basic and plain finish formwork reinforced | Concrete; Compression strength on cylinder 300 kg/cm2; Ordinary Portland cement Type I; including basic and plain finish formwork reinforced | A | High yield steel | 2.5 | T | 938 | 2345 | [5 empty] | High yield steel | 2.5 | T | 938 | 2345
FPE | 3 | CONCRETE | 033000 | CAST - IN PLACE CONCRETE | ST | Other | 97 | Dowel Bars Planted With Epoxy Mortar | Dowel Bars Planted With Epoxy Mortar |  | Dowel Bars Planted With Epoxy Mortar |  |  | 0 | [6 empty] | Dowel Bars Planted With Epoxy Mortar |  |  | 0
FPE | 3 | CONCRETE | 033000 | CAST - IN PLACE CONCRETE | ST | Item | 98 | Concrete; Compression strength on cylinder 300 kg/cm2; Ordinary Portland cement Type I; including basic and plain finish formwork reinforced | Concrete; Compression strength on cylinder 300 kg/cm2; Ordinary Portland cement Type I; including basic and plain finish formwork reinforced | B | T10 bars | 210 | Nr | 7 | 1470 | [5 empty] | T10 bars | 210 | Nr | 7 | 1470
FPE | 3 | CONCRETE | 033000 | CAST - IN PLACE CONCRETE | ST | Item | 99 | Dowel Bars Planted With Epoxy Mortar | Dowel Bars Planted With Epoxy Mortar | C | T12 bars | 330 | Nr | 8 | 2640 | [5 empty] | T12 bars | 330 | Nr | 8 | 2640
FPE | 3 | CONCRETE | 033000 | CAST - IN PLACE CONCRETE | ST | Item | 100 | Concrete; Compression strength on cylinder 300 kg/cm2; Ordinary Portland cement Type I; including basic and plain finish formwork reinforced | Concrete; Compression strength on cylinder 300 kg/cm2; Ordinary Portland cement Type I; including basic and plain finish formwork reinforced | D | T14 bars | 102 | Nr | 9 | 918 | [5 empty] | T14 bars | 102 | Nr | 9 | 918
FPE | 3 | CONCRETE | 033000 | CAST - IN PLACE CONCRETE | ST | Item | 101 | Dowel Bars Planted With Epoxy Mortar | Dowel Bars Planted With Epoxy Mortar | G | T18 bars | 30 | Nr | 0 | 0 | [5 empty] | T18 bars | 30 | Nr | 0 | 0
FPE | 3 | CONCRETE | 033000 | CAST - IN PLACE CONCRETE | ST | Item | 102 | Concrete; Compression strength on cylinder 300 kg/cm2; Ordinary Portland cement Type I; including basic and plain finish formwork reinforced | Concrete; Compression strength on cylinder 300 kg/cm2; Ordinary Portland cement Type I; including basic and plain finish formwork reinforced | E | T20 bars | 4 | Nr | 13 | 52 | [5 empty] | T20 bars | 4 | Nr | 13 | 52
FPE | 3 | CONCRETE | 033000 | CAST - IN PLACE CONCRETE | ST | Item | 103 | Dowel Bars Planted With Epoxy Mortar | Dowel Bars Planted With Epoxy Mortar | F | T25 bars | 8 | Nr | 17 | 136 | [5 empty] | T25 bars | 8 | Nr | 17 | 136
FPE | 3 | CONCRETE | 035440 | CEMENT BASED SCREED | AR | Other | 104 | 035440 - CEMENT BASED SCREED | 035440 - CEMENT BASED SCREED |  | 035440 - CEMENT BASED SCREED | [9 empty] | 035440 - CEMENT BASED SCREED
FPE | 3 | CONCRETE | 035440 | CEMENT BASED SCREED | AR | Other | 105 | Cement-sand screed; finished to receive sheet membrane; laid to falls and cross falls; to | Cement-sand screed; finished to receive sheet membrane; laid to falls and cross falls; to |  | Cement-sand screed; finished to receive sheet membrane; laid to falls and cross falls; to | [9 empty] | Cement-sand screed; finished to receive sheet membrane; laid to falls and cross falls; to
FPE | 3 | CONCRETE | 035440 | CEMENT BASED SCREED | AR | Item | 106 | 035440 - CEMENT BASED SCREED | 035440 - CEMENT BASED SCREED | A | Roofs; 30 minimum thick | 1144 | m2 | 5 | 5720 | [5 empty] | Roofs; 30 minimum thick | 1144 | m2 | 5 | 5720
FPE | 3 | CONCRETE | 035440 | CEMENT BASED SCREED | AR | Item | 107 | Cement-sand screed; finished to receive sheet membrane; laid to falls and cross falls; to | Cement-sand screed; finished to receive sheet membrane; laid to falls and cross falls; to | B | Balcony; 50 minimum thick | 138 | m2 | 6 | 828 | [5 empty] | Balcony; 50 minimum thick | 138 | m2 | 6 | 828
FPE | 3 | CONCRETE | 035440 | CEMENT BASED SCREED | AR | Item | 108 | 035440 - CEMENT BASED SCREED | 035440 - CEMENT BASED SCREED | C | Triangular fillet; 50 x 50 | 419 | m | 1.5 | 628.5 | [5 empty] | Triangular fillet; 50 x 50 | 419 | m | 1.5 | 628.5
FPE | 3 | CONCRETE | 035440 | CEMENT BASED SCREED | AR | Other | 109 | Cement-sand screed topping; trowelled finish; to receive finish; to | Cement-sand screed topping; trowelled finish; to receive finish; to |  | Cement-sand screed topping; trowelled finish; to receive finish; to | [9 empty] | Cement-sand screed topping; trowelled finish; to receive finish; to
FPE | 3 | CONCRETE | 035440 | CEMENT BASED SCREED | AR | Item | 110 | 035440 - CEMENT BASED SCREED | 035440 - CEMENT BASED SCREED | D | Floors; 100 thick | 64 | m2 | 8 | 512 | [5 empty] | Floors; 100 thick | 64 | m2 | 8 | 512
FPE | 3 | CONCRETE | 035440 | CEMENT BASED SCREED | AR | Item | 111 | Cement-sand screed topping; trowelled finish; to receive finish; to | Cement-sand screed topping; trowelled finish; to receive finish; to | E | Trench; 30 minimum; laid to falls | 8 | m2 | 10 | 80 | [5 empty] | Trench; 30 minimum; laid to falls | 8 | m2 | 10 | 80
FPE | 3 | CONCRETE | 035440 | CEMENT BASED SCREED | AR | Item | 112 | 035440 - CEMENT BASED SCREED | 035440 - CEMENT BASED SCREED | F | Skirtings; 100 high | 70 | m | 3 | 210 | [5 empty] | Skirtings; 100 high | 70 | m | 3 | 210
FPE | 3 | CONCRETE | 035440 | CEMENT BASED SCREED | AR | Other | 113 | Cement-sand screed filling; to receive finish; to | Cement-sand screed filling; to receive finish; to |  | Cement-sand screed filling; to receive finish; to | [9 empty] | Cement-sand screed filling; to receive finish; to
FPE | 3 | CONCRETE | 035440 | CEMENT BASED SCREED | AR | Item | 114 | 035440 - CEMENT BASED SCREED | 035440 - CEMENT BASED SCREED | G | To Sunken slabs | 3 | m2 | 0 | 0 | [5 empty] | To Sunken slabs | 3 | m2 | 0 | 0
FPE | 3 | CONCRETE | 035440 | CEMENT BASED SCREED | AR | Other | 115 | Cement-sand screed filling; to receive finish; to | Cement-sand screed filling; to receive finish; to | BILL NO. 03 - CONCRETE
FPE | 3 | CONCRETE | To Summary | To Summary |  | Bill Sum | 116 | 035440 - CEMENT BASED SCREED | 035440 - CEMENT BASED SCREED | To Summary |  |  |  | J.D | 0 | [8 empty] | J.D | 20635.5
FPE | 4 | MASONRY | 042000 | UNIT MASONRY | AR | Other | 117 | Cement-sand screed filling; to receive finish; to | Cement-sand screed filling; to receive finish; to |  |  | BILL NO. 4 | [9 empty] | BILL NO. 4
FPE | 4 | MASONRY | 042000 | UNIT MASONRY | AR | Other | 118 | 035440 - CEMENT BASED SCREED | 035440 - CEMENT BASED SCREED |  |  | MASONRY | [9 empty] | MASONRY
FPE | 4 | MASONRY | 042000 | UNIT MASONRY | AR | Other | 119 | Cement-sand screed filling; to receive finish; to | Cement-sand screed filling; to receive finish; to | Item | Description | Qty | Unit | Rate | Amount | [5 empty] | Description | Qty | Unit | Rate | Amount
FPE | 4 | MASONRY | 042000 | UNIT MASONRY | AR | Other | 120 | 035440 - CEMENT BASED SCREED | 035440 - CEMENT BASED SCREED | [5 empty] | J.D | [9 empty] | J.D
FPE | 4 | MASONRY | 042000 | UNIT MASONRY | AR | Other | 121 | 042000 - UNIT MASONRY | 042000 - UNIT MASONRY |  | 042000 - UNIT MASONRY | [9 empty] | 042000 - UNIT MASONRY
FPE | 4 | MASONRY | 042000 | UNIT MASONRY | AR | Other | 122 | Concrete hollow blocks; ordinary Portland cement; including mortar bedding and jointing; to | Concrete hollow blocks; ordinary Portland cement; including mortar bedding and jointing; to |  | Concrete hollow blocks; ordinary Portland cement; including mortar bedding and jointing; to | [9 empty] | Concrete hollow blocks; ordinary Portland cement; including mortar bedding and jointing; to
FPE | 4 | MASONRY | 042000 | UNIT MASONRY | AR | Item | 123 | 042000 - UNIT MASONRY | 042000 - UNIT MASONRY | A | Walls; 100 thick | 517 | m2 |  | 0 | [5 empty] | Walls; 100 thick | 517 | m2 |  | 0
FPE | 4 | MASONRY | 042000 | UNIT MASONRY | AR | Item | 124 | Concrete hollow blocks; ordinary Portland cement; including mortar bedding and jointing; to | Concrete hollow blocks; ordinary Portland cement; including mortar bedding and jointing; to | B | Walls; 100 thick curved | 60 | m2 |  | 0 | [5 empty] | Walls; 100 thick curved | 60 | m2 |  | 0
FPE | 4 | MASONRY | 042000 | UNIT MASONRY | AR | Item | 125 | 042000 - UNIT MASONRY | 042000 - UNIT MASONRY | C | Walls; 150 thick | 164 | m2 |  | 0 | [5 empty] | Walls; 150 thick | 164 | m2 |  | 0
FPE | 4 | MASONRY | 042000 | UNIT MASONRY | AR | Other | 126 | Concrete blocks; ordinary Portland cement; including mortar bedding and jointing; fire rated; to | Concrete blocks; ordinary Portland cement; including mortar bedding and jointing; fire rated; to |  | Concrete blocks; ordinary Portland cement; including mortar bedding and jointing; fire rated; to | [9 empty] | Concrete blocks; ordinary Portland cement; including mortar bedding and jointing; fire rated; to
FPE | 4 | MASONRY | 042000 | UNIT MASONRY | AR | Item | 127 | 042000 - UNIT MASONRY | 042000 - UNIT MASONRY | D | Walls; 200 thick; 30 minutes | 34 | m2 |  | 0 | [5 empty] | Walls; 200 thick; 30 minutes | 34 | m2 |  | 0
FPE | 4 | MASONRY | 042000 | UNIT MASONRY | AR | Item | 128 | Concrete blocks; ordinary Portland cement; including mortar bedding and jointing; fire rated; to | Concrete blocks; ordinary Portland cement; including mortar bedding and jointing; fire rated; to | A | Walls; 100 thick; 60 minutes | 14 | m2 | 13 | 182 | [5 empty] | Walls; 100 thick; 60 minutes | 14 | m2 | 13 | 182
FPE | 4 | MASONRY | 042000 | UNIT MASONRY | AR | Item | 129 | 042000 - UNIT MASONRY | 042000 - UNIT MASONRY | F | Walls; 150 thick; 60 minutes | 135 | m2 |  | 0 | [5 empty] | Walls; 150 thick; 60 minutes | 135 | m2 |  | 0
FPE | 4 | MASONRY | 042000 | UNIT MASONRY | AR | Item | 130 | Concrete blocks; ordinary Portland cement; including mortar bedding and jointing; fire rated; to | Concrete blocks; ordinary Portland cement; including mortar bedding and jointing; fire rated; to | G | Walls; 200 thick; 60 minutes | 56 | m2 |  | 0 | [5 empty] | Walls; 200 thick; 60 minutes | 56 | m2 |  | 0
FPE | 4 | MASONRY | 042300 | GLASS UNIT MASONRY | AR | Other | 131 | 042300 - GLASS UNIT MASONRY | 042300 - GLASS UNIT MASONRY |  | 042300 - GLASS UNIT MASONRY | [9 empty] | 042300 - GLASS UNIT MASONRY
FPE | 4 | MASONRY | 042313 | VERTICAL GLASS UNIT MASONRY | AR | Other | 132 | 042313 - VERTICAL GLASS UNIT MASONRY | 042313 - VERTICAL GLASS UNIT MASONRY |  | 042313 - VERTICAL GLASS UNIT MASONRY | [9 empty] | 042313 - VERTICAL GLASS UNIT MASONRY
FPE | 4 | MASONRY | 042313 | VERTICAL GLASS UNIT MASONRY | AR | Other | 133 | Glass block partitions; including all necessary fixings and fittings materials; as specified and as shown on Drawings | Glass block partitions; including all necessary fixings and fittings materials; as specified and as shown on Drawings |  | Glass block partitions; including all necessary fixings and fittings materials; as specified and as shown on Drawings | [9 empty] | Glass block partitions; including all necessary fixings and fittings materials; as specified and as shown on Drawings
FPE | 4 | MASONRY | 042313 | VERTICAL GLASS UNIT MASONRY | AR | Item | 134 | 042313 - VERTICAL GLASS UNIT MASONRY | 042313 - VERTICAL GLASS UNIT MASONRY | B | To external elevations | 7 | m2 | 188 | 1316 | [5 empty] | To external elevations | 7 | m2 | 188 | 1316
FPE | 4 | MASONRY | 042313 | VERTICAL GLASS UNIT MASONRY | AR | Item | 135 | Glass block partitions; including all necessary fixings and fittings materials; as specified and as shown on Drawings | Glass block partitions; including all necessary fixings and fittings materials; as specified and as shown on Drawings | C | Partitions | 22 | m2 | 188 | 4136 | [5 empty] | Partitions | 22 | m2 | 188 | 4136
FPE | 4 | MASONRY | 044200 | EXTERIOR STONE CLADDING | AR | Other | 136 | 044200 - EXTERIOR STONE CLADDING | 044200 - EXTERIOR STONE CLADDING |  | 044200 - EXTERIOR STONE CLADDING | [9 empty] | 044200 - EXTERIOR STONE CLADDING
FPE | 4 | MASONRY | 044200 | EXTERIOR STONE CLADDING | AR | Other | 137 | Limestone cladding slabs and features; 30 mm thick; best quality limestone; including backing mortar, water repellents, and all necessary fixings and fittings materials; as specified and as shown on Drawings | Limestone cladding slabs and features; 30 mm thick; best quality limestone; including backing mortar, water repellents, and all necessary fixings and fittings materials; as specified and as shown on Drawings |  | Limestone cladding slabs and features; 30 mm thick; best quality limestone; including backing mortar, water repellents, and all necessary fixings and fittings materials; as specified and as shown on Drawings | [9 empty] | Limestone cladding slabs and features; 30 mm thick; best quality limestone; including backing mortar, water repellents, and all necessary fixings and fittings materials; as specified and as shown on Drawings
FPE | 4 | MASONRY | 044200 | EXTERIOR STONE CLADDING | AR | Item | 138 | 044200 - EXTERIOR STONE CLADDING | 044200 - EXTERIOR STONE CLADDING | A | Walls; 30 thick | 268 | m2 | 53 | 14204 | [5 empty] | Walls; 30 thick | 268 | m2 | 53 | 14204
FPE | 4 | MASONRY | 044200 | EXTERIOR STONE CLADDING | AR | Item | 139 | Limestone cladding slabs and features; 30 mm thick; best quality limestone; including backing mortar, water repellents, and all necessary fixings and fittings materials; as specified and as shown on Drawings | Limestone cladding slabs and features; 30 mm thick; best quality limestone; including backing mortar, water repellents, and all necessary fixings and fittings materials; as specified and as shown on Drawings | B | Copings; 30 thick | 30 | m2 | 44 | 1320 | [5 empty] | Copings; 30 thick | 30 | m2 | 44 | 1320
FPE | 4 | MASONRY | 044200 | EXTERIOR STONE CLADDING | AR | Other | 140 | 044200 - EXTERIOR STONE CLADDING | 044200 - EXTERIOR STONE CLADDING | BILL N0. 4 - MASONRY
FPE | 4 | MASONRY | To Summary | To Summary |  | Bill Sum | 141 | Limestone cladding slabs and features; 30 mm thick; best quality limestone; including backing mortar, water repellents, and all necessary fixings and fittings materials; as specified and as shown on Drawings | Limestone cladding slabs and features; 30 mm thick; best quality limestone; including backing mortar, water repellents, and all necessary fixings and fittings materials; as specified and as shown on Drawings | To Summary |  |  |  | J.D | 0 | [8 empty] | J.D | 21158
FPE | 5 | METALS | 055000 | METAL FABRICATIONS | AR | Other | 142 | 044200 - EXTERIOR STONE CLADDING | 044200 - EXTERIOR STONE CLADDING | BILL NO. 5
FPE | 5 | METALS | 055000 | METAL FABRICATIONS | AR | Other | 143 | Limestone cladding slabs and features; 30 mm thick; best quality limestone; including backing mortar, water repellents, and all necessary fixings and fittings materials; as specified and as shown on Drawings | Limestone cladding slabs and features; 30 mm thick; best quality limestone; including backing mortar, water repellents, and all necessary fixings and fittings materials; as specified and as shown on Drawings | METALS
FPE | 5 | METALS | 055000 | METAL FABRICATIONS | AR | Other | 144 | 044200 - EXTERIOR STONE CLADDING | 044200 - EXTERIOR STONE CLADDING | Item | Description | Qty | Unit | Rate | Amount | [5 empty] | Description | Qty | Unit | Rate | Amount
FPE | 5 | METALS | 055000 | METAL FABRICATIONS | AR | Other | 145 | Limestone cladding slabs and features; 30 mm thick; best quality limestone; including backing mortar, water repellents, and all necessary fixings and fittings materials; as specified and as shown on Drawings | Limestone cladding slabs and features; 30 mm thick; best quality limestone; including backing mortar, water repellents, and all necessary fixings and fittings materials; as specified and as shown on Drawings | [5 empty] | J.D | [9 empty] | J.D
FPE | 5 | METALS | 055000 | METAL FABRICATIONS | AR | Other | 146 | 055000 - METAL FABRICATIONS | 055000 - METAL FABRICATIONS |  | 055000 - METAL FABRICATIONS | [9 empty] | 055000 - METAL FABRICATIONS
FPE | 5 | METALS | 055000 | METAL FABRICATIONS | AR | Other | 147 | Access ladders; galvanized mild steel; comprising flat strings and bar rungs; including brackets, anchor bolts, polyurethane paint, fittings and fixings; complete; as specified and as Drg. A-502 | Access ladders; galvanized mild steel; comprising flat strings and bar rungs; including brackets, anchor bolts, polyurethane paint, fittings and fixings; complete; as specified and as Drg. A-502 |  | Access ladders; galvanized mild steel; comprising flat strings and bar rungs; including brackets, anchor bolts, polyurethane paint, fittings and fixings; complete; as specified and as Drg. A-502 | [9 empty] | Access ladders; galvanized mild steel; comprising flat strings and bar rungs; including brackets, anchor bolts, polyurethane paint, fittings and fixings; complete; as specified and as Drg. A-502
FPE | 5 | METALS | 055000 | METAL FABRICATIONS | AR | Item | 148 | 055000 - METAL FABRICATIONS | 055000 - METAL FABRICATIONS | A | Size 400 x 3100 rise; detail 1 | 1 | Nr | 288 | 288 | [5 empty] | Size 400 x 3100 rise; detail 1 | 1 | Nr | 288 | 288
FPE | 5 | METALS | 055000 | METAL FABRICATIONS | AR | Item | 149 | Access ladders; galvanized mild steel; comprising flat strings and bar rungs; including brackets, anchor bolts, polyurethane paint, fittings and fixings; complete; as specified and as Drg. A-502 | Access ladders; galvanized mild steel; comprising flat strings and bar rungs; including brackets, anchor bolts, polyurethane paint, fittings and fixings; complete; as specified and as Drg. A-502 | B | Size 450 x 3500 rise; with extended; detail 4 | 1 | Nr | 313 | 313 | [5 empty] | Size 450 x 3500 rise; with extended; detail 4 | 1 | Nr | 313 | 313
FPE | 5 | METALS | 055000 | METAL FABRICATIONS | AR | Item | 150 | 055000 - METAL FABRICATIONS | 055000 - METAL FABRICATIONS | C | Size 450 x 3800 rise; with extended; detail 4 | 1 | Nr | 344 | 344 | [5 empty] | Size 450 x 3800 rise; with extended; detail 4 | 1 | Nr | 344 | 344
FPE | 5 | METALS | 055000 | METAL FABRICATIONS | AR | Item | 151 | Access ladders; galvanized mild steel; comprising flat strings and bar rungs; including brackets, anchor bolts, polyurethane paint, fittings and fixings; complete; as specified and as Drg. A-502 | Access ladders; galvanized mild steel; comprising flat strings and bar rungs; including brackets, anchor bolts, polyurethane paint, fittings and fixings; complete; as specified and as Drg. A-502 | D | Size 450 x 4000 rise; with extended; detail 4 | 1 | Nr | 357 | 357 | [5 empty] | Size 450 x 4000 rise; with extended; detail 4 | 1 | Nr | 357 | 357
FPE | 5 | METALS | 055000 | METAL FABRICATIONS | AR | Other | 152 | Burglar bar protection; comprising steel bar welded to steel box frame; including epoxy paint, ironmongery, fittings and fixings; complete; as specified and as Drg. A-600 | Burglar bar protection; comprising steel bar welded to steel box frame; including epoxy paint, ironmongery, fittings and fixings; complete; as specified and as Drg. A-600 |  | Burglar bar protection; comprising steel bar welded to steel box frame; including epoxy paint, ironmongery, fittings and fixings; complete; as specified and as Drg. A-600 |  |  | 0 | [6 empty] | Burglar bar protection; comprising steel bar welded to steel box frame; including epoxy paint, ironmongery, fittings and fixings; complete; as specified and as Drg. A-600 |  |  | 0
FPE | 5 | METALS | 055000 | METAL FABRICATIONS | AR | Item | 153 | Access ladders; galvanized mild steel; comprising flat strings and bar rungs; including brackets, anchor bolts, polyurethane paint, fittings and fixings; complete; as specified and as Drg. A-502 | Access ladders; galvanized mild steel; comprising flat strings and bar rungs; including brackets, anchor bolts, polyurethane paint, fittings and fixings; complete; as specified and as Drg. A-502 | E | Type 02; size 1800 x 2300 high | 1 | Nr | 0 | 0 |  |  | Nr |  |  | Type 02; size 1800 x 2300 high | 1 | Nr | 0 | 0
FPE | 5 | METALS | 055213 | PIPE AND TUBE RAILINGS | AR | Other | 154 | 055213 - PIPE AND TUBE RAILINGS | 055213 - PIPE AND TUBE RAILINGS |  | 055213 - PIPE AND TUBE RAILINGS |  |  | 0 | [6 empty] | 055213 - PIPE AND TUBE RAILINGS |  |  | 0
FPE | 5 | METALS | 055213 | PIPE AND TUBE RAILINGS | AR | Other | 155 | Balustrades and handrails; constructed from galvanized tubular steel, finish to receive paint; comprising 60 diameter top rail, 25 diameter intermediate rails, 37.5 diameter posts; including mild steel cover flange, anchored to concrete; fittings and fixings; complete; as specified and as Drg. A-501; detail 1 | Balustrades and handrails; constructed from galvanized tubular steel, finish to receive paint; comprising 60 diameter top rail, 25 diameter intermediate rails, 37.5 diameter posts; including mild steel cover flange, anchored to concrete; fittings and fixings; complete; as specified and as Drg. A-501; detail 1 |  | Balustrades and handrails; constructed from galvanized tubular steel, finish to receive paint; comprising 60 diameter top rail, 25 diameter intermediate rails, 37.5 diameter posts; including mild steel cover flange, anchored to concrete; fittings and fixings; complete; as specified and as Drg. A-501; detail 1 |  |  | 0 | [6 empty] | Balustrades and handrails; constructed from galvanized tubular steel, finish to receive paint; comprising 60 diameter top rail, 25 diameter intermediate rails, 37.5 diameter posts; including mild steel cover flange, anchored to concrete; fittings and fixings; complete; as specified and as Drg. A-501; detail 1 |  |  | 0
FPE | 5 | METALS | 055213 | PIPE AND TUBE RAILINGS | AR | Item | 156 | 055213 - PIPE AND TUBE RAILINGS | 055213 - PIPE AND TUBE RAILINGS | A | 600 high; horizontal | 25 | m | 0 | 0 | [5 empty] | 600 high; horizontal | 25 | m | 0 | 0
FPE | 5 | METALS | 055213 | PIPE AND TUBE RAILINGS | AR | Other | 157 | Steel handrail and balustrades; comprising 60 diameter tubular steel section handrail, 25 diameter steel rail and 40 x 10 steel support; including steel cover flange, anchored to concrete; fittings and fixings; complete; as specified and as Drg. A-503; detail 10 | Steel handrail and balustrades; comprising 60 diameter tubular steel section handrail, 25 diameter steel rail and 40 x 10 steel support; including steel cover flange, anchored to concrete; fittings and fixings; complete; as specified and as Drg. A-503; detail 10 |  | Steel handrail and balustrades; comprising 60 diameter tubular steel section handrail, 25 diameter steel rail and 40 x 10 steel support; including steel cover flange, anchored to concrete; fittings and fixings; complete; as specified and as Drg. A-503; detail 10 |  |  | 0 | [6 empty] | Steel handrail and balustrades; comprising 60 diameter tubular steel section handrail, 25 diameter steel rail and 40 x 10 steel support; including steel cover flange, anchored to concrete; fittings and fixings; complete; as specified and as Drg. A-503; detail 10 |  |  | 0
FPE | 5 | METALS | 055213 | PIPE AND TUBE RAILINGS | AR | Item | 158 | 055213 - PIPE AND TUBE RAILINGS | 055213 - PIPE AND TUBE RAILINGS | B | 200 high; top of wall; horizontal | 3 | m | 0 | 0 | [5 empty] | 200 high; top of wall; horizontal | 3 | m | 0 | 0
FPE | 5 | METALS | 055213 | PIPE AND TUBE RAILINGS | AR | Item | 159 | Steel handrail and balustrades; comprising 60 diameter tubular steel section handrail, 25 diameter steel rail and 40 x 10 steel support; including steel cover flange, anchored to concrete; fittings and fixings; complete; as specified and as Drg. A-503; detail 10 | Steel handrail and balustrades; comprising 60 diameter tubular steel section handrail, 25 diameter steel rail and 40 x 10 steel support; including steel cover flange, anchored to concrete; fittings and fixings; complete; as specified and as Drg. A-503; detail 10 | C | 200 high; top of wall; raking | 29 | m | 0 | 0 | [5 empty] | 200 high; top of wall; raking | 29 | m | 0 | 0
FPE | 5 | METALS | 055300 | METAL GRATINGS | AR | Other | 160 | 055300 - METAL GRATINGS | 055300 - METAL GRATINGS |  | 055300 - METAL GRATINGS |  |  | 0 | [6 empty] | 055300 - METAL GRATINGS |  |  | 0
FPE | 5 | METALS | 055300 | METAL GRATINGS | AR | Other | 161 | Trench cover, ductile iron grating; comprising solid rectangular bearing bars; including galvanized steel angle frame set in concrete, fixings and fittings; complete; as specified and as Drg. A-501; detail 8 | Trench cover, ductile iron grating; comprising solid rectangular bearing bars; including galvanized steel angle frame set in concrete, fixings and fittings; complete; as specified and as Drg. A-501; detail 8 |  | Trench cover, ductile iron grating; comprising solid rectangular bearing bars; including galvanized steel angle frame set in concrete, fixings and fittings; complete; as specified and as Drg. A-501; detail 8 |  |  | 0 | [6 empty] | Trench cover, ductile iron grating; comprising solid rectangular bearing bars; including galvanized steel angle frame set in concrete, fixings and fittings; complete; as specified and as Drg. A-501; detail 8 |  |  | 0
FPE | 5 | METALS | 055300 | METAL GRATINGS | AR | Item | 162 | 055300 - METAL GRATINGS | 055300 - METAL GRATINGS | A | 300 wide | 6 | m | 125 | 750 | [5 empty] | 300 wide | 6 | m | 125 | 750
FPE | 5 | METALS | 055300 | METAL GRATINGS | AR | Item | 163 | Trench cover, ductile iron grating; comprising solid rectangular bearing bars; including galvanized steel angle frame set in concrete, fixings and fittings; complete; as specified and as Drg. A-501; detail 8 | Trench cover, ductile iron grating; comprising solid rectangular bearing bars; including galvanized steel angle frame set in concrete, fixings and fittings; complete; as specified and as Drg. A-501; detail 8 | B | Cover; 1000 x 1000 | 1 | Nr | 350 | 350 | [5 empty] | Cover; 1000 x 1000 | 1 | Nr | 350 | 350
FPE | 5 | METALS | 057300 | DECORATIVE METAL RAILINGS | AR | Other | 164 | 057300 - DECORATIVE METAL RAILINGS | 057300 - DECORATIVE METAL RAILINGS |  | 057300 - DECORATIVE METAL RAILINGS |  |  | 0 | [6 empty] | 057300 - DECORATIVE METAL RAILINGS |  |  | 0
FPE | 5 | METALS | 057300 | DECORATIVE METAL RAILINGS | AR | Other | 165 | Glass balustrades and handrails; comprising 76 diameter aluminum tubular section handrail, clear laminated tempered glass baluster, 50 x 50 aluminum hollow section bottom rail and posts; including flanges, fittings and fixings; complete; as specified and as Drg. A-503; detail 9 | Glass balustrades and handrails; comprising 76 diameter aluminum tubular section handrail, clear laminated tempered glass baluster, 50 x 50 aluminum hollow section bottom rail and posts; including flanges, fittings and fixings; complete; as specified and as Drg. A-503; detail 9 |  | Glass balustrades and handrails; comprising 76 diameter aluminum tubular section handrail, clear laminated tempered glass baluster, 50 x 50 aluminum hollow section bottom rail and posts; including flanges, fittings and fixings; complete; as specified and as Drg. A-503; detail 9 |  |  | 0 | [6 empty] | Glass balustrades and handrails; comprising 76 diameter aluminum tubular section handrail, clear laminated tempered glass baluster, 50 x 50 aluminum hollow section bottom rail and posts; including flanges, fittings and fixings; complete; as specified and as Drg. A-503; detail 9 |  |  | 0
FPE | 5 | METALS | 057300 | DECORATIVE METAL RAILINGS | AR | Item | 166 | 057300 - DECORATIVE METAL RAILINGS | 057300 - DECORATIVE METAL RAILINGS | A | 700 high horizontal | 12 | m | 163 | 1956 | [5 empty] | 700 high horizontal | 12 | m | 163 | 1956
FPE | 5 | METALS | 057300 | DECORATIVE METAL RAILINGS | AR | Other | 167 | Glass balustrades and handrails; comprising 76 diameter aluminum tubular section handrail, clear laminated tempered glass baluster, 50 x 50 aluminum hollow section bottom rail and posts; including flanges, fittings and fixings; complete; as specified and as Drg. A-503; detail 9 | Glass balustrades and handrails; comprising 76 diameter aluminum tubular section handrail, clear laminated tempered glass baluster, 50 x 50 aluminum hollow section bottom rail and posts; including flanges, fittings and fixings; complete; as specified and as Drg. A-503; detail 9 | BILL No. 5 - METALS
FPE | 5 | METALS | To Summary | To Summary |  | Bill Sum | 168 | 057300 - DECORATIVE METAL RAILINGS | 057300 - DECORATIVE METAL RAILINGS | To Summary |  |  |  | J.D | 0 | [8 empty] | J.D | 4358
FPE | 6 | WOOD AND PLASTICS | 066200 | CAST PLASTIC (GRP) FABRICATIONS | AR | Other | 169 | Glass balustrades and handrails; comprising 76 diameter aluminum tubular section handrail, clear laminated tempered glass baluster, 50 x 50 aluminum hollow section bottom rail and posts; including flanges, fittings and fixings; complete; as specified and as Drg. A-503; detail 9 | Glass balustrades and handrails; comprising 76 diameter aluminum tubular section handrail, clear laminated tempered glass baluster, 50 x 50 aluminum hollow section bottom rail and posts; including flanges, fittings and fixings; complete; as specified and as Drg. A-503; detail 9 |  |  | BILL NO. 6 | [9 empty] | BILL NO. 6
FPE | 6 | WOOD AND PLASTICS | 066200 | CAST PLASTIC (GRP) FABRICATIONS | AR | Other | 170 | 057300 - DECORATIVE METAL RAILINGS | 057300 - DECORATIVE METAL RAILINGS |  |  | WOOD AND PLASTICS | [9 empty] | WOOD AND PLASTICS
FPE | 6 | WOOD AND PLASTICS | 066200 | CAST PLASTIC (GRP) FABRICATIONS | AR | Other | 171 | Glass balustrades and handrails; comprising 76 diameter aluminum tubular section handrail, clear laminated tempered glass baluster, 50 x 50 aluminum hollow section bottom rail and posts; including flanges, fittings and fixings; complete; as specified and as Drg. A-503; detail 9 | Glass balustrades and handrails; comprising 76 diameter aluminum tubular section handrail, clear laminated tempered glass baluster, 50 x 50 aluminum hollow section bottom rail and posts; including flanges, fittings and fixings; complete; as specified and as Drg. A-503; detail 9 | Item | Description | Qty | Unit | Rate | Amount | [5 empty] | Description | Qty | Unit | Rate | Amount
FPE | 6 | WOOD AND PLASTICS | 066200 | CAST PLASTIC (GRP) FABRICATIONS | AR | Other | 172 | 057300 - DECORATIVE METAL RAILINGS | 057300 - DECORATIVE METAL RAILINGS | [5 empty] | J.D | [9 empty] | J.D
FPE | 6 | WOOD AND PLASTICS | 066200 | CAST PLASTIC (GRP) FABRICATIONS | AR | Other | 173 | 066200 - CAST PLASTIC (GRP) FABRICATIONS | 066200 - CAST PLASTIC (GRP) FABRICATIONS |  | 066200 - CAST PLASTIC (GRP) FABRICATIONS | [9 empty] | 066200 - CAST PLASTIC (GRP) FABRICATIONS
FPE | 6 | WOOD AND PLASTICS | 066200 | CAST PLASTIC (GRP) FABRICATIONS | AR | Other | 174 | GRP access ladder; fiber-glass composite ladder; made of pultruded tubing comprising flat strings and bar rungs coated with abrasive materials for slip resistance; including softwood stiffener, stainless steel expansion bolts, fittings and fixings; complete; as specified and as Drg. A-502; detail 5 | GRP access ladder; fiber-glass composite ladder; made of pultruded tubing comprising flat strings and bar rungs coated with abrasive materials for slip resistance; including softwood stiffener, stainless steel expansion bolts, fittings and fixings; complete; as specified and as Drg. A-502; detail 5 |  | GRP access ladder; fiber-glass composite ladder; made of pultruded tubing comprising flat strings and bar rungs coated with abrasive materials for slip resistance; including softwood stiffener, stainless steel expansion bolts, fittings and fixings; complete; as specified and as Drg. A-502; detail 5 | [9 empty] | GRP access ladder; fiber-glass composite ladder; made of pultruded tubing comprising flat strings and bar rungs coated with abrasive materials for slip resistance; including softwood stiffener, stainless steel expansion bolts, fittings and fixings; complete; as specified and as Drg. A-502; detail 5
FPE | 6 | WOOD AND PLASTICS | 066200 | CAST PLASTIC (GRP) FABRICATIONS | AR | Item | 175 | 066200 - CAST PLASTIC (GRP) FABRICATIONS | 066200 - CAST PLASTIC (GRP) FABRICATIONS | A | Size 450 wide x 3100 rise | 2 | Nr | 750 | 1500 | [5 empty] | Size 450 wide x 3100 rise | 2 | Nr | 750 | 1500
FPE | 6 | WOOD AND PLASTICS | 066200 | CAST PLASTIC (GRP) FABRICATIONS | AR | Item | 176 | GRP access ladder; fiber-glass composite ladder; made of pultruded tubing comprising flat strings and bar rungs coated with abrasive materials for slip resistance; including softwood stiffener, stainless steel expansion bolts, fittings and fixings; complete; as specified and as Drg. A-502; detail 5 | GRP access ladder; fiber-glass composite ladder; made of pultruded tubing comprising flat strings and bar rungs coated with abrasive materials for slip resistance; including softwood stiffener, stainless steel expansion bolts, fittings and fixings; complete; as specified and as Drg. A-502; detail 5 | B | Size 450 wide x 3450 rise | 2 | Nr | 800 | 1600 | [5 empty] | Size 450 wide x 3450 rise | 2 | Nr | 800 | 1600
FPE | 6 | WOOD AND PLASTICS | 066200 | CAST PLASTIC (GRP) FABRICATIONS | AR | Other | 177 | 066200 - CAST PLASTIC (GRP) FABRICATIONS | 066200 - CAST PLASTIC (GRP) FABRICATIONS | BILL No. 6 - WOOD AND PLASTICS
FPE | 6 | WOOD AND PLASTICS | To Summary | To Summary |  | Bill Sum | 178 | GRP access ladder; fiber-glass composite ladder; made of pultruded tubing comprising flat strings and bar rungs coated with abrasive materials for slip resistance; including softwood stiffener, stainless steel expansion bolts, fittings and fixings; complete; as specified and as Drg. A-502; detail 5 | GRP access ladder; fiber-glass composite ladder; made of pultruded tubing comprising flat strings and bar rungs coated with abrasive materials for slip resistance; including softwood stiffener, stainless steel expansion bolts, fittings and fixings; complete; as specified and as Drg. A-502; detail 5 | To Summary |  |  |  | J.D | 0 | [8 empty] | J.D | 3100
FPE | 7 | THERMAL AND MOISTURE PROTECTION | 071113 | BITUMINOUS DAMPROOFING | ST | Other | 179 | 066200 - CAST PLASTIC (GRP) FABRICATIONS | 066200 - CAST PLASTIC (GRP) FABRICATIONS | BILL NO. 7
FPE | 7 | THERMAL AND MOISTURE PROTECTION | 071113 | BITUMINOUS DAMPROOFING | ST | Other | 180 | GRP access ladder; fiber-glass composite ladder; made of pultruded tubing comprising flat strings and bar rungs coated with abrasive materials for slip resistance; including softwood stiffener, stainless steel expansion bolts, fittings and fixings; complete; as specified and as Drg. A-502; detail 5 | GRP access ladder; fiber-glass composite ladder; made of pultruded tubing comprising flat strings and bar rungs coated with abrasive materials for slip resistance; including softwood stiffener, stainless steel expansion bolts, fittings and fixings; complete; as specified and as Drg. A-502; detail 5 | THERMAL AND MOISTURE PROTECTION
FPE | 7 | THERMAL AND MOISTURE PROTECTION | 071113 | BITUMINOUS DAMPROOFING | ST | Other | 181 | 066200 - CAST PLASTIC (GRP) FABRICATIONS | 066200 - CAST PLASTIC (GRP) FABRICATIONS | Item | Description | Qty | Unit | Rate | Amount |  | Qty |  |  |  | Description | Qty | Unit | Rate | Amount
FPE | 7 | THERMAL AND MOISTURE PROTECTION | 071113 | BITUMINOUS DAMPROOFING | ST | Other | 182 | GRP access ladder; fiber-glass composite ladder; made of pultruded tubing comprising flat strings and bar rungs coated with abrasive materials for slip resistance; including softwood stiffener, stainless steel expansion bolts, fittings and fixings; complete; as specified and as Drg. A-502; detail 5 | GRP access ladder; fiber-glass composite ladder; made of pultruded tubing comprising flat strings and bar rungs coated with abrasive materials for slip resistance; including softwood stiffener, stainless steel expansion bolts, fittings and fixings; complete; as specified and as Drg. A-502; detail 5 | [5 empty] | J.D | [9 empty] | J.D
FPE | 7 | THERMAL AND MOISTURE PROTECTION | 071113 | BITUMINOUS DAMPROOFING | ST | Other | 183 | 071113 - BITUMINOUS DAMPROOFING | 071113 - BITUMINOUS DAMPROOFING |  | 071113 - BITUMINOUS DAMPROOFING | [9 empty] | 071113 - BITUMINOUS DAMPROOFING
FPE | 7 | THERMAL AND MOISTURE PROTECTION | 071113 | BITUMINOUS DAMPROOFING | ST | Item | 184 | GRP access ladder; fiber-glass composite ladder; made of pultruded tubing comprising flat strings and bar rungs coated with abrasive materials for slip resistance; including softwood stiffener, stainless steel expansion bolts, fittings and fixings; complete; as specified and as Drg. A-502; detail 5 | GRP access ladder; fiber-glass composite ladder; made of pultruded tubing comprising flat strings and bar rungs coated with abrasive materials for slip resistance; including softwood stiffener, stainless steel expansion bolts, fittings and fixings; complete; as specified and as Drg. A-502; detail 5 | A | Foundation and Walls | 420 | m2 |  | 0 | [5 empty] | Foundation and Walls | 420 | m2 |  | 0
FPE | 7 | THERMAL AND MOISTURE PROTECTION | 071113 | BITUMINOUS DAMPROOFING | ST | Item | 185 | 071113 - BITUMINOUS DAMPROOFING | 071113 - BITUMINOUS DAMPROOFING | B | Ground Beams | 105 | m2 |  | 0 | [5 empty] | Ground Beams | 105 | m2 |  | 0
FPE | 7 | THERMAL AND MOISTURE PROTECTION | 071416 | COLD FLUID APPLIED WATERPROOFING | AR | Other | 186 | 071416 - COLD FLUID APPLIED WATERPROOFING | 071416 - COLD FLUID APPLIED WATERPROOFING |  | 071416 - COLD FLUID APPLIED WATERPROOFING | [9 empty] | 071416 - COLD FLUID APPLIED WATERPROOFING
FPE | 7 | THERMAL AND MOISTURE PROTECTION | 071416 | COLD FLUID APPLIED WATERPROOFING | AR | Other | 187 | Liquid applied waterproofing membrane; single component modified polyurethane, bitumen free, waterproofing; to | Liquid applied waterproofing membrane; single component modified polyurethane, bitumen free, waterproofing; to |  | Liquid applied waterproofing membrane; single component modified polyurethane, bitumen free, waterproofing; to | [9 empty] | Liquid applied waterproofing membrane; single component modified polyurethane, bitumen free, waterproofing; to
FPE | 7 | THERMAL AND MOISTURE PROTECTION | 071416 | COLD FLUID APPLIED WATERPROOFING | AR | Item | 188 | 071416 - COLD FLUID APPLIED WATERPROOFING | 071416 - COLD FLUID APPLIED WATERPROOFING | A | Floors and upstands in wet areas | 36 | m2 | 16 | 576 | toilets, kitchens & pantries | 263 | B | General surfaces; external | 59 | Floors and upstands in wet areas | 36 | m2 | 16 | 576
FPE | 7 | THERMAL AND MOISTURE PROTECTION | 071800 | TRAFFIC COATINGS | AR | Other | 189 | 071800 - TRAFFIC COATINGS | 071800 - TRAFFIC COATINGS |  | 071800 - TRAFFIC COATINGS | [9 empty] | 071800 - TRAFFIC COATINGS
FPE | 7 | THERMAL AND MOISTURE PROTECTION | 071800 | TRAFFIC COATINGS | AR | Other | 190 | Fluid applied deck coating; polyurethane elastomeric coating, to trowelled smooth surfaces; to | Fluid applied deck coating; polyurethane elastomeric coating, to trowelled smooth surfaces; to |  | Fluid applied deck coating; polyurethane elastomeric coating, to trowelled smooth surfaces; to | [9 empty] | Fluid applied deck coating; polyurethane elastomeric coating, to trowelled smooth surfaces; to
FPE | 7 | THERMAL AND MOISTURE PROTECTION | 071800 | TRAFFIC COATINGS | AR | Item | 191 | 071800 - TRAFFIC COATINGS | 071800 - TRAFFIC COATINGS | B | Floors | 64 | m2 | 18 | 1152 | Mechanical Rooms | 144 |  |  |  | Floors | 64 | m2 | 18 | 1152
FPE | 7 | THERMAL AND MOISTURE PROTECTION | 072100 | THERMAL INSULATION | AR | Other | 192 | 072100 - THERMAL INSULATION | 072100 - THERMAL INSULATION |  | 072100 - THERMAL INSULATION | [9 empty] | 072100 - THERMAL INSULATION
FPE | 7 | THERMAL AND MOISTURE PROTECTION | 072100 | THERMAL INSULATION | AR | Other | 193 | Extruded polystyrene insulation boards; including fittings and fixings; to | Extruded polystyrene insulation boards; including fittings and fixings; to |  | Extruded polystyrene insulation boards; including fittings and fixings; to | [9 empty] | Extruded polystyrene insulation boards; including fittings and fixings; to
FPE | 7 | THERMAL AND MOISTURE PROTECTION | 072100 | THERMAL INSULATION | AR | Item | 194 | 072100 - THERMAL INSULATION | 072100 - THERMAL INSULATION | C | Elevation, 50 thick | 40 | m2 | 8 | 320 | [5 empty] | Elevation, 50 thick | 40 | m2 | 8 | 320
FPE | 7 | THERMAL AND MOISTURE PROTECTION | 072100 | THERMAL INSULATION | AR | Item | 195 | Extruded polystyrene insulation boards; including fittings and fixings; to | Extruded polystyrene insulation boards; including fittings and fixings; to | D | Roofs; 50 thick | 1065 | m2 | 8 | 8520 | 1062 | 1065 |  |  |  | Roofs; 50 thick | 1065 | m2 | 8 | 8520
FPE | 7 | THERMAL AND MOISTURE PROTECTION | 075323 | ETHYLENE-PROPYLENE DIENE-MONOMER (EPDM) ROOFING | AR | Other | 196 | 075323 - ETHYLENE-PROPYLENE DIENE-MONOMER (EPDM) ROOFING | 075323 - ETHYLENE-PROPYLENE DIENE-MONOMER (EPDM) ROOFING |  | 075323 - ETHYLENE-PROPYLENE DIENE-MONOMER (EPDM) ROOFING | [7 empty] | 074213.23 - METAL COMPOSITE MATERIAL WALL PANELS |  | 075323 - ETHYLENE-PROPYLENE DIENE-MONOMER (EPDM) ROOFING
FPE | 7 | THERMAL AND MOISTURE PROTECTION | 075323 | ETHYLENE-PROPYLENE DIENE-MONOMER (EPDM) ROOFING | AR | Other | 197 | EPDM sheet roofing; flexible sheet formed from a terpolymer of ethylene propylene diene, black colour, fully bonded; to | EPDM sheet roofing; flexible sheet formed from a terpolymer of ethylene propylene diene, black colour, fully bonded; to |  | EPDM sheet roofing; flexible sheet formed from a terpolymer of ethylene propylene diene, black colour, fully bonded; to | [7 empty] | Insulated composite cladding panels; fabricated from 1.0 thick aluminum sheets exterior face with organic coating finish, insulating core laminated to the aluminum facings, 0.8 thick smooth surface aluminum sheet with acrylic enamel coating; including fittings and fixings; as specified and shown on Drawings |  | EPDM sheet roofing; flexible sheet formed from a terpolymer of ethylene propylene diene, black colour, fully bonded; to
FPE | 7 | THERMAL AND MOISTURE PROTECTION | 075323 | ETHYLENE-PROPYLENE DIENE-MONOMER (EPDM) ROOFING | AR | Item | 198 | 075323 - ETHYLENE-PROPYLENE DIENE-MONOMER (EPDM) ROOFING | 075323 - ETHYLENE-PROPYLENE DIENE-MONOMER (EPDM) ROOFING | A | Roofs | 1144 | m2 | 40 | 45760 | 1144 | 1134 |  | Walls | 59 | Roofs | 1144 | m2 | 40 | 45760
FPE | 7 | THERMAL AND MOISTURE PROTECTION | 075323 | ETHYLENE-PROPYLENE DIENE-MONOMER (EPDM) ROOFING | AR | Item | 199 | EPDM sheet roofing; flexible sheet formed from a terpolymer of ethylene propylene diene, black colour, fully bonded; to | EPDM sheet roofing; flexible sheet formed from a terpolymer of ethylene propylene diene, black colour, fully bonded; to | B | Balcony | 138 | m2 | 38 | 5244 | 102.8 | 53 |  |  |  | Balcony | 138 | m2 | 38 | 5244
FPE | 7 | THERMAL AND MOISTURE PROTECTION | 075323 | ETHYLENE-PROPYLENE DIENE-MONOMER (EPDM) ROOFING | AR | Item | 200 | 075323 - ETHYLENE-PROPYLENE DIENE-MONOMER (EPDM) ROOFING | 075323 - ETHYLENE-PROPYLENE DIENE-MONOMER (EPDM) ROOFING | C | Upstands | 243 | m2 | 38 | 9234 | 242.7 | 235 |  |  |  | Upstands | 243 | m2 | 38 | 9234
FPE | 7 | THERMAL AND MOISTURE PROTECTION | 075323 | ETHYLENE-PROPYLENE DIENE-MONOMER (EPDM) ROOFING | AR | Other | 201 | Filter membrane; vapour permeable geotextile, non woven thermally bonded continuous polypropylene filments; to | Filter membrane; vapour permeable geotextile, non woven thermally bonded continuous polypropylene filments; to |  | Filter membrane; vapour permeable geotextile, non woven thermally bonded continuous polypropylene filments; to | [9 empty] | Filter membrane; vapour permeable geotextile, non woven thermally bonded continuous polypropylene filments; to
FPE | 7 | THERMAL AND MOISTURE PROTECTION | 075323 | ETHYLENE-PROPYLENE DIENE-MONOMER (EPDM) ROOFING | AR | Item | 202 | 075323 - ETHYLENE-PROPYLENE DIENE-MONOMER (EPDM) ROOFING | 075323 - ETHYLENE-PROPYLENE DIENE-MONOMER (EPDM) ROOFING | D | Roofs | 1065 | m2 | 25 | 26625 |  | 1065 |  |  |  | Roofs | 1065 | m2 | 25 | 26625
FPE | 7 | THERMAL AND MOISTURE PROTECTION | 075323 | ETHYLENE-PROPYLENE DIENE-MONOMER (EPDM) ROOFING | AR | Other | 203 | Elastomeric coating; U.V. protection to waterproof membrane; to | Elastomeric coating; U.V. protection to waterproof membrane; to |  | Elastomeric coating; U.V. protection to waterproof membrane; to | [9 empty] | Elastomeric coating; U.V. protection to waterproof membrane; to
FPE | 7 | THERMAL AND MOISTURE PROTECTION | 075323 | ETHYLENE-PROPYLENE DIENE-MONOMER (EPDM) ROOFING | AR | Item | 204 | 075323 - ETHYLENE-PROPYLENE DIENE-MONOMER (EPDM) ROOFING | 075323 - ETHYLENE-PROPYLENE DIENE-MONOMER (EPDM) ROOFING | E | Upstands | 63 | m2 | 25 | 1575 | 62.85 | 61 |  |  |  | Upstands | 63 | m2 | 25 | 1575
FPE | 7 | THERMAL AND MOISTURE PROTECTION | 075323 | ETHYLENE-PROPYLENE DIENE-MONOMER (EPDM) ROOFING | AR | Other | 205 | Protective covering ballast; crushed gravel; to | Protective covering ballast; crushed gravel; to |  | Protective covering ballast; crushed gravel; to | [9 empty] | Protective covering ballast; crushed gravel; to
FPE | 7 | THERMAL AND MOISTURE PROTECTION | 075323 | ETHYLENE-PROPYLENE DIENE-MONOMER (EPDM) ROOFING | AR | Item | 206 | 075323 - ETHYLENE-PROPYLENE DIENE-MONOMER (EPDM) ROOFING | 075323 - ETHYLENE-PROPYLENE DIENE-MONOMER (EPDM) ROOFING | F | Roof; 50 thick | 1065 | m2 | 5 | 5325 |  | 1065 |  |  |  | Roof; 50 thick | 1065 | m2 | 5 | 5325
FPE | 7 | THERMAL AND MOISTURE PROTECTION | 077200 | ROOF ACCESSORIES | AR | Other | 207 | 077200 - ROOF ACCESSORIES | 077200 - ROOF ACCESSORIES |  | 077200 - ROOF ACCESSORIES | [9 empty] | 077200 - ROOF ACCESSORIES
FPE | 7 | THERMAL AND MOISTURE PROTECTION | 077200 | ROOF ACCESSORIES | AR | Other | 208 | Accessories; aluminum alloy; as Drg. FD-A-502; detail 6 | Accessories; aluminum alloy; as Drg. FD-A-502; detail 6 |  | Accessories; aluminum alloy; as Drg. FD-A-502; detail 6 | [9 empty] | Accessories; aluminum alloy; as Drg. FD-A-502; detail 6
FPE | 7 | THERMAL AND MOISTURE PROTECTION | 077200 | ROOF ACCESSORIES | AR | Item | 209 | 077200 - ROOF ACCESSORIES | 077200 - ROOF ACCESSORIES | G | Pressure plate; 40 x 3 thick; including backing cord and sealant | 419 | m | 15 | 6285 | 419 | 405 |  |  |  | Pressure plate; 40 x 3 thick; including backing cord and sealant | 419 | m | 15 | 6285
FPE | 7 | THERMAL AND MOISTURE PROTECTION | 077200 | ROOF ACCESSORIES | AR | Other | 210 | Accessories; galvanized steel | Accessories; galvanized steel |  | Accessories; galvanized steel | [9 empty] | Accessories; galvanized steel
FPE | 7 | THERMAL AND MOISTURE PROTECTION | 077200 | ROOF ACCESSORIES | AR | Item | 211 | 077200 - ROOF ACCESSORIES | 077200 - ROOF ACCESSORIES | A | Rainwater spouts; 75 diameter, 370 long, including stainless steel saddle band, neoprene gaskets; complete; as specified and as Drg. FD-A-502; detail 9 | 12 | Nr | 36 | 432 |  | 10 |  |  |  | Rainwater spouts; 75 diameter, 370 long, including stainless steel saddle band, neoprene gaskets; complete; as specified and as Drg. FD-A-502; detail 9 | 12 | Nr | 36 | 432
FPE | 7 | THERMAL AND MOISTURE PROTECTION | 077200 | ROOF ACCESSORIES | AR | Other | 212 | Access hatches; comprising 2 thick galvanized pressed steel skin cover, steel angle frame set in concrete; including ironmongery, stay chain, padlock, neoprene gaskets, timber nailer, epoxy paint, fittings and fixings; complete; as specified and as Drg. FD-A-502; detail 2 | Access hatches; comprising 2 thick galvanized pressed steel skin cover, steel angle frame set in concrete; including ironmongery, stay chain, padlock, neoprene gaskets, timber nailer, epoxy paint, fittings and fixings; complete; as specified and as Drg. FD-A-502; detail 2 |  | Access hatches; comprising 2 thick galvanized pressed steel skin cover, steel angle frame set in concrete; including ironmongery, stay chain, padlock, neoprene gaskets, timber nailer, epoxy paint, fittings and fixings; complete; as specified and as Drg. FD-A-502; detail 2 | [9 empty] | Access hatches; comprising 2 thick galvanized pressed steel skin cover, steel angle frame set in concrete; including ironmongery, stay chain, padlock, neoprene gaskets, timber nailer, epoxy paint, fittings and fixings; complete; as specified and as Drg. FD-A-502; detail 2
FPE | 7 | THERMAL AND MOISTURE PROTECTION | 077200 | ROOF ACCESSORIES | AR | Item | 213 | 077200 - ROOF ACCESSORIES | 077200 - ROOF ACCESSORIES | B | Size 1000 x 1000 | 4 | Nr | 216 | 864 | water tanks basement & Roof | 2 |  |  |  | Size 1000 x 1000 | 4 | Nr | 216 | 864
FPE | 7 | THERMAL AND MOISTURE PROTECTION | 077200 | ROOF ACCESSORIES | AR | Item | 214 | Access hatches; comprising 2 thick galvanized pressed steel skin cover, steel angle frame set in concrete; including ironmongery, stay chain, padlock, neoprene gaskets, timber nailer, epoxy paint, fittings and fixings; complete; as specified and as Drg. FD-A-502; detail 2 | Access hatches; comprising 2 thick galvanized pressed steel skin cover, steel angle frame set in concrete; including ironmongery, stay chain, padlock, neoprene gaskets, timber nailer, epoxy paint, fittings and fixings; complete; as specified and as Drg. FD-A-502; detail 2 | C | Size 850 x 850 | 2 | Nr | 150 | 300 | [5 empty] | Size 850 x 850 | 2 | Nr | 150 | 300
FPE | 7 | THERMAL AND MOISTURE PROTECTION | 079200 | JOINT SEALANTS | AR | Other | 215 | 079200 - JOINT SEALANTS | 079200 - JOINT SEALANTS |  | 079200 - JOINT SEALANTS | [9 empty] | 079200 - JOINT SEALANTS
FPE | 7 | THERMAL AND MOISTURE PROTECTION | 079200 | JOINT SEALANTS | AR | Other | 216 | Expansion joints; in finish; including metal angle trim, plaster stop and architraves, filler pieces, sealant and backing cord as appropriate; complete; as specified and as Drg. FD-A-502; detail 10 | Expansion joints; in finish; including metal angle trim, plaster stop and architraves, filler pieces, sealant and backing cord as appropriate; complete; as specified and as Drg. FD-A-502; detail 10 |  | Expansion joints; in finish; including metal angle trim, plaster stop and architraves, filler pieces, sealant and backing cord as appropriate; complete; as specified and as Drg. FD-A-502; detail 10 | [9 empty] | Expansion joints; in finish; including metal angle trim, plaster stop and architraves, filler pieces, sealant and backing cord as appropriate; complete; as specified and as Drg. FD-A-502; detail 10
FPE | 7 | THERMAL AND MOISTURE PROTECTION | 079200 | JOINT SEALANTS | AR | Item | 217 | 079200 - JOINT SEALANTS | 079200 - JOINT SEALANTS | D | Ceramic floor to plaster wall | 37 | m |  | 0 |  | 37 |  |  |  | Ceramic floor to plaster wall | 37 | m |  | 0
FPE | 7 | THERMAL AND MOISTURE PROTECTION | 079200 | JOINT SEALANTS | AR | Item | 218 | Expansion joints; in finish; including metal angle trim, plaster stop and architraves, filler pieces, sealant and backing cord as appropriate; complete; as specified and as Drg. FD-A-502; detail 10 | Expansion joints; in finish; including metal angle trim, plaster stop and architraves, filler pieces, sealant and backing cord as appropriate; complete; as specified and as Drg. FD-A-502; detail 10 | D | Floor to floor | 2 | m | 35 | 70 |  | 6 |  |  |  | Floor to floor | 2 | m | 35 | 70
FPE | 7 | THERMAL AND MOISTURE PROTECTION | 079200 | JOINT SEALANTS | AR | Item | 219 | 079200 - JOINT SEALANTS | 079200 - JOINT SEALANTS | F | Floor to wall; ceramic | 3 | m |  | 0 |  | 3 |  |  |  | Floor to wall; ceramic | 3 | m |  | 0
FPE | 7 | THERMAL AND MOISTURE PROTECTION | 079200 | JOINT SEALANTS | AR | Item | 220 | Expansion joints; in finish; including metal angle trim, plaster stop and architraves, filler pieces, sealant and backing cord as appropriate; complete; as specified and as Drg. FD-A-502; detail 10 | Expansion joints; in finish; including metal angle trim, plaster stop and architraves, filler pieces, sealant and backing cord as appropriate; complete; as specified and as Drg. FD-A-502; detail 10 | G | Ceiling to wall; plaster | 18 | m |  | 0 |  | 18 |  |  |  | Ceiling to wall; plaster | 18 | m |  | 0
FPE | 7 | THERMAL AND MOISTURE PROTECTION | 079200 | JOINT SEALANTS | AR | Item | 221 | 079200 - JOINT SEALANTS | 079200 - JOINT SEALANTS | A | Wall to wall; plaster | 7 | m | 35 | 245 |  | 18 |  |  |  | Wall to wall; plaster | 7 | m | 35 | 245
FPE | 7 | THERMAL AND MOISTURE PROTECTION | 079200 | JOINT SEALANTS | AR | Item | 222 | Expansion joints; in finish; including metal angle trim, plaster stop and architraves, filler pieces, sealant and backing cord as appropriate; complete; as specified and as Drg. FD-A-502; detail 10 | Expansion joints; in finish; including metal angle trim, plaster stop and architraves, filler pieces, sealant and backing cord as appropriate; complete; as specified and as Drg. FD-A-502; detail 10 | B | Twin curb upstand | 17 | m |  | 0 |  | 17 |  |  |  | Twin curb upstand | 17 | m |  | 0
FPE | 7 | THERMAL AND MOISTURE PROTECTION | 079200 | JOINT SEALANTS | AR | Other | 223 | 079200 - JOINT SEALANTS | 079200 - JOINT SEALANTS | BILL NO. 7 - THERMAL AND MOISTURE PROTECTION
FPE | 7 | THERMAL AND MOISTURE PROTECTION | To Summary | To Summary |  | Bill Sum | 224 | Expansion joints; in finish; including metal angle trim, plaster stop and architraves, filler pieces, sealant and backing cord as appropriate; complete; as specified and as Drg. FD-A-502; detail 10 | Expansion joints; in finish; including metal angle trim, plaster stop and architraves, filler pieces, sealant and backing cord as appropriate; complete; as specified and as Drg. FD-A-502; detail 10 | To Summary |  |  |  | J.D | 0 | [8 empty] | J.D | 112527
FPE | 8 | OPENINGS | 081113 | HOLLOW METAL DOORS AND FRAMES | AR | Other | 225 | 079200 - JOINT SEALANTS | 079200 - JOINT SEALANTS |  |  | BILL NO. 8 | [9 empty] | BILL NO. 8
FPE | 8 | OPENINGS | 081113 | HOLLOW METAL DOORS AND FRAMES | AR | Other | 226 | Expansion joints; in finish; including metal angle trim, plaster stop and architraves, filler pieces, sealant and backing cord as appropriate; complete; as specified and as Drg. FD-A-502; detail 10 | Expansion joints; in finish; including metal angle trim, plaster stop and architraves, filler pieces, sealant and backing cord as appropriate; complete; as specified and as Drg. FD-A-502; detail 10 |  |  | OPENINGS | [9 empty] | OPENINGS
FPE | 8 | OPENINGS | 081113 | HOLLOW METAL DOORS AND FRAMES | AR | Other | 227 | 079200 - JOINT SEALANTS | 079200 - JOINT SEALANTS | Item | Description | Qty | Unit | Rate | Amount | [5 empty] | Description | Qty | Unit | Rate | Amount
FPE | 8 | OPENINGS | 081113 | HOLLOW METAL DOORS AND FRAMES | AR | Other | 228 | Expansion joints; in finish; including metal angle trim, plaster stop and architraves, filler pieces, sealant and backing cord as appropriate; complete; as specified and as Drg. FD-A-502; detail 10 | Expansion joints; in finish; including metal angle trim, plaster stop and architraves, filler pieces, sealant and backing cord as appropriate; complete; as specified and as Drg. FD-A-502; detail 10 | [5 empty] | J.D | [9 empty] | J.D
FPE | 8 | OPENINGS | 081113 | HOLLOW METAL DOORS AND FRAMES | AR | Other | 229 | 081113 - HOLLOW METAL DOORS AND FRAMES | 081113 - HOLLOW METAL DOORS AND FRAMES |  | 081113 - HOLLOW METAL DOORS AND FRAMES | [9 empty] | 081113 - HOLLOW METAL DOORS AND FRAMES
FPE | 8 | OPENINGS | 081113 | HOLLOW METAL DOORS AND FRAMES | AR | Other | 230 | Flush steel doors; 43 mm thick; leaf construction type 3.constructed from steel section frame; galvanized steel sheet both skins, factory primed for painting; including fittings and fixings; complete; as specified and as Drg. A-611 | Flush steel doors; 43 mm thick; leaf construction type 3.constructed from steel section frame; galvanized steel sheet both skins, factory primed for painting; including fittings and fixings; complete; as specified and as Drg. A-611 |  | Flush steel doors; 43 mm thick; leaf construction type 3.constructed from steel section frame; galvanized steel sheet both skins, factory primed for painting; including fittings and fixings; complete; as specified and as Drg. A-611 | [9 empty] | Flush steel doors; 43 mm thick; leaf construction type 3.constructed from steel section frame; galvanized steel sheet both skins, factory primed for painting; including fittings and fixings; complete; as specified and as Drg. A-611
FPE | 8 | OPENINGS | 081113 | HOLLOW METAL DOORS AND FRAMES | AR | Item | 231 | 081113 - HOLLOW METAL DOORS AND FRAMES | 081113 - HOLLOW METAL DOORS AND FRAMES | A | Leaf size S1; 1050 x 2200 high | 3 | Nr | 0 | 0 | [5 empty] | Leaf size S1; 1050 x 2200 high | 3 | Nr | 0 | 0
FPE | 8 | OPENINGS | 081113 | HOLLOW METAL DOORS AND FRAMES | AR | Item | 232 | Flush steel doors; 43 mm thick; leaf construction type 3.constructed from steel section frame; galvanized steel sheet both skins, factory primed for painting; including fittings and fixings; complete; as specified and as Drg. A-611 | Flush steel doors; 43 mm thick; leaf construction type 3.constructed from steel section frame; galvanized steel sheet both skins, factory primed for painting; including fittings and fixings; complete; as specified and as Drg. A-611 | B | Leaf size S10; 1660 x 2200 high; double leaf; with glass vision panels | 1 | Nr | 0 | 0 | [5 empty] | Leaf size S10; 1660 x 2200 high; double leaf; with glass vision panels | 1 | Nr | 0 | 0
FPE | 8 | OPENINGS | 081113 | HOLLOW METAL DOORS AND FRAMES | AR | Item | 233 | 081113 - HOLLOW METAL DOORS AND FRAMES | 081113 - HOLLOW METAL DOORS AND FRAMES | C | Leaf size S12; 930 x 2200 high; with glass vision panel | 1 | Nr | 0 | 0 | [5 empty] | Leaf size S12; 930 x 2200 high; with glass vision panel | 1 | Nr | 0 | 0
FPE | 8 | OPENINGS | 081113 | HOLLOW METAL DOORS AND FRAMES | AR | Item | 234 | Flush steel doors; 43 mm thick; leaf construction type 3.constructed from steel section frame; galvanized steel sheet both skins, factory primed for painting; including fittings and fixings; complete; as specified and as Drg. A-611 | Flush steel doors; 43 mm thick; leaf construction type 3.constructed from steel section frame; galvanized steel sheet both skins, factory primed for painting; including fittings and fixings; complete; as specified and as Drg. A-611 | D | Leaf size S16; 1233 x 2200 high | 1 | Nr | 0 | 0 | [5 empty] | Leaf size S16; 1233 x 2200 high | 1 | Nr | 0 | 0
FPE | 8 | OPENINGS | 081113 | HOLLOW METAL DOORS AND FRAMES | AR | Item | 235 | 081113 - HOLLOW METAL DOORS AND FRAMES | 081113 - HOLLOW METAL DOORS AND FRAMES | E | Leaf size S18; 1233 x 2200 high | 2 | Nr | 0 | 0 | [5 empty] | Leaf size S18; 1233 x 2200 high | 2 | Nr | 0 | 0
FPE | 8 | OPENINGS | 081113 | HOLLOW METAL DOORS AND FRAMES | AR | Item | 236 | Flush steel doors; 43 mm thick; leaf construction type 3.constructed from steel section frame; galvanized steel sheet both skins, factory primed for painting; including fittings and fixings; complete; as specified and as Drg. A-611 | Flush steel doors; 43 mm thick; leaf construction type 3.constructed from steel section frame; galvanized steel sheet both skins, factory primed for painting; including fittings and fixings; complete; as specified and as Drg. A-611 | F | Leaf size S21; 1400 x 2200 high; double leaf | 1 | Nr | 0 | 0 | [5 empty] | Leaf size S21; 1400 x 2200 high; double leaf | 1 | Nr | 0 | 0
FPE | 8 | OPENINGS | 081113 | HOLLOW METAL DOORS AND FRAMES | AR | Item | 237 | 081113 - HOLLOW METAL DOORS AND FRAMES | 081113 - HOLLOW METAL DOORS AND FRAMES | G | Leaf size S22; 900 x 2200 high; with glass vision panel | 1 | Nr | 0 | 0 | [5 empty] | Leaf size S22; 900 x 2200 high; with glass vision panel | 1 | Nr | 0 | 0
FPE | 8 | OPENINGS | 081113 | HOLLOW METAL DOORS AND FRAMES | AR | Item | 238 | Flush steel doors; 43 mm thick; leaf construction type 3.constructed from steel section frame; galvanized steel sheet both skins, factory primed for painting; including fittings and fixings; complete; as specified and as Drg. A-611 | Flush steel doors; 43 mm thick; leaf construction type 3.constructed from steel section frame; galvanized steel sheet both skins, factory primed for painting; including fittings and fixings; complete; as specified and as Drg. A-611 | H | Leaf size S7; 1080 x 2200 high; with glass vision panel | 5 | Nr | 0 | 0 | [5 empty] | Leaf size S7; 1080 x 2200 high; with glass vision panel | 5 | Nr | 0 | 0
FPE | 8 | OPENINGS | 081113 | HOLLOW METAL DOORS AND FRAMES | AR | Item | 239 | 081113 - HOLLOW METAL DOORS AND FRAMES | 081113 - HOLLOW METAL DOORS AND FRAMES | A | Leaf size S6; 1100 x 2200 high | 1 | Nr | 332 | 332 | [5 empty] | Leaf size S6; 1100 x 2200 high | 1 | Nr | 332 | 332
FPE | 8 | OPENINGS | 081113 | HOLLOW METAL DOORS AND FRAMES | AR | Item | 240 | Flush steel doors; 43 mm thick; leaf construction type 3.constructed from steel section frame; galvanized steel sheet both skins, factory primed for painting; including fittings and fixings; complete; as specified and as Drg. A-611 | Flush steel doors; 43 mm thick; leaf construction type 3.constructed from steel section frame; galvanized steel sheet both skins, factory primed for painting; including fittings and fixings; complete; as specified and as Drg. A-611 | K | Leaf size S23; 1690 x 2200 high; double leaf; with glass vision panel | 1 | Nr | 0 | 0 | [5 empty] | Leaf size S23; 1690 x 2200 high; double leaf; with glass vision panel | 1 | Nr | 0 | 0
FPE | 8 | OPENINGS | 081113 | HOLLOW METAL DOORS AND FRAMES | AR | Other | 241 | Flush steel doors; 43 mm thick; leaf construction type 4; fire rated; constructed from steel section frame; infill with non combustible thermal insulating material, galvanized steel sheet both skins, factory primed for painting; including intumescent strip, fittings and fixings; complete; as specified and as Drg. A-611 | Flush steel doors; 43 mm thick; leaf construction type 4; fire rated; constructed from steel section frame; infill with non combustible thermal insulating material, galvanized steel sheet both skins, factory primed for painting; including intumescent strip, fittings and fixings; complete; as specified and as Drg. A-611 |  | Flush steel doors; 43 mm thick; leaf construction type 4; fire rated; constructed from steel section frame; infill with non combustible thermal insulating material, galvanized steel sheet both skins, factory primed for painting; including intumescent strip, fittings and fixings; complete; as specified and as Drg. A-611 |  |  | 0 | [6 empty] | Flush steel doors; 43 mm thick; leaf construction type 4; fire rated; constructed from steel section frame; infill with non combustible thermal insulating material, galvanized steel sheet both skins, factory primed for painting; including intumescent strip, fittings and fixings; complete; as specified and as Drg. A-611 |  |  | 0
FPE | 8 | OPENINGS | 081113 | HOLLOW METAL DOORS AND FRAMES | AR | Item | 242 | Flush steel doors; 43 mm thick; leaf construction type 3.constructed from steel section frame; galvanized steel sheet both skins, factory primed for painting; including fittings and fixings; complete; as specified and as Drg. A-611 | Flush steel doors; 43 mm thick; leaf construction type 3.constructed from steel section frame; galvanized steel sheet both skins, factory primed for painting; including fittings and fixings; complete; as specified and as Drg. A-611 | A | Leaf size S7; 1080 x 2200 high; 60 minutes; with glass vision panel | 1 | Nr | 488 | 488 | [5 empty] | Leaf size S7; 1080 x 2200 high; 60 minutes; with glass vision panel | 1 | Nr | 488 | 488
FPE | 8 | OPENINGS | 081113 | HOLLOW METAL DOORS AND FRAMES | AR | Item | 243 | Flush steel doors; 43 mm thick; leaf construction type 4; fire rated; constructed from steel section frame; infill with non combustible thermal insulating material, galvanized steel sheet both skins, factory primed for painting; including intumescent strip, fittings and fixings; complete; as specified and as Drg. A-611 | Flush steel doors; 43 mm thick; leaf construction type 4; fire rated; constructed from steel section frame; infill with non combustible thermal insulating material, galvanized steel sheet both skins, factory primed for painting; including intumescent strip, fittings and fixings; complete; as specified and as Drg. A-611 | B | Leaf size S1; 1050 x 2200 high; 60 minutes | 1 | Nr | 0 | 0 | [5 empty] | Leaf size S1; 1050 x 2200 high; 60 minutes | 1 | Nr | 0 | 0
FPE | 8 | OPENINGS | 081113 | HOLLOW METAL DOORS AND FRAMES | AR | Item | 244 | Flush steel doors; 43 mm thick; leaf construction type 3.constructed from steel section frame; galvanized steel sheet both skins, factory primed for painting; including fittings and fixings; complete; as specified and as Drg. A-611 | Flush steel doors; 43 mm thick; leaf construction type 3.constructed from steel section frame; galvanized steel sheet both skins, factory primed for painting; including fittings and fixings; complete; as specified and as Drg. A-611 | C | Leaf size S10; 1660 x 2200 high; 45 minutes; double leaf; with glass vision panel | 2 | Nr | 0 | 0 | [5 empty] | Leaf size S10; 1660 x 2200 high; 45 minutes; double leaf; with glass vision panel | 2 | Nr | 0 | 0
FPE | 8 | OPENINGS | 081113 | HOLLOW METAL DOORS AND FRAMES | AR | Item | 245 | Flush steel doors; 43 mm thick; leaf construction type 4; fire rated; constructed from steel section frame; infill with non combustible thermal insulating material, galvanized steel sheet both skins, factory primed for painting; including intumescent strip, fittings and fixings; complete; as specified and as Drg. A-611 | Flush steel doors; 43 mm thick; leaf construction type 4; fire rated; constructed from steel section frame; infill with non combustible thermal insulating material, galvanized steel sheet both skins, factory primed for painting; including intumescent strip, fittings and fixings; complete; as specified and as Drg. A-611 | D | Leaf size S18; 1233 x 2200 high; 60 minutes | 1 | Nr | 0 | 0 | [5 empty] | Leaf size S18; 1233 x 2200 high; 60 minutes | 1 | Nr | 0 | 0
FPE | 8 | OPENINGS | 081113 | HOLLOW METAL DOORS AND FRAMES | AR | Item | 246 | Flush steel doors; 43 mm thick; leaf construction type 3.constructed from steel section frame; galvanized steel sheet both skins, factory primed for painting; including fittings and fixings; complete; as specified and as Drg. A-611 | Flush steel doors; 43 mm thick; leaf construction type 3.constructed from steel section frame; galvanized steel sheet both skins, factory primed for painting; including fittings and fixings; complete; as specified and as Drg. A-611 | B | Leaf size S3; 900 x 2200 high; 60 minutes | 3 | Nr | 375 | 1125 | [5 empty] | Leaf size S3; 900 x 2200 high; 60 minutes | 3 | Nr | 375 | 1125
FPE | 8 | OPENINGS | 081113 | HOLLOW METAL DOORS AND FRAMES | AR | Item | 247 | Flush steel doors; 43 mm thick; leaf construction type 4; fire rated; constructed from steel section frame; infill with non combustible thermal insulating material, galvanized steel sheet both skins, factory primed for painting; including intumescent strip, fittings and fixings; complete; as specified and as Drg. A-611 | Flush steel doors; 43 mm thick; leaf construction type 4; fire rated; constructed from steel section frame; infill with non combustible thermal insulating material, galvanized steel sheet both skins, factory primed for painting; including intumescent strip, fittings and fixings; complete; as specified and as Drg. A-611 | F | Leaf size S11; 1605 x 2200 high; 60 minutes; double leaf; with glass vision panel | 1 | Nr | 0 | 0 | [5 empty] | Leaf size S11; 1605 x 2200 high; 60 minutes; double leaf; with glass vision panel | 1 | Nr | 0 | 0
FPE | 8 | OPENINGS | 081113 | HOLLOW METAL DOORS AND FRAMES | AR | Item | 248 | Flush steel doors; 43 mm thick; leaf construction type 3.constructed from steel section frame; galvanized steel sheet both skins, factory primed for painting; including fittings and fixings; complete; as specified and as Drg. A-611 | Flush steel doors; 43 mm thick; leaf construction type 3.constructed from steel section frame; galvanized steel sheet both skins, factory primed for painting; including fittings and fixings; complete; as specified and as Drg. A-611 | C | Leaf size S23; 1690 x 2200 high; 90 minutes; double leaf; with glass vision panel | 1 | Nr | 938 | 938 | [5 empty] | Leaf size S23; 1690 x 2200 high; 90 minutes; double leaf; with glass vision panel | 1 | Nr | 938 | 938
FPE | 8 | OPENINGS | 081113 | HOLLOW METAL DOORS AND FRAMES | AR | Other | 249 | Louvered steel doors; 43 mm thick; leaf construction type 5; galvanized; zinc coated and factory primed for painting; including fittings and fixings; complete; as specified and as Drg. A-611 | Louvered steel doors; 43 mm thick; leaf construction type 5; galvanized; zinc coated and factory primed for painting; including fittings and fixings; complete; as specified and as Drg. A-611 |  | Louvered steel doors; 43 mm thick; leaf construction type 5; galvanized; zinc coated and factory primed for painting; including fittings and fixings; complete; as specified and as Drg. A-611 |  |  | 0 | [6 empty] | Louvered steel doors; 43 mm thick; leaf construction type 5; galvanized; zinc coated and factory primed for painting; including fittings and fixings; complete; as specified and as Drg. A-611 |  |  | 0
FPE | 8 | OPENINGS | 081113 | HOLLOW METAL DOORS AND FRAMES | AR | Item | 250 | Flush steel doors; 43 mm thick; leaf construction type 3.constructed from steel section frame; galvanized steel sheet both skins, factory primed for painting; including fittings and fixings; complete; as specified and as Drg. A-611 | Flush steel doors; 43 mm thick; leaf construction type 3.constructed from steel section frame; galvanized steel sheet both skins, factory primed for painting; including fittings and fixings; complete; as specified and as Drg. A-611 | A | Leaf size S5; 1830 x 2000 high; double leaf | 2 | Nr | 800 | 1600 | [5 empty] | Leaf size S5; 1830 x 2000 high; double leaf | 2 | Nr | 800 | 1600
FPE | 8 | OPENINGS | 081113 | HOLLOW METAL DOORS AND FRAMES | AR | Item | 251 | Louvered steel doors; 43 mm thick; leaf construction type 5; galvanized; zinc coated and factory primed for painting; including fittings and fixings; complete; as specified and as Drg. A-611 | Louvered steel doors; 43 mm thick; leaf construction type 5; galvanized; zinc coated and factory primed for painting; including fittings and fixings; complete; as specified and as Drg. A-611 | B | Leaf size S17; 1830 x 2000 high; double leaf | 1 | Nr | 0 | 0 | [5 empty] | Leaf size S17; 1830 x 2000 high; double leaf | 1 | Nr | 0 | 0
FPE | 8 | OPENINGS | 081113 | HOLLOW METAL DOORS AND FRAMES | AR | Item | 252 | Flush steel doors; 43 mm thick; leaf construction type 3.constructed from steel section frame; galvanized steel sheet both skins, factory primed for painting; including fittings and fixings; complete; as specified and as Drg. A-611 | Flush steel doors; 43 mm thick; leaf construction type 3.constructed from steel section frame; galvanized steel sheet both skins, factory primed for painting; including fittings and fixings; complete; as specified and as Drg. A-611 | C | Leaf size S9; 1080 x 2000 high | 1 | Nr | 0 | 0 | [5 empty] | Leaf size S9; 1080 x 2000 high | 1 | Nr | 0 | 0
FPE | 8 | OPENINGS | 081113 | HOLLOW METAL DOORS AND FRAMES | AR | Other | 253 | Special doors; including ironmongery, accessories, painting, fittings and fixings; complete; as specified and as Drg. A-611 | Special doors; including ironmongery, accessories, painting, fittings and fixings; complete; as specified and as Drg. A-611 |  | Special doors; including ironmongery, accessories, painting, fittings and fixings; complete; as specified and as Drg. A-611 |  |  | 0 | [6 empty] | Special doors; including ironmongery, accessories, painting, fittings and fixings; complete; as specified and as Drg. A-611 |  |  | 0
FPE | 8 | OPENINGS | 081113 | HOLLOW METAL DOORS AND FRAMES | AR | Item | 254 | Flush steel doors; 43 mm thick; leaf construction type 3.constructed from steel section frame; galvanized steel sheet both skins, factory primed for painting; including fittings and fixings; complete; as specified and as Drg. A-611 | Flush steel doors; 43 mm thick; leaf construction type 3.constructed from steel section frame; galvanized steel sheet both skins, factory primed for painting; including fittings and fixings; complete; as specified and as Drg. A-611 | D | Leaf size S14; 930 x 2200 high; with glass vision panel; room G31 | 1 | Nr | 0 | 0 | [5 empty] | Leaf size S14; 930 x 2200 high; with glass vision panel; room G31 | 1 | Nr | 0 | 0
FPE | 8 | OPENINGS | 081113 | HOLLOW METAL DOORS AND FRAMES | AR | Item | 255 | Special doors; including ironmongery, accessories, painting, fittings and fixings; complete; as specified and as Drg. A-611 | Special doors; including ironmongery, accessories, painting, fittings and fixings; complete; as specified and as Drg. A-611 | E | Leaf size S20; 800 x 2200 high; rooms G35, G37 | 2 | Nr | 0 | 0 | [5 empty] | Leaf size S20; 800 x 2200 high; rooms G35, G37 | 2 | Nr | 0 | 0
FPE | 8 | OPENINGS | 081113 | HOLLOW METAL DOORS AND FRAMES | AR | Item | 256 | Flush steel doors; 43 mm thick; leaf construction type 3.constructed from steel section frame; galvanized steel sheet both skins, factory primed for painting; including fittings and fixings; complete; as specified and as Drg. A-611 | Flush steel doors; 43 mm thick; leaf construction type 3.constructed from steel section frame; galvanized steel sheet both skins, factory primed for painting; including fittings and fixings; complete; as specified and as Drg. A-611 | F | Leaf size S20; 800 x 2200 high; with glass vision panel; rooms G34, G38 | 2 | Nr | 0 | 0 | [5 empty] | Leaf size S20; 800 x 2200 high; with glass vision panel; rooms G34, G38 | 2 | Nr | 0 | 0
FPE | 8 | OPENINGS | 081113 | HOLLOW METAL DOORS AND FRAMES | AR | Item | 257 | Special doors; including ironmongery, accessories, painting, fittings and fixings; complete; as specified and as Drg. A-611 | Special doors; including ironmongery, accessories, painting, fittings and fixings; complete; as specified and as Drg. A-611 | G | Leaf size S22; 900 x 2200 high; with glass vision panel; rooms G39 | 1 | Nr | 0 | 0 | [5 empty] | Leaf size S22; 900 x 2200 high; with glass vision panel; rooms G39 | 1 | Nr | 0 | 0
FPE | 8 | OPENINGS | 081113 | HOLLOW METAL DOORS AND FRAMES | AR | Other | 258 | Steel hollow door frames; zinc coated and factory primed for painting; including fixings and fillings solid with mortar; as specified and as Drg. A-611 | Steel hollow door frames; zinc coated and factory primed for painting; including fixings and fillings solid with mortar; as specified and as Drg. A-611 |  | Steel hollow door frames; zinc coated and factory primed for painting; including fixings and fillings solid with mortar; as specified and as Drg. A-611 |  |  | 0 | [6 empty] | Steel hollow door frames; zinc coated and factory primed for painting; including fixings and fillings solid with mortar; as specified and as Drg. A-611 |  |  | 0
FPE | 8 | OPENINGS | 081113 | HOLLOW METAL DOORS AND FRAMES | AR | Item | 259 | Special doors; including ironmongery, accessories, painting, fittings and fixings; complete; as specified and as Drg. A-611 | Special doors; including ironmongery, accessories, painting, fittings and fixings; complete; as specified and as Drg. A-611 | B | Type A | 300 | m | 22 | 6600 | [5 empty] | Type A | 300 | m | 22 | 6600
FPE | 8 | OPENINGS | 081113 | HOLLOW METAL DOORS AND FRAMES | AR | Item | 260 | Steel hollow door frames; zinc coated and factory primed for painting; including fixings and fillings solid with mortar; as specified and as Drg. A-611 | Steel hollow door frames; zinc coated and factory primed for painting; including fixings and fillings solid with mortar; as specified and as Drg. A-611 | J | Type C | 7 | m | 0 | 0 | [5 empty] | Type C | 7 | m | 0
FPE | 8 | OPENINGS | 081113 | HOLLOW METAL DOORS AND FRAMES | AR | Other | 261 | Steel hollow door frames; fire rated, zinc coated and factory primed for painting; including fixings and filling solid with mortar; as specified and as Drg. A-611 | Steel hollow door frames; fire rated, zinc coated and factory primed for painting; including fixings and filling solid with mortar; as specified and as Drg. A-611 |  | Steel hollow door frames; fire rated, zinc coated and factory primed for painting; including fixings and filling solid with mortar; as specified and as Drg. A-611 |  |  | 0 | [6 empty] | Steel hollow door frames; fire rated, zinc coated and factory primed for painting; including fixings and filling solid with mortar; as specified and as Drg. A-611 |  |  | 0
FPE | 8 | OPENINGS | 081113 | HOLLOW METAL DOORS AND FRAMES | AR | Item | 262 | Steel hollow door frames; zinc coated and factory primed for painting; including fixings and fillings solid with mortar; as specified and as Drg. A-611 | Steel hollow door frames; zinc coated and factory primed for painting; including fixings and fillings solid with mortar; as specified and as Drg. A-611 | A | Type A; 20 minutes | 65 | m | 0 | 0 | [5 empty] | Type A; 20 minutes | 65 | m | 0
FPE | 8 | OPENINGS | 081113 | HOLLOW METAL DOORS AND FRAMES | AR | Item | 263 | Steel hollow door frames; fire rated, zinc coated and factory primed for painting; including fixings and filling solid with mortar; as specified and as Drg. A-611 | Steel hollow door frames; fire rated, zinc coated and factory primed for painting; including fixings and filling solid with mortar; as specified and as Drg. A-611 | B | Type A; 45 minutes | 44 | m | 0 | 0 | [5 empty] | Type A; 45 minutes | 44 | m | 0 | 0
FPE | 8 | OPENINGS | 081113 | HOLLOW METAL DOORS AND FRAMES | AR | Item | 264 | Steel hollow door frames; zinc coated and factory primed for painting; including fixings and fillings solid with mortar; as specified and as Drg. A-611 | Steel hollow door frames; zinc coated and factory primed for painting; including fixings and fillings solid with mortar; as specified and as Drg. A-611 | C | Type A; 60 minutes | 109 | m | 0 | 0 | [5 empty] | Type A; 60 minutes | 109 | m | 0
FPE | 8 | OPENINGS | 081113 | HOLLOW METAL DOORS AND FRAMES | AR | Item | 265 | Steel hollow door frames; fire rated, zinc coated and factory primed for painting; including fixings and filling solid with mortar; as specified and as Drg. A-611 | Steel hollow door frames; fire rated, zinc coated and factory primed for painting; including fixings and filling solid with mortar; as specified and as Drg. A-611 | A | Type C; 90 minutes | 5 | m | 29 | 145 | [5 empty] | Type C; 90 minutes | 5 | m | 29 | 145
FPE | 8 | OPENINGS | 081416 | FLUSH WOOD DOORS | AR | Other | 266 | 081416 - FLUSH WOOD DOORS | 081416 - FLUSH WOOD DOORS |  | 081416 - FLUSH WOOD DOORS |  |  | 0 | [6 empty] | 081416 - FLUSH WOOD DOORS |  |  | 0
FPE | 8 | OPENINGS | 081416 | FLUSH WOOD DOORS | AR | Other | 267 | Flush wood doors; semi-solid core, 43 thick, leaf construction type 1; comprising preservative treated softwood framing and noggins faced both sides with 6 mm plywood glued and pressed to framing and lipped on all edges with hardwood, veneered faced, finished to receive clear finish paint; including fittings and fixings; complete; as specified and as Drg. A-611 | Flush wood doors; semi-solid core, 43 thick, leaf construction type 1; comprising preservative treated softwood framing and noggins faced both sides with 6 mm plywood glued and pressed to framing and lipped on all edges with hardwood, veneered faced, finished to receive clear finish paint; including fittings and fixings; complete; as specified and as Drg. A-611 |  | Flush wood doors; semi-solid core, 43 thick, leaf construction type 1; comprising preservative treated softwood framing and noggins faced both sides with 6 mm plywood glued and pressed to framing and lipped on all edges with hardwood, veneered faced, finished to receive clear finish paint; including fittings and fixings; complete; as specified and as Drg. A-611 |  |  | 0 | [6 empty] | Flush wood doors; semi-solid core, 43 thick, leaf construction type 1; comprising preservative treated softwood framing and noggins faced both sides with 6 mm plywood glued and pressed to framing and lipped on all edges with hardwood, veneered faced, finished to receive clear finish paint; including fittings and fixings; complete; as specified and as Drg. A-611 |  |  | 0
FPE | 8 | OPENINGS | 081416 | FLUSH WOOD DOORS | AR | Item | 268 | 081416 - FLUSH WOOD DOORS | 081416 - FLUSH WOOD DOORS | E | Leaf size W5; 1530 x 2200 high; double leaf; with glass vision panel | 4 | Nr | 0 | 0 | [5 empty] | Leaf size W5; 1530 x 2200 high; double leaf; with glass vision panel | 4 | Nr | 0
FPE | 8 | OPENINGS | 081416 | FLUSH WOOD DOORS | AR | Other | 269 | Flush wood doors; semi-solid core, 43 thick, leaf construction type 1; comprising preservative treated softwood framing and noggins faced both sides with 6 mm plywood glued and pressed to framing and lipped on all edges with hardwood, faced with plastic laminated finish; including fittings and fixings; complete; as specified and as Drg. A-611 | Flush wood doors; semi-solid core, 43 thick, leaf construction type 1; comprising preservative treated softwood framing and noggins faced both sides with 6 mm plywood glued and pressed to framing and lipped on all edges with hardwood, faced with plastic laminated finish; including fittings and fixings; complete; as specified and as Drg. A-611 |  | Flush wood doors; semi-solid core, 43 thick, leaf construction type 1; comprising preservative treated softwood framing and noggins faced both sides with 6 mm plywood glued and pressed to framing and lipped on all edges with hardwood, faced with plastic laminated finish; including fittings and fixings; complete; as specified and as Drg. A-611 |  |  | 0 | [6 empty] | Flush wood doors; semi-solid core, 43 thick, leaf construction type 1; comprising preservative treated softwood framing and noggins faced both sides with 6 mm plywood glued and pressed to framing and lipped on all edges with hardwood, faced with plastic laminated finish; including fittings and fixings; complete; as specified and as Drg. A-611 |  |  | 0
FPE | 8 | OPENINGS | 081416 | FLUSH WOOD DOORS | AR | Item | 270 | 081416 - FLUSH WOOD DOORS | 081416 - FLUSH WOOD DOORS | A | Leaf size W1; 730 x 2200 high | 3 | Nr | 261 | 783 | [5 empty] | Leaf size W1; 730 x 2200 high | 3 | Nr | 261 | 783
FPE | 8 | OPENINGS | 081416 | FLUSH WOOD DOORS | AR | Item | 271 | Flush wood doors; semi-solid core, 43 thick, leaf construction type 1; comprising preservative treated softwood framing and noggins faced both sides with 6 mm plywood glued and pressed to framing and lipped on all edges with hardwood, faced with plastic laminated finish; including fittings and fixings; complete; as specified and as Drg. A-611 | Flush wood doors; semi-solid core, 43 thick, leaf construction type 1; comprising preservative treated softwood framing and noggins faced both sides with 6 mm plywood glued and pressed to framing and lipped on all edges with hardwood, faced with plastic laminated finish; including fittings and fixings; complete; as specified and as Drg. A-611 | B | Leaf size W11; 930 x 2200 high; with glass vision panel | 2 | Nr | 0 | 0 | [5 empty] | Leaf size W11; 930 x 2200 high; with glass vision panel | 2 | Nr | 0
FPE | 8 | OPENINGS | 081416 | FLUSH WOOD DOORS | AR | Item | 272 | 081416 - FLUSH WOOD DOORS | 081416 - FLUSH WOOD DOORS | C | Leaf size W12; 1080 x 2200 high; with glass vision panel | 1 | Nr | 0 | 0 | [5 empty] | Leaf size W12; 1080 x 2200 high; with glass vision panel | 1 | Nr | 0
FPE | 8 | OPENINGS | 081416 | FLUSH WOOD DOORS | AR | Item | 273 | Flush wood doors; semi-solid core, 43 thick, leaf construction type 1; comprising preservative treated softwood framing and noggins faced both sides with 6 mm plywood glued and pressed to framing and lipped on all edges with hardwood, faced with plastic laminated finish; including fittings and fixings; complete; as specified and as Drg. A-611 | Flush wood doors; semi-solid core, 43 thick, leaf construction type 1; comprising preservative treated softwood framing and noggins faced both sides with 6 mm plywood glued and pressed to framing and lipped on all edges with hardwood, faced with plastic laminated finish; including fittings and fixings; complete; as specified and as Drg. A-611 | B | Leaf size W14; 900 x 2200 high; with glass vision panel | 1 | Nr | 327 | 327 | [5 empty] | Leaf size W14; 900 x 2200 high; with glass vision panel | 1 | Nr | 327 | 327
FPE | 8 | OPENINGS | 081416 | FLUSH WOOD DOORS | AR | Item | 274 | 081416 - FLUSH WOOD DOORS | 081416 - FLUSH WOOD DOORS | E | Leaf size W2; 830 x 2200 high | 5 | Nr | 0 | 0 | [5 empty] | Leaf size W2; 830 x 2200 high | 5 | Nr | 0
FPE | 8 | OPENINGS | 081416 | FLUSH WOOD DOORS | AR | Item | 275 | Flush wood doors; semi-solid core, 43 thick, leaf construction type 1; comprising preservative treated softwood framing and noggins faced both sides with 6 mm plywood glued and pressed to framing and lipped on all edges with hardwood, faced with plastic laminated finish; including fittings and fixings; complete; as specified and as Drg. A-611 | Flush wood doors; semi-solid core, 43 thick, leaf construction type 1; comprising preservative treated softwood framing and noggins faced both sides with 6 mm plywood glued and pressed to framing and lipped on all edges with hardwood, faced with plastic laminated finish; including fittings and fixings; complete; as specified and as Drg. A-611 | C | Leaf size W3; 930 x 2200 high | 9 | Nr | 276 | 2484 | [5 empty] | Leaf size W3; 930 x 2200 high | 9 | Nr | 276 | 2484
FPE | 8 | OPENINGS | 081416 | FLUSH WOOD DOORS | AR | Item | 276 | 081416 - FLUSH WOOD DOORS | 081416 - FLUSH WOOD DOORS | D | Leaf size W4; 1080 x 2200 high | 6 | Nr | 283 | 1698 | [5 empty] | Leaf size W4; 1080 x 2200 high | 6 | Nr | 283 | 1698
FPE | 8 | OPENINGS | 081416 | FLUSH WOOD DOORS | AR | Item | 277 | Flush wood doors; semi-solid core, 43 thick, leaf construction type 1; comprising preservative treated softwood framing and noggins faced both sides with 6 mm plywood glued and pressed to framing and lipped on all edges with hardwood, faced with plastic laminated finish; including fittings and fixings; complete; as specified and as Drg. A-611 | Flush wood doors; semi-solid core, 43 thick, leaf construction type 1; comprising preservative treated softwood framing and noggins faced both sides with 6 mm plywood glued and pressed to framing and lipped on all edges with hardwood, faced with plastic laminated finish; including fittings and fixings; complete; as specified and as Drg. A-611 | H | Leaf size W6; 1830 x 2200 high; double leaf; | 1 | Nr | 0 | 0 | [5 empty] | Leaf size W6; 1830 x 2200 high; double leaf; | 1 | Nr | 0
FPE | 8 | OPENINGS | 081416 | FLUSH WOOD DOORS | AR | Item | 278 | 081416 - FLUSH WOOD DOORS | 081416 - FLUSH WOOD DOORS | E | Leaf size W9; 900 x 2200 high | 1 | Nr | 276 | 276 | [5 empty] | Leaf size W9; 900 x 2200 high | 1 | Nr | 276 | 276
FPE | 8 | OPENINGS | 081416 | FLUSH WOOD DOORS | AR | Other | 279 | Flush wood doors; solid core, 43 thick, leaf construction type 2, fire rated, comprising hardwood framing and noggins; particle core faced both sides with 6 mm plywood lipped on all edges with hardwood, veneered faced, finished to receive clear finish paint; including intumescent strip, fittings and fixings; complete; as specified and as Drg. A-611 | Flush wood doors; solid core, 43 thick, leaf construction type 2, fire rated, comprising hardwood framing and noggins; particle core faced both sides with 6 mm plywood lipped on all edges with hardwood, veneered faced, finished to receive clear finish paint; including intumescent strip, fittings and fixings; complete; as specified and as Drg. A-611 |  | Flush wood doors; solid core, 43 thick, leaf construction type 2, fire rated, comprising hardwood framing and noggins; particle core faced both sides with 6 mm plywood lipped on all edges with hardwood, veneered faced, finished to receive clear finish paint; including intumescent strip, fittings and fixings; complete; as specified and as Drg. A-611 |  |  | 0 | [6 empty] | Flush wood doors; solid core, 43 thick, leaf construction type 2, fire rated, comprising hardwood framing and noggins; particle core faced both sides with 6 mm plywood lipped on all edges with hardwood, veneered faced, finished to receive clear finish paint; including intumescent strip, fittings and fixings; complete; as specified and as Drg. A-611 |  |  | 0
FPE | 8 | OPENINGS | 081416 | FLUSH WOOD DOORS | AR | Item | 280 | 081416 - FLUSH WOOD DOORS | 081416 - FLUSH WOOD DOORS | A | Leaf size W10; 1530 x 2200 high; 60 minutes; double leaf | 1 | Nr | 0 | 0 | [5 empty] | Leaf size W10; 1530 x 2200 high; 60 minutes; double leaf | 1 | Nr | 0
FPE | 8 | OPENINGS | 081416 | FLUSH WOOD DOORS | AR | Other | 281 | Flush wood doors; solid core, 43 thick, leaf construction type 2, fire rated, comprising hardwood framing and noggins; particle core faced both sides with 6 mm plywood lipped on all edges with hardwood, faced with plastic laminated finish; including intumescent strip, fittings and fixings; complete; as specified and as Drg. A-611 | Flush wood doors; solid core, 43 thick, leaf construction type 2, fire rated, comprising hardwood framing and noggins; particle core faced both sides with 6 mm plywood lipped on all edges with hardwood, faced with plastic laminated finish; including intumescent strip, fittings and fixings; complete; as specified and as Drg. A-611 |  | Flush wood doors; solid core, 43 thick, leaf construction type 2, fire rated, comprising hardwood framing and noggins; particle core faced both sides with 6 mm plywood lipped on all edges with hardwood, faced with plastic laminated finish; including intumescent strip, fittings and fixings; complete; as specified and as Drg. A-611 |  |  | 0 | [6 empty] | Flush wood doors; solid core, 43 thick, leaf construction type 2, fire rated, comprising hardwood framing and noggins; particle core faced both sides with 6 mm plywood lipped on all edges with hardwood, faced with plastic laminated finish; including intumescent strip, fittings and fixings; complete; as specified and as Drg. A-611 |  |  | 0
FPE | 8 | OPENINGS | 081416 | FLUSH WOOD DOORS | AR | Item | 282 | 081416 - FLUSH WOOD DOORS | 081416 - FLUSH WOOD DOORS | B | Leaf size W1; 730 x 2200 high; 45 minutes | 1 | Nr |  | 0 | [5 empty] | Leaf size W1; 730 x 2200 high; 45 minutes | 1 | Nr |  | 0
FPE | 8 | OPENINGS | 081416 | FLUSH WOOD DOORS | AR | Item | 283 | Flush wood doors; solid core, 43 thick, leaf construction type 2, fire rated, comprising hardwood framing and noggins; particle core faced both sides with 6 mm plywood lipped on all edges with hardwood, faced with plastic laminated finish; including intumescent strip, fittings and fixings; complete; as specified and as Drg. A-611 | Flush wood doors; solid core, 43 thick, leaf construction type 2, fire rated, comprising hardwood framing and noggins; particle core faced both sides with 6 mm plywood lipped on all edges with hardwood, faced with plastic laminated finish; including intumescent strip, fittings and fixings; complete; as specified and as Drg. A-611 | C | Leaf size W1; 730 x 2200 high; 60 minutes | 2 | Nr |  | 0 | [5 empty] | Leaf size W1; 730 x 2200 high; 60 minutes | 2 | Nr |  | 0
FPE | 8 | OPENINGS | 081416 | FLUSH WOOD DOORS | AR | Item | 284 | 081416 - FLUSH WOOD DOORS | 081416 - FLUSH WOOD DOORS | D | Leaf size W10; 1530 x 2200 high; 60 minutes; double leaf | 1 | Nr |  | 0 | [5 empty] | Leaf size W10; 1530 x 2200 high; 60 minutes; double leaf | 1 | Nr |  | 0
FPE | 8 | OPENINGS | 081416 | FLUSH WOOD DOORS | AR | Item | 285 | Flush wood doors; solid core, 43 thick, leaf construction type 2, fire rated, comprising hardwood framing and noggins; particle core faced both sides with 6 mm plywood lipped on all edges with hardwood, faced with plastic laminated finish; including intumescent strip, fittings and fixings; complete; as specified and as Drg. A-611 | Flush wood doors; solid core, 43 thick, leaf construction type 2, fire rated, comprising hardwood framing and noggins; particle core faced both sides with 6 mm plywood lipped on all edges with hardwood, faced with plastic laminated finish; including intumescent strip, fittings and fixings; complete; as specified and as Drg. A-611 | A | Leaf size W3; 930 x 2200 high; 60 minutes | 1 | Nr | 508 | 508 | [5 empty] | Leaf size W3; 930 x 2200 high; 60 minutes | 1 | Nr | 508 | 508
FPE | 8 | OPENINGS | 081416 | FLUSH WOOD DOORS | AR | Item | 286 | 081416 - FLUSH WOOD DOORS | 081416 - FLUSH WOOD DOORS | B | Leaf size W3; 930 x 2200 high; 20 minutes | 2 | Nr | 399 | 798 | [5 empty] | Leaf size W3; 930 x 2200 high; 20 minutes | 2 | Nr | 399 | 798
FPE | 8 | OPENINGS | 081416 | FLUSH WOOD DOORS | AR | Item | 287 | Flush wood doors; solid core, 43 thick, leaf construction type 2, fire rated, comprising hardwood framing and noggins; particle core faced both sides with 6 mm plywood lipped on all edges with hardwood, faced with plastic laminated finish; including intumescent strip, fittings and fixings; complete; as specified and as Drg. A-611 | Flush wood doors; solid core, 43 thick, leaf construction type 2, fire rated, comprising hardwood framing and noggins; particle core faced both sides with 6 mm plywood lipped on all edges with hardwood, faced with plastic laminated finish; including intumescent strip, fittings and fixings; complete; as specified and as Drg. A-611 | A | Leaf size W3; 930 x 2200 high; 45 minutes | 5 | Nr | 0 | 0 | [5 empty] | Leaf size W3; 930 x 2200 high; 45 minutes | 5 | Nr | 0
FPE | 8 | OPENINGS | 081416 | FLUSH WOOD DOORS | AR | Item | 288 | 081416 - FLUSH WOOD DOORS | 081416 - FLUSH WOOD DOORS | B | Leaf size W4; 1080 x 2200 high; 60 minutes | 2 | Nr | 0 | 0 | [5 empty] | Leaf size W4; 1080 x 2200 high; 60 minutes | 2 | Nr | 0
FPE | 8 | OPENINGS | 081416 | FLUSH WOOD DOORS | AR | Item | 289 | Flush wood doors; solid core, 43 thick, leaf construction type 2, fire rated, comprising hardwood framing and noggins; particle core faced both sides with 6 mm plywood lipped on all edges with hardwood, faced with plastic laminated finish; including intumescent strip, fittings and fixings; complete; as specified and as Drg. A-611 | Flush wood doors; solid core, 43 thick, leaf construction type 2, fire rated, comprising hardwood framing and noggins; particle core faced both sides with 6 mm plywood lipped on all edges with hardwood, faced with plastic laminated finish; including intumescent strip, fittings and fixings; complete; as specified and as Drg. A-611 | A | Leaf size W4; 1080 x 2200 high; 20 minutes | 6 | Nr | 406 | 2436 | [5 empty] | Leaf size W4; 1080 x 2200 high; 20 minutes | 6 | Nr | 406 | 2436
FPE | 8 | OPENINGS | 081416 | FLUSH WOOD DOORS | AR | Item | 290 | 081416 - FLUSH WOOD DOORS | 081416 - FLUSH WOOD DOORS | B | Leaf size W5; 1530 x 2200 high; 60 minutes; double leaf; with glass vision panel | 2 | Nr | 1537 | 3074 | [5 empty] | Leaf size W5; 1530 x 2200 high; 60 minutes; double leaf; with glass vision panel | 2 | Nr | 1537 | 3074
FPE | 8 | OPENINGS | 081416 | FLUSH WOOD DOORS | AR | Other | 291 | Wood door frames; hardwood, factory primed for painting; including soft wood sub frame, fittings and fixings; as specified and as Drg. A-611 | Wood door frames; hardwood, factory primed for painting; including soft wood sub frame, fittings and fixings; as specified and as Drg. A-611 |  | Wood door frames; hardwood, factory primed for painting; including soft wood sub frame, fittings and fixings; as specified and as Drg. A-611 |  |  | 0 | [6 empty] | Wood door frames; hardwood, factory primed for painting; including soft wood sub frame, fittings and fixings; as specified and as Drg. A-611 |  |  | 0
FPE | 8 | OPENINGS | 081416 | FLUSH WOOD DOORS | AR | Item | 292 | 081416 - FLUSH WOOD DOORS | 081416 - FLUSH WOOD DOORS | C | Type B | 10 | m | 66 | 660 | [5 empty] | Type B | 10 | m | 66 | 660
FPE | 8 | OPENINGS | 081416 | FLUSH WOOD DOORS | AR | Other | 293 | Wood door frames, fire rated, factory primed for painting; including sub frame, fittings and fixings; as specified and as Drg. A-611 | Wood door frames, fire rated, factory primed for painting; including sub frame, fittings and fixings; as specified and as Drg. A-611 |  | Wood door frames, fire rated, factory primed for painting; including sub frame, fittings and fixings; as specified and as Drg. A-611 |  |  | 0 | [6 empty] | Wood door frames, fire rated, factory primed for painting; including sub frame, fittings and fixings; as specified and as Drg. A-611 |  |  | 0
FPE | 8 | OPENINGS | 081416 | FLUSH WOOD DOORS | AR | Item | 294 | 081416 - FLUSH WOOD DOORS | 081416 - FLUSH WOOD DOORS | F | Type B; 60 minutes | 6 | m |  | 0 | [5 empty] | Type B; 60 minutes | 6 | m |  | 0
FPE | 8 | OPENINGS | 081416 | FLUSH WOOD DOORS | AR | Other | 295 | Wood architrave; hardwood, factory primed for painting; including fittings and fixings; to | Wood architrave; hardwood, factory primed for painting; including fittings and fixings; to |  | Wood architrave; hardwood, factory primed for painting; including fittings and fixings; to |  |  | 0 | [6 empty] | Wood architrave; hardwood, factory primed for painting; including fittings and fixings; to |  |  | 0
FPE | 8 | OPENINGS | 081416 | FLUSH WOOD DOORS | AR | Item | 296 | 081416 - FLUSH WOOD DOORS | 081416 - FLUSH WOOD DOORS | D | Architrave; to frame type B | 48 | m | 15 | 720 | [5 empty] | Architrave; to frame type B | 48 | m | 15 | 720
FPE | 8 | OPENINGS | 083113 | ACCESS DOORS AND FRAMES | AR | Other | 297 | 083113 - ACCESS DOORS AND FRAMES | 083113 - ACCESS DOORS AND FRAMES |  | 083113 - ACCESS DOORS AND FRAMES |  |  | 0 | [6 empty] | 083113 - ACCESS DOORS AND FRAMES |  |  | 0
FPE | 8 | OPENINGS | 083113 | ACCESS DOORS AND FRAMES | AR | Other | 298 | Water tank cover; comprising 1.5 thick galvanized steel sheet skins; 50 thick injected polyurethane core, steel angle frame set in concrete; including epoxy paint, hinges, ironmongery, fittings and fixings; complete; as specified and as Drg. A-502; detail 5 | Water tank cover; comprising 1.5 thick galvanized steel sheet skins; 50 thick injected polyurethane core, steel angle frame set in concrete; including epoxy paint, hinges, ironmongery, fittings and fixings; complete; as specified and as Drg. A-502; detail 5 |  | Water tank cover; comprising 1.5 thick galvanized steel sheet skins; 50 thick injected polyurethane core, steel angle frame set in concrete; including epoxy paint, hinges, ironmongery, fittings and fixings; complete; as specified and as Drg. A-502; detail 5 |  |  | 0 | [6 empty] | Water tank cover; comprising 1.5 thick galvanized steel sheet skins; 50 thick injected polyurethane core, steel angle frame set in concrete; including epoxy paint, hinges, ironmongery, fittings and fixings; complete; as specified and as Drg. A-502; detail 5 |  |  | 0
FPE | 8 | OPENINGS | 083113 | ACCESS DOORS AND FRAMES | AR | Item | 299 | 083113 - ACCESS DOORS AND FRAMES | 083113 - ACCESS DOORS AND FRAMES | A | Size 600 x 600 | 2 | Nr | 357 | 714 | [5 empty] | Size 600 x 600 | 2 | Nr | 357 | 714
FPE | 8 | OPENINGS | 083113 | ACCESS DOORS AND FRAMES | AR | Other | 300 | Shaft access panels; comprising 100 x 50 preservative treated softwood frame, 12 thick blockboard, with hardwood edging, 6 thick plywood facing on both sides, finished to receive paint; including hinges, architrave, paint, ironmongery, fittings and fixings; complete; as specified and as Drg. A-501; detail 7 | Shaft access panels; comprising 100 x 50 preservative treated softwood frame, 12 thick blockboard, with hardwood edging, 6 thick plywood facing on both sides, finished to receive paint; including hinges, architrave, paint, ironmongery, fittings and fixings; complete; as specified and as Drg. A-501; detail 7 |  | Shaft access panels; comprising 100 x 50 preservative treated softwood frame, 12 thick blockboard, with hardwood edging, 6 thick plywood facing on both sides, finished to receive paint; including hinges, architrave, paint, ironmongery, fittings and fixings; complete; as specified and as Drg. A-501; detail 7 |  |  | 0 | [6 empty] | Shaft access panels; comprising 100 x 50 preservative treated softwood frame, 12 thick blockboard, with hardwood edging, 6 thick plywood facing on both sides, finished to receive paint; including hinges, architrave, paint, ironmongery, fittings and fixings; complete; as specified and as Drg. A-501; detail 7 |  |  | 0
FPE | 8 | OPENINGS | 083113 | ACCESS DOORS AND FRAMES | AR | Item | 301 | 083113 - ACCESS DOORS AND FRAMES | 083113 - ACCESS DOORS AND FRAMES | B | Size 1500 x 1200 high | 1 | Nr | 305 | 305 | [5 empty] | Size 1500 x 1200 high | 1 | Nr | 305 | 305
FPE | 8 | OPENINGS | 083113 | ACCESS DOORS AND FRAMES | AR | Other | 302 | Electrical closets door; comprising 40 x 20 x 3 thick galvanized steel channel frame; 3 thick fixed steel louvers, polyurethane foam filling, with associated steel frame and hardware, factory primed for painting; including paint, ironmongery, all necessary fixings and fittings; complete; as specified and as Drg. A-501; detail 6 | Electrical closets door; comprising 40 x 20 x 3 thick galvanized steel channel frame; 3 thick fixed steel louvers, polyurethane foam filling, with associated steel frame and hardware, factory primed for painting; including paint, ironmongery, all necessary fixings and fittings; complete; as specified and as Drg. A-501; detail 6 |  | Electrical closets door; comprising 40 x 20 x 3 thick galvanized steel channel frame; 3 thick fixed steel louvers, polyurethane foam filling, with associated steel frame and hardware, factory primed for painting; including paint, ironmongery, all necessary fixings and fittings; complete; as specified and as Drg. A-501; detail 6 |  |  | 0 | [6 empty] | Electrical closets door; comprising 40 x 20 x 3 thick galvanized steel channel frame; 3 thick fixed steel louvers, polyurethane foam filling, with associated steel frame and hardware, factory primed for painting; including paint, ironmongery, all necessary fixings and fittings; complete; as specified and as Drg. A-501; detail 6 |  |  | 0
FPE | 8 | OPENINGS | 083113 | ACCESS DOORS AND FRAMES | AR | Item | 303 | 083113 - ACCESS DOORS AND FRAMES | 083113 - ACCESS DOORS AND FRAMES | C | Closet; size 1000 x 1950 high | 2 | Nr |  | 0 | [5 empty] | Closet; size 1000 x 1950 high | 2 | Nr |  | 0
FPE | 8 | OPENINGS | 083113 | ACCESS DOORS AND FRAMES | AR | Item | 304 | Electrical closets door; comprising 40 x 20 x 3 thick galvanized steel channel frame; 3 thick fixed steel louvers, polyurethane foam filling, with associated steel frame and hardware, factory primed for painting; including paint, ironmongery, all necessary fixings and fittings; complete; as specified and as Drg. A-501; detail 6 | Electrical closets door; comprising 40 x 20 x 3 thick galvanized steel channel frame; 3 thick fixed steel louvers, polyurethane foam filling, with associated steel frame and hardware, factory primed for painting; including paint, ironmongery, all necessary fixings and fittings; complete; as specified and as Drg. A-501; detail 6 | C | Closet; size 1400 x 1950 high | 1 | Nr | 675 | 675 | [5 empty] | Closet; size 1400 x 1950 high | 1 | Nr | 675 | 675
FPE | 8 | OPENINGS | 083213 | SLIDING ALUMINIUM-FRAMED GLASS DOORS | AR | Other | 305 | 083213 - SLIDING ALUMINIUM-FRAMED GLASS DOORS | 083213 - SLIDING ALUMINIUM-FRAMED GLASS DOORS |  | 083213 - SLIDING ALUMINIUM-FRAMED GLASS DOORS |  |  | 0 | [6 empty] | 083213 - SLIDING ALUMINIUM-FRAMED GLASS DOORS |  |  | 0
FPE | 8 | OPENINGS | 083213 | SLIDING ALUMINIUM-FRAMED GLASS DOORS | AR | Other | 306 | Sliding aluminum glass doors and screens; high performance organic PVDF coating finish; including sub frames, bedding, pointing, glazing gaskets and beads, suspension system, rails, fittings, fixings and ironmongery; glazing; as Drg. A-600 | Sliding aluminum glass doors and screens; high performance organic PVDF coating finish; including sub frames, bedding, pointing, glazing gaskets and beads, suspension system, rails, fittings, fixings and ironmongery; glazing; as Drg. A-600 |  | Sliding aluminum glass doors and screens; high performance organic PVDF coating finish; including sub frames, bedding, pointing, glazing gaskets and beads, suspension system, rails, fittings, fixings and ironmongery; glazing; as Drg. A-600 |  |  | 0 | [6 empty] | Sliding aluminum glass doors and screens; high performance organic PVDF coating finish; including sub frames, bedding, pointing, glazing gaskets and beads, suspension system, rails, fittings, fixings and ironmongery; glazing; as Drg. A-600 |  |  | 0
FPE | 8 | OPENINGS | 083213 | SLIDING ALUMINIUM-FRAMED GLASS DOORS | AR | Item | 307 | 083213 - SLIDING ALUMINIUM-FRAMED GLASS DOORS | 083213 - SLIDING ALUMINIUM-FRAMED GLASS DOORS | A | Type 07; 2000 x 2300 high | 6 | Nr | 2802 | 16812 | [5 empty] | Type 07; 2000 x 2300 high | 6 | Nr | 2802 | 16812
FPE | 8 | OPENINGS | 083213 | SLIDING ALUMINIUM-FRAMED GLASS DOORS | AR | Item | 308 | Sliding aluminum glass doors and screens; high performance organic PVDF coating finish; including sub frames, bedding, pointing, glazing gaskets and beads, suspension system, rails, fittings, fixings and ironmongery; glazing; as Drg. A-600 | Sliding aluminum glass doors and screens; high performance organic PVDF coating finish; including sub frames, bedding, pointing, glazing gaskets and beads, suspension system, rails, fittings, fixings and ironmongery; glazing; as Drg. A-600 | B | Type 11; 2800 x 2200 high | 1 | Nr | 3515 | 3515 | [5 empty] | Type 11; 2800 x 2200 high | 1 | Nr | 3515 | 3515
FPE | 8 | OPENINGS | 083213 | SLIDING ALUMINIUM-FRAMED GLASS DOORS | AR | Item | 309 | 083213 - SLIDING ALUMINIUM-FRAMED GLASS DOORS | 083213 - SLIDING ALUMINIUM-FRAMED GLASS DOORS | C | Type 27; 3550 x 2300 high | 1 | Nr | 3969 | 3969 | [5 empty] | Type 27; 3550 x 2300 high | 1 | Nr | 3969 | 3969
FPE | 8 | OPENINGS | 084113 | ALUMINUM FRAMED ENTRANCES AND STOREFRONTS | AR | Other | 310 | 084113 - ALUMINUM FRAMED ENTRANCES AND STOREFRONTS | 084113 - ALUMINUM FRAMED ENTRANCES AND STOREFRONTS |  | 084113 - ALUMINUM FRAMED ENTRANCES AND STOREFRONTS |  |  | 0 | [6 empty] | 084113 - ALUMINUM FRAMED ENTRANCES AND STOREFRONTS |  |  | 0
FPE | 8 | OPENINGS | 084113 | ALUMINUM FRAMED ENTRANCES AND STOREFRONTS | AR | Other | 311 | Aluminum alloy glazed doors and screens; high performance organic PVDF coating finish; including timber sub frames, bedding, pointing, glazing gaskets and beads, fittings, fixings and ironmongery, glazing; as Drg. A-600 | Aluminum alloy glazed doors and screens; high performance organic PVDF coating finish; including timber sub frames, bedding, pointing, glazing gaskets and beads, fittings, fixings and ironmongery, glazing; as Drg. A-600 |  | Aluminum alloy glazed doors and screens; high performance organic PVDF coating finish; including timber sub frames, bedding, pointing, glazing gaskets and beads, fittings, fixings and ironmongery, glazing; as Drg. A-600 |  |  | 0 | [6 empty] | Aluminum alloy glazed doors and screens; high performance organic PVDF coating finish; including timber sub frames, bedding, pointing, glazing gaskets and beads, fittings, fixings and ironmongery, glazing; as Drg. A-600 |  |  | 0
FPE | 8 | OPENINGS | 084113 | ALUMINUM FRAMED ENTRANCES AND STOREFRONTS | AR | Item | 312 | 084113 - ALUMINUM FRAMED ENTRANCES AND STOREFRONTS | 084113 - ALUMINUM FRAMED ENTRANCES AND STOREFRONTS | D | Type 02; overall size 1800 x 2300 high | 1 | Nr |  | 0 | [5 empty] | Type 02; overall size 1800 x 2300 high | 1 | Nr
FPE | 8 | OPENINGS | 084113 | ALUMINUM FRAMED ENTRANCES AND STOREFRONTS | AR | Item | 313 | Aluminum alloy glazed doors and screens; high performance organic PVDF coating finish; including timber sub frames, bedding, pointing, glazing gaskets and beads, fittings, fixings and ironmongery, glazing; as Drg. A-600 | Aluminum alloy glazed doors and screens; high performance organic PVDF coating finish; including timber sub frames, bedding, pointing, glazing gaskets and beads, fittings, fixings and ironmongery, glazing; as Drg. A-600 | E | Type 20; overall size 8250 x 2900 high | 1 | Nr |  | 0 | [5 empty] | Type 20; overall size 8250 x 2900 high | 1 | Nr
FPE | 8 | OPENINGS | 084113 | ALUMINUM FRAMED ENTRANCES AND STOREFRONTS | AR | Item | 314 | 084113 - ALUMINUM FRAMED ENTRANCES AND STOREFRONTS | 084113 - ALUMINUM FRAMED ENTRANCES AND STOREFRONTS | F | Type 21; overall size 4660 x 2400 high | 1 | Nr |  | 0 | [5 empty] | Type 21; overall size 4660 x 2400 high | 1 | Nr
FPE | 8 | OPENINGS | 084113 | ALUMINUM FRAMED ENTRANCES AND STOREFRONTS | AR | Item | 315 | Aluminum alloy glazed doors and screens; high performance organic PVDF coating finish; including timber sub frames, bedding, pointing, glazing gaskets and beads, fittings, fixings and ironmongery, glazing; as Drg. A-600 | Aluminum alloy glazed doors and screens; high performance organic PVDF coating finish; including timber sub frames, bedding, pointing, glazing gaskets and beads, fittings, fixings and ironmongery, glazing; as Drg. A-600 | G | Type 24; overall size 2100 x 3900 high | 1 | Nr |  | 0 | [5 empty] | Type 24; overall size 2100 x 3900 high | 1 | Nr
FPE | 8 | OPENINGS | 085113 | ALUMINUM WINDOWS | AR | Other | 316 | 085113 - ALUMINUM WINDOWS | 085113 - ALUMINUM WINDOWS |  | 085113 - ALUMINUM WINDOWS |  |  | 0 | [6 empty] | 085113 - ALUMINUM WINDOWS |  |  | 0
FPE | 8 | OPENINGS | 085113 | ALUMINUM WINDOWS | AR | Other | 317 | Window and screens; aluminum alloy; high performance organic PVDF coating finish; including sub frame, fixings, bedding, pointing, glazing gaskets and beads, ironmongery, glazing; complete; as specified and as Drg. A-600 | Window and screens; aluminum alloy; high performance organic PVDF coating finish; including sub frame, fixings, bedding, pointing, glazing gaskets and beads, ironmongery, glazing; complete; as specified and as Drg. A-600 |  | Window and screens; aluminum alloy; high performance organic PVDF coating finish; including sub frame, fixings, bedding, pointing, glazing gaskets and beads, ironmongery, glazing; complete; as specified and as Drg. A-600 |  |  | 0 | [6 empty] | Window and screens; aluminum alloy; high performance organic PVDF coating finish; including sub frame, fixings, bedding, pointing, glazing gaskets and beads, ironmongery, glazing; complete; as specified and as Drg. A-600 |  |  | 0
FPE | 8 | OPENINGS | 085113 | ALUMINUM WINDOWS | AR | Item | 318 | 085113 - ALUMINUM WINDOWS | 085113 - ALUMINUM WINDOWS | A | Type 01; 1100 x 1500 high | 2 | Nr | 979 | 1958 | [5 empty] | Type 01; 1100 x 1500 high | 2 | Nr | 979 | 1958
FPE | 8 | OPENINGS | 085113 | ALUMINUM WINDOWS | AR | Item | 319 | Window and screens; aluminum alloy; high performance organic PVDF coating finish; including sub frame, fixings, bedding, pointing, glazing gaskets and beads, ironmongery, glazing; complete; as specified and as Drg. A-600 | Window and screens; aluminum alloy; high performance organic PVDF coating finish; including sub frame, fixings, bedding, pointing, glazing gaskets and beads, ironmongery, glazing; complete; as specified and as Drg. A-600 | B | Type 03; 1600 x 1500 high | 3 | Nr | 0 | 0 | [5 empty] | Type 03; 1600 x 1500 high | 3 | Nr | 0
FPE | 8 | OPENINGS | 085113 | ALUMINUM WINDOWS | AR | Item | 320 | 085113 - ALUMINUM WINDOWS | 085113 - ALUMINUM WINDOWS | C | Type 06; 1800 x 1300 high | 2 | Nr | 0 | 0 | [5 empty] | Type 06; 1800 x 1300 high | 2 | Nr | 0
FPE | 8 | OPENINGS | 085113 | ALUMINUM WINDOWS | AR | Item | 321 | Window and screens; aluminum alloy; high performance organic PVDF coating finish; including sub frame, fixings, bedding, pointing, glazing gaskets and beads, ironmongery, glazing; complete; as specified and as Drg. A-600 | Window and screens; aluminum alloy; high performance organic PVDF coating finish; including sub frame, fixings, bedding, pointing, glazing gaskets and beads, ironmongery, glazing; complete; as specified and as Drg. A-600 | D | Type 08; 1900 x 1800 high | 1 | Nr | 0 | 0 | [5 empty] | Type 08; 1900 x 1800 high | 1 | Nr | 0
FPE | 8 | OPENINGS | 085113 | ALUMINUM WINDOWS | AR | Item | 322 | 085113 - ALUMINUM WINDOWS | 085113 - ALUMINUM WINDOWS | B | Type 09; 1800 x 1300 high | 2 | Nr | 1145 | 2290 | [5 empty] | Type 09; 1800 x 1300 high | 2 | Nr | 1145 | 2290
FPE | 8 | OPENINGS | 085113 | ALUMINUM WINDOWS | AR | Item | 323 | Window and screens; aluminum alloy; high performance organic PVDF coating finish; including sub frame, fixings, bedding, pointing, glazing gaskets and beads, ironmongery, glazing; complete; as specified and as Drg. A-600 | Window and screens; aluminum alloy; high performance organic PVDF coating finish; including sub frame, fixings, bedding, pointing, glazing gaskets and beads, ironmongery, glazing; complete; as specified and as Drg. A-600 | F | Type 10; 900 x 1300 high | 2 | Nr | 0 | 0 | [5 empty] | Type 10; 900 x 1300 high | 2 | Nr | 0
FPE | 8 | OPENINGS | 085113 | ALUMINUM WINDOWS | AR | Item | 324 | 085113 - ALUMINUM WINDOWS | 085113 - ALUMINUM WINDOWS | G | Type 12; 1075 x 2900 high | 2 | Nr | 0 | 0 | [5 empty] | Type 12; 1075 x 2900 high | 2 | Nr | 0
FPE | 8 | OPENINGS | 085113 | ALUMINUM WINDOWS | AR | Item | 325 | Window and screens; aluminum alloy; high performance organic PVDF coating finish; including sub frame, fixings, bedding, pointing, glazing gaskets and beads, ironmongery, glazing; complete; as specified and as Drg. A-600 | Window and screens; aluminum alloy; high performance organic PVDF coating finish; including sub frame, fixings, bedding, pointing, glazing gaskets and beads, ironmongery, glazing; complete; as specified and as Drg. A-600 | H | Type 13; 750 x 500 high | 6 | Nr | 0 | 0 | [5 empty] | Type 13; 750 x 500 high | 6 | Nr | 0
FPE | 8 | OPENINGS | 085113 | ALUMINUM WINDOWS | AR | Item | 326 | 085113 - ALUMINUM WINDOWS | 085113 - ALUMINUM WINDOWS | J | Type 14; 2100 x 2900 high | 2 | Nr | 0 | 0 | [5 empty] | Type 14; 2100 x 2900 high | 2 | Nr | 0
FPE | 8 | OPENINGS | 085113 | ALUMINUM WINDOWS | AR | Item | 327 | Window and screens; aluminum alloy; high performance organic PVDF coating finish; including sub frame, fixings, bedding, pointing, glazing gaskets and beads, ironmongery, glazing; complete; as specified and as Drg. A-600 | Window and screens; aluminum alloy; high performance organic PVDF coating finish; including sub frame, fixings, bedding, pointing, glazing gaskets and beads, ironmongery, glazing; complete; as specified and as Drg. A-600 | K | Type 15; 2200 x 1100 high | 1 | Nr | 0 | 0 | [5 empty] | Type 15; 2200 x 1100 high | 1 | Nr | 0
FPE | 8 | OPENINGS | 085113 | ALUMINUM WINDOWS | AR | Item | 328 | 085113 - ALUMINUM WINDOWS | 085113 - ALUMINUM WINDOWS | L | Type 16; 1400 x 1500 high | 4 | Nr | 0 | 0 | [5 empty] | Type 16; 1400 x 1500 high | 4 | Nr | 0
FPE | 8 | OPENINGS | 085113 | ALUMINUM WINDOWS | AR | Item | 329 | Window and screens; aluminum alloy; high performance organic PVDF coating finish; including sub frame, fixings, bedding, pointing, glazing gaskets and beads, ironmongery, glazing; complete; as specified and as Drg. A-600 | Window and screens; aluminum alloy; high performance organic PVDF coating finish; including sub frame, fixings, bedding, pointing, glazing gaskets and beads, ironmongery, glazing; complete; as specified and as Drg. A-600 | M | Type 17; 1450 x 1100 high | 2 | Nr | 0 | 0 | [5 empty] | Type 17; 1450 x 1100 high | 2 | Nr | 0
FPE | 8 | OPENINGS | 085113 | ALUMINUM WINDOWS | AR | Item | 330 | 085113 - ALUMINUM WINDOWS | 085113 - ALUMINUM WINDOWS | C | Type 18; 1600 x 550 high | 3 | Nr | 852 | 2556 | [5 empty] | Type 18; 1600 x 550 high | 3 | Nr | 852 | 2556
FPE | 8 | OPENINGS | 085113 | ALUMINUM WINDOWS | AR | Item | 331 | Window and screens; aluminum alloy; high performance organic PVDF coating finish; including sub frame, fixings, bedding, pointing, glazing gaskets and beads, ironmongery, glazing; complete; as specified and as Drg. A-600 | Window and screens; aluminum alloy; high performance organic PVDF coating finish; including sub frame, fixings, bedding, pointing, glazing gaskets and beads, ironmongery, glazing; complete; as specified and as Drg. A-600 | P | Type 22; 4275 x 2300 high | 1 | Nr |  | 0 | [5 empty] | Type 22; 4275 x 2300 high | 1 | Nr |  | 0
FPE | 8 | OPENINGS | 085113 | ALUMINUM WINDOWS | AR | Item | 332 | 085113 - ALUMINUM WINDOWS | 085113 - ALUMINUM WINDOWS | D | Type 23; 1800 x 1000 high | 1 | Nr | 1000 | 1000 | [5 empty] | Type 23; 1800 x 1000 high | 1 | Nr | 1000 | 1000
FPE | 8 | OPENINGS | 085113 | ALUMINUM WINDOWS | AR | Item | 333 | Window and screens; aluminum alloy; high performance organic PVDF coating finish; including sub frame, fixings, bedding, pointing, glazing gaskets and beads, ironmongery, glazing; complete; as specified and as Drg. A-600 | Window and screens; aluminum alloy; high performance organic PVDF coating finish; including sub frame, fixings, bedding, pointing, glazing gaskets and beads, ironmongery, glazing; complete; as specified and as Drg. A-600 | A | Type 26; 2750 x 1100 high | 2 | Nr | 0 | 0 | [5 empty] | Type 26; 2750 x 1100 high | 2 | Nr | 0
FPE | 8 | OPENINGS | 085113 | ALUMINUM WINDOWS | AR | Item | 334 | 085113 - ALUMINUM WINDOWS | 085113 - ALUMINUM WINDOWS | A | Type 27; 3550 x 2500 high | 1 | Nr | 4269 | 4269 | [5 empty] | Type 27; 3550 x 2500 high | 1 | Nr | 4269 | 4269
FPE | 8 | OPENINGS | 085113 | ALUMINUM WINDOWS | AR | Item | 335 | Window and screens; aluminum alloy; high performance organic PVDF coating finish; including sub frame, fixings, bedding, pointing, glazing gaskets and beads, ironmongery, glazing; complete; as specified and as Drg. A-600 | Window and screens; aluminum alloy; high performance organic PVDF coating finish; including sub frame, fixings, bedding, pointing, glazing gaskets and beads, ironmongery, glazing; complete; as specified and as Drg. A-600 | C | Type 28; 2400 x 2300 high | 2 | Nr | 0 | 0 | [5 empty] | Type 28; 2400 x 2300 high | 2 | Nr | 0
FPE | 8 | OPENINGS | 087111 | DOOR HARDWARE (SCHEDULED BY DESCRIBING PRODUCTS) | AR | Other | 336 | 087111 - DOOR HARDWARE (SCHEDULED BY DESCRIBING PRODUCTS) | 087111 - DOOR HARDWARE (SCHEDULED BY DESCRIBING PRODUCTS) |  | 087111 - DOOR HARDWARE (SCHEDULED BY DESCRIBING PRODUCTS) |  |  | 0 | [6 empty] | 087111 - DOOR HARDWARE (SCHEDULED BY DESCRIBING PRODUCTS) |  |  | 0
FPE | 8 | OPENINGS | 087111 | DOOR HARDWARE (SCHEDULED BY DESCRIBING PRODUCTS) | AR | Other | 337 | Door hardware sets; including all ironmongery and accessories as per hardware sets scheduled by describing products; as specified and as Drg. A-611 | For non fire rated doors |  | Door hardware sets; including all ironmongery and accessories as per hardware sets scheduled by describing products; as specified and as Drg. A-611 |  |  | 0 | [6 empty] | Door hardware sets; including all ironmongery and accessories as per hardware sets scheduled by describing products; as specified and as Drg. A-611 |  |  | 0
FPE | 8 | OPENINGS | 087111 | DOOR HARDWARE (SCHEDULED BY DESCRIBING PRODUCTS) | AR | Other | 338 | Door hardware sets; including all ironmongery and accessories as per hardware sets scheduled by describing products; as specified and as Drg. A-611 | For non fire rated doors |  | For non fire rated doors |  |  | 0 | [6 empty] | For non fire rated doors |  |  | 0
FPE | 8 | OPENINGS | 087111 | DOOR HARDWARE (SCHEDULED BY DESCRIBING PRODUCTS) | AR | Item | 339 | Door hardware sets; including all ironmongery and accessories as per hardware sets scheduled by describing products; as specified and as Drg. A-611 | For non fire rated doors | B | Type HW1 | 1 | Nr | 269 | 269 | [5 empty] | Type HW1 | 7 | Nr | 269 | 1883
FPE | 8 | OPENINGS | 087111 | DOOR HARDWARE (SCHEDULED BY DESCRIBING PRODUCTS) | AR | Item | 340 | Door hardware sets; including all ironmongery and accessories as per hardware sets scheduled by describing products; as specified and as Drg. A-611 | For non fire rated doors | E | Type HW10 | 1 | Nr | 0 | 0 | [5 empty] | Type HW10 | 1 | Nr | 0
FPE | 8 | OPENINGS | 087111 | DOOR HARDWARE (SCHEDULED BY DESCRIBING PRODUCTS) | AR | Item | 341 | Door hardware sets; including all ironmongery and accessories as per hardware sets scheduled by describing products; as specified and as Drg. A-611 | For non fire rated doors | F | Type HW10a | 1 | Nr | 0 | 0 | [5 empty] | Type HW10a | 1 | Nr | 0
FPE | 8 | OPENINGS | 087111 | DOOR HARDWARE (SCHEDULED BY DESCRIBING PRODUCTS) | AR | Item | 342 | Door hardware sets; including all ironmongery and accessories as per hardware sets scheduled by describing products; as specified and as Drg. A-611 | For non fire rated doors | G | Type HW11 | 4 | Nr | 0 | 0 | [5 empty] | Type HW11 | 4 | Nr | 0
FPE | 8 | OPENINGS | 087111 | DOOR HARDWARE (SCHEDULED BY DESCRIBING PRODUCTS) | AR | Item | 343 | Door hardware sets; including all ironmongery and accessories as per hardware sets scheduled by describing products; as specified and as Drg. A-611 | For non fire rated doors | C | Type HW12 | 3 | Nr | 145 | 435 | [5 empty] | Type HW12 | 3 | Nr | 145 | 435
FPE | 8 | OPENINGS | 087111 | DOOR HARDWARE (SCHEDULED BY DESCRIBING PRODUCTS) | AR | Item | 344 | Door hardware sets; including all ironmongery and accessories as per hardware sets scheduled by describing products; as specified and as Drg. A-611 | For non fire rated doors | J | Type HW14 | 1 | Nr | 0 | 0 | [5 empty] | Type HW14 | 1 | Nr | 0
FPE | 8 | OPENINGS | 087111 | DOOR HARDWARE (SCHEDULED BY DESCRIBING PRODUCTS) | AR | Item | 345 | Door hardware sets; including all ironmongery and accessories as per hardware sets scheduled by describing products; as specified and as Drg. A-611 | For non fire rated doors | K | Type HW15 | 1 | Nr | 0 | 0 | [5 empty] | Type HW15 | 1 | Nr | 0
FPE | 8 | OPENINGS | 087111 | DOOR HARDWARE (SCHEDULED BY DESCRIBING PRODUCTS) | AR | Item | 346 | Door hardware sets; including all ironmongery and accessories as per hardware sets scheduled by describing products; as specified and as Drg. A-611 | For non fire rated doors | D | Type HW15b | 1 | Nr | 257 | 257 | [5 empty] | Type HW15b | 1 | Nr | 257 | 257
FPE | 8 | OPENINGS | 087111 | DOOR HARDWARE (SCHEDULED BY DESCRIBING PRODUCTS) | AR | Item | 347 | Door hardware sets; including all ironmongery and accessories as per hardware sets scheduled by describing products; as specified and as Drg. A-611 | For non fire rated doors | E | Type HW16 | 2 | Nr | 283 | 566 | [5 empty] | Type HW16 | 2 | Nr | 283 | 566
FPE | 8 | OPENINGS | 087111 | DOOR HARDWARE (SCHEDULED BY DESCRIBING PRODUCTS) | AR | Item | 348 | Door hardware sets; including all ironmongery and accessories as per hardware sets scheduled by describing products; as specified and as Drg. A-611 | For non fire rated doors | N | Type HW18 | 1 | Nr | 0 | 0 | [5 empty] | Type HW18 | 1 | Nr | 0
FPE | 8 | OPENINGS | 087111 | DOOR HARDWARE (SCHEDULED BY DESCRIBING PRODUCTS) | AR | Item | 349 | Door hardware sets; including all ironmongery and accessories as per hardware sets scheduled by describing products; as specified and as Drg. A-611 | For non fire rated doors | P | Type HW19 | 1 | Nr | 0 | 0 | [5 empty] | Type HW19 | 1 | Nr | 0
FPE | 8 | OPENINGS | 087111 | DOOR HARDWARE (SCHEDULED BY DESCRIBING PRODUCTS) | AR | Item | 350 | Door hardware sets; including all ironmongery and accessories as per hardware sets scheduled by describing products; as specified and as Drg. A-611 | For non fire rated doors | A | Type HW19b | 1 | Nr | 0 | 0 | [5 empty] | Type HW19b | 1 | Nr | 0
FPE | 8 | OPENINGS | 087111 | DOOR HARDWARE (SCHEDULED BY DESCRIBING PRODUCTS) | AR | Item | 351 | Door hardware sets; including all ironmongery and accessories as per hardware sets scheduled by describing products; as specified and as Drg. A-611 | For non fire rated doors | A | Type HW20 | 4 | Nr | 79 | 316 | [5 empty] | Type HW20 | 4 | Nr | 79 | 316
FPE | 8 | OPENINGS | 087111 | DOOR HARDWARE (SCHEDULED BY DESCRIBING PRODUCTS) | AR | Item | 352 | Door hardware sets; including all ironmongery and accessories as per hardware sets scheduled by describing products; as specified and as Drg. A-611 | For non fire rated doors | B | Type HW21 | 1 | Nr | 522 | 522 | [5 empty] | Type HW21 | 1 | Nr | 522 | 522
FPE | 8 | OPENINGS | 087111 | DOOR HARDWARE (SCHEDULED BY DESCRIBING PRODUCTS) | AR | Item | 353 | Door hardware sets; including all ironmongery and accessories as per hardware sets scheduled by describing products; as specified and as Drg. A-611 | For non fire rated doors | C | Type HW26 | 1 | Nr | 167 | 167 | [5 empty] | Type HW26 | 1 | Nr | 167 | 167
FPE | 8 | OPENINGS | 087111 | DOOR HARDWARE (SCHEDULED BY DESCRIBING PRODUCTS) | AR | Item | 354 | Door hardware sets; including all ironmongery and accessories as per hardware sets scheduled by describing products; as specified and as Drg. A-611 | For non fire rated doors | D | Type HW27 | 1 | Nr | 380 | 380 | [5 empty] | Type HW27 | 1 | Nr | 380 | 380
FPE | 8 | OPENINGS | 087111 | DOOR HARDWARE (SCHEDULED BY DESCRIBING PRODUCTS) | AR | Item | 355 | Door hardware sets; including all ironmongery and accessories as per hardware sets scheduled by describing products; as specified and as Drg. A-611 | For non fire rated doors | F | Type HW3 | 1 | Nr | 0 | 0 | [5 empty] | Type HW3 | 1 | Nr | 0
FPE | 8 | OPENINGS | 087111 | DOOR HARDWARE (SCHEDULED BY DESCRIBING PRODUCTS) | AR | Item | 356 | Door hardware sets; including all ironmongery and accessories as per hardware sets scheduled by describing products; as specified and as Drg. A-611 | For non fire rated doors | E | Type HW4 | 1 | Nr | 169 | 169 | [5 empty] | Type HW4 | 1 | Nr | 169 | 169
FPE | 8 | OPENINGS | 087111 | DOOR HARDWARE (SCHEDULED BY DESCRIBING PRODUCTS) | AR | Item | 357 | Door hardware sets; including all ironmongery and accessories as per hardware sets scheduled by describing products; as specified and as Drg. A-611 | For non fire rated doors | H | Type HW4a | 1 | Nr | 0 | 0 | [5 empty] | Type HW4a | 1 | Nr | 0
FPE | 8 | OPENINGS | 087111 | DOOR HARDWARE (SCHEDULED BY DESCRIBING PRODUCTS) | AR | Item | 358 | Door hardware sets; including all ironmongery and accessories as per hardware sets scheduled by describing products; as specified and as Drg. A-611 | For non fire rated doors | F | Type HW5 | 1 | Nr | 105 | 105 | [5 empty] | Type HW5 | 1 | Nr | 105 | 105
FPE | 8 | OPENINGS | 087111 | DOOR HARDWARE (SCHEDULED BY DESCRIBING PRODUCTS) | AR | Item | 359 | Door hardware sets; including all ironmongery and accessories as per hardware sets scheduled by describing products; as specified and as Drg. A-611 | For non fire rated doors | G | Type HW6 | 2 | Nr | 79 | 158 | [5 empty] | Type HW6 | 2 | Nr | 79 | 158
FPE | 8 | OPENINGS | 087111 | DOOR HARDWARE (SCHEDULED BY DESCRIBING PRODUCTS) | AR | Item | 360 | Door hardware sets; including all ironmongery and accessories as per hardware sets scheduled by describing products; as specified and as Drg. A-611 | For non fire rated doors | H | Type HW7 | 7 | Nr | 79 | 553 | [5 empty] | Type HW7 | 7 | Nr | 79 | 553
FPE | 8 | OPENINGS | 087111 | DOOR HARDWARE (SCHEDULED BY DESCRIBING PRODUCTS) | AR | Item | 361 | Door hardware sets; including all ironmongery and accessories as per hardware sets scheduled by describing products; as specified and as Drg. A-611 | For non fire rated doors | M | Type HW8 | 3 | Nr |  | 0 | [5 empty] | Type HW8 | 3 | Nr
FPE | 8 | OPENINGS | 087111 | DOOR HARDWARE (SCHEDULED BY DESCRIBING PRODUCTS) | AR | Other | 362 | Door hardware sets; including all ironmongery and accessories as per hardware sets scheduled by describing products; as specified and as Drg. A-611 | For fire rated doors |  | For fire rated doors |  |  | 0 | [6 empty] | For fire rated doors |  |  | 0
FPE | 8 | OPENINGS | 087111 | DOOR HARDWARE (SCHEDULED BY DESCRIBING PRODUCTS) | AR | Item | 363 | Door hardware sets; including all ironmongery and accessories as per hardware sets scheduled by describing products; as specified and as Drg. A-611 | For non fire rated doors | J | Type HW1 /F; 60 minutes | 1 | Nr | 269 | 269 | [5 empty] | Type HW1 /F; 60 minutes | 1 | Nr | 269 | 269
FPE | 8 | OPENINGS | 087111 | DOOR HARDWARE (SCHEDULED BY DESCRIBING PRODUCTS) | AR | Item | 364 | Door hardware sets; including all ironmongery and accessories as per hardware sets scheduled by describing products; as specified and as Drg. A-611 | For fire rated doors | K | Type HW10 /F; 60 minutes | 1 | Nr | 105 | 105 | [5 empty] | Type HW10 /F; 60 minutes | 1 | Nr | 105 | 105
FPE | 8 | OPENINGS | 087111 | DOOR HARDWARE (SCHEDULED BY DESCRIBING PRODUCTS) | AR | Item | 365 | Door hardware sets; including all ironmongery and accessories as per hardware sets scheduled by describing products; as specified and as Drg. A-611 | For non fire rated doors | Q | Type HW11 /F; 45 minutes | 1 | Nr | 0 | 0 | [5 empty] | Type HW11 /F; 45 minutes | 1 | Nr | 0
FPE | 8 | OPENINGS | 087111 | DOOR HARDWARE (SCHEDULED BY DESCRIBING PRODUCTS) | AR | Item | 366 | Door hardware sets; including all ironmongery and accessories as per hardware sets scheduled by describing products; as specified and as Drg. A-611 | For fire rated doors | L | Type HW11 /F; 60 minutes | 1 | Nr | 169 | 169 | [5 empty] | Type HW11 /F; 60 minutes | 1 | Nr | 169 | 169
FPE | 8 | OPENINGS | 087111 | DOOR HARDWARE (SCHEDULED BY DESCRIBING PRODUCTS) | AR | Item | 367 | Door hardware sets; including all ironmongery and accessories as per hardware sets scheduled by describing products; as specified and as Drg. A-611 | For non fire rated doors | M | Type HW13 /F; 20 minutes | 6 | Nr | 107 | 642 | [5 empty] | Type HW13 /F; 20 minutes | 6 | Nr | 107 | 642
FPE | 8 | OPENINGS | 087111 | DOOR HARDWARE (SCHEDULED BY DESCRIBING PRODUCTS) | AR | Item | 368 | Door hardware sets; including all ironmongery and accessories as per hardware sets scheduled by describing products; as specified and as Drg. A-611 | For fire rated doors | T | Type HW14 /F; 45 minutes | 2 | Nr | 0 | 0 | [5 empty] | Type HW14 /F; 45 minutes | 2 | Nr | 0
FPE | 8 | OPENINGS | 087111 | DOOR HARDWARE (SCHEDULED BY DESCRIBING PRODUCTS) | AR | Item | 369 | Door hardware sets; including all ironmongery and accessories as per hardware sets scheduled by describing products; as specified and as Drg. A-611 | For non fire rated doors | U | Type HW14 /F; 60 minutes | 1 | Nr | 0 | 0 | [5 empty] | Type HW14 /F; 60 minutes | 1 | Nr | 0
FPE | 8 | OPENINGS | 087111 | DOOR HARDWARE (SCHEDULED BY DESCRIBING PRODUCTS) | AR | Item | 370 | Door hardware sets; including all ironmongery and accessories as per hardware sets scheduled by describing products; as specified and as Drg. A-611 | For fire rated doors | A | Type HW17 /F; 60 minutes | 1 | Nr | 0 | 0 | [5 empty] | Type HW17 /F; 60 minutes | 1 | Nr | 0
FPE | 8 | OPENINGS | 087111 | DOOR HARDWARE (SCHEDULED BY DESCRIBING PRODUCTS) | AR | Item | 371 | Door hardware sets; including all ironmongery and accessories as per hardware sets scheduled by describing products; as specified and as Drg. A-611 | For non fire rated doors | B | Type HW18 /F; 60 minutes | 1 | Nr | 0 | 0 | [5 empty] | Type HW18 /F; 60 minutes | 1 | Nr | 0
FPE | 8 | OPENINGS | 087111 | DOOR HARDWARE (SCHEDULED BY DESCRIBING PRODUCTS) | AR | Item | 372 | Door hardware sets; including all ironmongery and accessories as per hardware sets scheduled by describing products; as specified and as Drg. A-611 | For fire rated doors | C | Type HW19a /F; 60 minutes | 1 | Nr | 0 | 0 | [5 empty] | Type HW19a /F; 60 minutes | 1 | Nr | 0
FPE | 8 | OPENINGS | 087111 | DOOR HARDWARE (SCHEDULED BY DESCRIBING PRODUCTS) | AR | Item | 373 | Door hardware sets; including all ironmongery and accessories as per hardware sets scheduled by describing products; as specified and as Drg. A-611 | For non fire rated doors | A | Type HW19a /F; 90 minutes | 1 | Nr | 597 | 597 | [5 empty] | Type HW19a /F; 90 minutes | 1 | Nr | 597 | 597
FPE | 8 | OPENINGS | 087111 | DOOR HARDWARE (SCHEDULED BY DESCRIBING PRODUCTS) | AR | Item | 374 | Door hardware sets; including all ironmongery and accessories as per hardware sets scheduled by describing products; as specified and as Drg. A-611 | For fire rated doors | E | Type HW20a /F; 60 minutes | 1 | Nr | 0 | 0 | [5 empty] | Type HW20a /F; 60 minutes | 1 | Nr | 0
FPE | 8 | OPENINGS | 087111 | DOOR HARDWARE (SCHEDULED BY DESCRIBING PRODUCTS) | AR | Item | 375 | Door hardware sets; including all ironmongery and accessories as per hardware sets scheduled by describing products; as specified and as Drg. A-611 | For non fire rated doors | B | Type HW27 /F; 60 minutes | 1 | Nr | 380 | 380 | [5 empty] | Type HW27 /F; 60 minutes | 1 | Nr | 380 | 380
FPE | 8 | OPENINGS | 087111 | DOOR HARDWARE (SCHEDULED BY DESCRIBING PRODUCTS) | AR | Item | 376 | Door hardware sets; including all ironmongery and accessories as per hardware sets scheduled by describing products; as specified and as Drg. A-611 | For fire rated doors | G | Type HW4 /F; 45 minutes | 1 | Nr |  | 0 | [5 empty] | Type HW4 /F; 45 minutes | 1 | Nr |  | 0
FPE | 8 | OPENINGS | 087111 | DOOR HARDWARE (SCHEDULED BY DESCRIBING PRODUCTS) | AR | Item | 377 | Door hardware sets; including all ironmongery and accessories as per hardware sets scheduled by describing products; as specified and as Drg. A-611 | For non fire rated doors | C | Type HW4 /F; 60 minutes | 2 | Nr | 169 | 338 | [5 empty] | Type HW4 /F; 60 minutes | 2 | Nr | 169 | 338
FPE | 8 | OPENINGS | 087111 | DOOR HARDWARE (SCHEDULED BY DESCRIBING PRODUCTS) | AR | Item | 378 | Door hardware sets; including all ironmongery and accessories as per hardware sets scheduled by describing products; as specified and as Drg. A-611 | For fire rated doors | D | Type HW5 /F; 45 minutes | 2 | Nr | 105 | 210 | [5 empty] | Type HW5 /F; 45 minutes | 2 | Nr | 105 | 210
FPE | 8 | OPENINGS | 087111 | DOOR HARDWARE (SCHEDULED BY DESCRIBING PRODUCTS) | AR | Other | 379 | Door hardware sets; including all ironmongery and accessories as per hardware sets scheduled by describing products; as specified and as Drg. A-611 | For non fire rated doors | BILL NO. 8 - OPENINGS
FPE | 8 | OPENINGS | To Summary | To Summary |  | Bill Sum | 380 | Door hardware sets; including all ironmongery and accessories as per hardware sets scheduled by describing products; as specified and as Drg. A-611 | For fire rated doors | To Summary |  |  |  | J.D | 0 | [8 empty] | J.D | 71276
FPE | 9 | FINISHES | 092400 | PORTLAND CEMENT PLASTER | AR | Other | 381 | Door hardware sets; including all ironmongery and accessories as per hardware sets scheduled by describing products; as specified and as Drg. A-611 | For non fire rated doors |  |  | BILLS NO. 9 | [9 empty] | BILLS NO. 9
FPE | 9 | FINISHES | 092400 | PORTLAND CEMENT PLASTER | AR | Other | 382 | Door hardware sets; including all ironmongery and accessories as per hardware sets scheduled by describing products; as specified and as Drg. A-611 | For fire rated doors |  |  | FINISHES | [9 empty] | FINISHES
FPE | 9 | FINISHES | 092400 | PORTLAND CEMENT PLASTER | AR | Other | 383 | Door hardware sets; including all ironmongery and accessories as per hardware sets scheduled by describing products; as specified and as Drg. A-611 | For non fire rated doors | Item | Description | Qty | Unit | Rate | Amount | [5 empty] | Description | Qty | Unit | Rate | Amount
FPE | 9 | FINISHES | 092400 | PORTLAND CEMENT PLASTER | AR | Other | 384 | Door hardware sets; including all ironmongery and accessories as per hardware sets scheduled by describing products; as specified and as Drg. A-611 | For fire rated doors | [5 empty] | J.D | [9 empty] | J.D
FPE | 9 | FINISHES | 092400 | PORTLAND CEMENT PLASTER | AR | Other | 385 | 092400 - PORTLAND CEMENT PLASTER | 092400 - PORTLAND CEMENT PLASTER |  | 092400 - PORTLAND CEMENT PLASTER | [9 empty] | 092400 - PORTLAND CEMENT PLASTER
FPE | 9 | FINISHES | 092400 | PORTLAND CEMENT PLASTER | AR | Other | 386 | Cement-sand plaster; plain finish; to | Cement-sand plaster; plain finish; to |  | Cement-sand plaster; plain finish; to | [9 empty] | Cement-sand plaster; plain finish; to
FPE | 9 | FINISHES | 092400 | PORTLAND CEMENT PLASTER | AR | Item | 387 | 092400 - PORTLAND CEMENT PLASTER | 092400 - PORTLAND CEMENT PLASTER | A | Walls; 15 thick; internal | 1658 | m2 | 7 | 11606 | [5 empty] | Walls; 15 thick; internal | 1658 | m2 | 7 | 11606
FPE | 9 | FINISHES | 092400 | PORTLAND CEMENT PLASTER | AR | Item | 388 | Cement-sand plaster; plain finish; to | Cement-sand plaster; plain finish; to | B | Curved walls; 15 thick; internal | 47 | m2 | 0 | 0 | [5 empty] | Curved walls; 15 thick; internal | 47 | m2 | 0 | 0
FPE | 9 | FINISHES | 092400 | PORTLAND CEMENT PLASTER | AR | Item | 389 | 092400 - PORTLAND CEMENT PLASTER | 092400 - PORTLAND CEMENT PLASTER | B | Walls; 20 thick; external | 1100 | m2 | 9 | 9900 | [5 empty] | Walls; 20 thick; external | 1100 | m2 | 9 | 9900
FPE | 9 | FINISHES | 092400 | PORTLAND CEMENT PLASTER | AR | Item | 390 | Cement-sand plaster; plain finish; to | Cement-sand plaster; plain finish; to | C | Ceiling; 15 thick; internal | 399 | m2 | 8 | 3192 | [5 empty] | Ceiling; 15 thick; internal | 399 | m2 | 8 | 3192
FPE | 9 | FINISHES | 092400 | PORTLAND CEMENT PLASTER | AR | Item | 391 | 092400 - PORTLAND CEMENT PLASTER | 092400 - PORTLAND CEMENT PLASTER | D | Ceiling; 20 thick; external | 137 | m2 | 9 | 1233 | [5 empty] | Ceiling; 20 thick; external | 137 | m2 | 9 | 1233
FPE | 9 | FINISHES | 092400 | PORTLAND CEMENT PLASTER | AR | Item | 392 | Cement-sand plaster; plain finish; to | Cement-sand plaster; plain finish; to | F | Isolated columns; 15 thick; internal | 31 | m2 | 0 | 0 | [5 empty] | Isolated columns; 15 thick; internal | 31 | m2 | 0 | 0
FPE | 9 | FINISHES | 092400 | PORTLAND CEMENT PLASTER | AR | Other | 393 | Cement-sand plaster; finished to receive tiling; to | Cement-sand plaster; finished to receive tiling; to |  | Cement-sand plaster; finished to receive tiling; to |  |  | 0 | [6 empty] | Cement-sand plaster; finished to receive tiling; to |  |  | 0
FPE | 9 | FINISHES | 092400 | PORTLAND CEMENT PLASTER | AR | Item | 394 | Cement-sand plaster; plain finish; to | Cement-sand plaster; plain finish; to | E | Walls; 15 thick; internal | 116 | m2 | 10 | 1160 | [5 empty] | Walls; 15 thick; internal | 116 | m2 | 10 | 1160
FPE | 9 | FINISHES | 092900 | GYPSUM BOARD | AR | Other | 395 | 092900 - GYPSUM BOARD | 092900 - GYPSUM BOARD |  | 092900 - GYPSUM BOARD |  |  | 0 | [6 empty] | 092900 - GYPSUM BOARD |  |  | 0
FPE | 9 | FINISHES | 092900 | GYPSUM BOARD | AR | Other | 396 | Gypsum boards suspended ceiling; comprising gypsum board; finished to receive paint; including suspension system, acoustical sealant, upstands, edge trim, hangers, fittings and fixings; furring (vertical surfaces); complete; as specified and shown on Drawings; to | Gypsum boards suspended ceiling; comprising gypsum board; finished to receive paint; including suspension system, acoustical sealant, upstands, edge trim, hangers, fittings and fixings; furring (vertical surfaces); complete; as specified and shown on Drawings; to |  | Gypsum boards suspended ceiling; comprising gypsum board; finished to receive paint; including suspension system, acoustical sealant, upstands, edge trim, hangers, fittings and fixings; furring (vertical surfaces); complete; as specified and shown on Drawings; to |  |  | 0 | [6 empty] | Gypsum boards suspended ceiling; comprising gypsum board; finished to receive paint; including suspension system, acoustical sealant, upstands, edge trim, hangers, fittings and fixings; furring (vertical surfaces); complete; as specified and shown on Drawings; to |  |  | 0
FPE | 9 | FINISHES | 092900 | GYPSUM BOARD | AR | Item | 397 | 092900 - GYPSUM BOARD | 092900 - GYPSUM BOARD | F | Ceilings; moisture | 66 | m2 | 19 | 1254 | [5 empty] | Ceilings; moisture | 66 | m2 | 19 | 1254
FPE | 9 | FINISHES | 093000 | TILING | AR | Other | 398 | 093000 - TILING | 093000 - TILING |  | 093000 - TILING |  |  | 0 | [6 empty] | 093000 - TILING |  |  | 0
FPE | 9 | FINISHES | 093000 | TILING | AR | Other | 399 | Ceramic tiles and fittings; vitrified unglazed, with non slip finish; including cement-sand screed; to | Ceramic tiles and fittings; vitrified unglazed, with non slip finish; including cement-sand screed; to |  | Ceramic tiles and fittings; vitrified unglazed, with non slip finish; including cement-sand screed; to |  |  | 0 | [6 empty] | Ceramic tiles and fittings; vitrified unglazed, with non slip finish; including cement-sand screed; to |  |  | 0
FPE | 9 | FINISHES | 093000 | TILING | AR | Item | 400 | 093000 - TILING | 093000 - TILING | A | Floors; 200 x 200 | 42 | m2 | 0 | 0 | [5 empty] | Floors; 200 x 200 | 42 | m2 | 0 | 0
FPE | 9 | FINISHES | 093000 | TILING | AR | Item | 401 | Ceramic tiles and fittings; vitrified unglazed, with non slip finish; including cement-sand screed; to | Ceramic tiles and fittings; vitrified unglazed, with non slip finish; including cement-sand screed; to | A | Floors; 300 x 300 | 15 | m2 | 33 | 495 | [5 empty] | Floors; 300 x 300 | 15 | m2 | 33 | 495
FPE | 9 | FINISHES | 093000 | TILING | AR | Item | 402 | 093000 - TILING | 093000 - TILING | B | Floors; 400 x 400 | 25 | m2 | 33 | 825 | [5 empty] | Floors; 400 x 400 | 25 | m2 | 33 | 825
FPE | 9 | FINISHES | 093000 | TILING | AR | Item | 403 | Ceramic tiles and fittings; vitrified unglazed, with non slip finish; including cement-sand screed; to | Ceramic tiles and fittings; vitrified unglazed, with non slip finish; including cement-sand screed; to | C | Floors; 400 x 400; acid resistant | 31 | m2 | 38 | 1178 | [5 empty] | Floors; 400 x 400; acid resistant | 31 | m2 | 38 | 1178
FPE | 9 | FINISHES | 093000 | TILING | AR | Item | 404 | 093000 - TILING | 093000 - TILING | D | Floors; 600 x 600 | 641 | m2 | 32 | 20512 | [5 empty] | Floors; 600 x 600 | 641 | m2 | 32 | 20512
FPE | 9 | FINISHES | 093000 | TILING | AR | Item | 405 | Ceramic tiles and fittings; vitrified unglazed, with non slip finish; including cement-sand screed; to | Ceramic tiles and fittings; vitrified unglazed, with non slip finish; including cement-sand screed; to | E | Skirting; 100 high | 533 | m | 13 | 6929 | [5 empty] | Skirting; 100 high | 533 | m | 13 | 6929
FPE | 9 | FINISHES | 093000 | TILING | AR | Item | 406 | 093000 - TILING | 093000 - TILING | G | Curved skirting; 100 high | 11 | m | 0 | 0 | [5 empty] | Curved skirting; 100 high | 11 | m | 0 | 0
FPE | 9 | FINISHES | 093000 | TILING | AR | Other | 407 | Glazed ceramic tiles and fittings; vitrified satin glazed with cushion edges and space lugs; to | Glazed ceramic tiles and fittings; vitrified satin glazed with cushion edges and space lugs; to |  | Glazed ceramic tiles and fittings; vitrified satin glazed with cushion edges and space lugs; to |  |  | 0 | [6 empty] | Glazed ceramic tiles and fittings; vitrified satin glazed with cushion edges and space lugs; to |  |  | 0
FPE | 9 | FINISHES | 093000 | TILING | AR | Item | 408 | 093000 - TILING | 093000 - TILING | H | Walls; 200 x 200 x 6 thick | 231 | m2 | 0 | 0 | [5 empty] | Walls; 200 x 200 x 6 thick | 231 | m2 | 0 | 0
FPE | 9 | FINISHES | 093000 | TILING | AR | Item | 409 | Glazed ceramic tiles and fittings; vitrified satin glazed with cushion edges and space lugs; to | Glazed ceramic tiles and fittings; vitrified satin glazed with cushion edges and space lugs; to | F | Walls; 250 x 400 x 6 thick | 116 | m2 | 22 | 2552 | [5 empty] | Walls; 250 x 400 x 6 thick | 116 | m2 | 22 | 2552
FPE | 9 | FINISHES | 095133 | ACOUSTICAL METAL PAN CEILINGS | AR | Other | 410 | 095133 - ACOUSTICAL METAL PAN CEILINGS | 095133 - ACOUSTICAL METAL PAN CEILINGS |  | 095133 - ACOUSTICAL METAL PAN CEILINGS |  |  | 0 | [6 empty] | 095133 - ACOUSTICAL METAL PAN CEILINGS |  |  | 0
FPE | 9 | FINISHES | 095133 | ACOUSTICAL METAL PAN CEILINGS | AR | Other | 411 | Metal panel suspended ceilings; comprising 600 x 600 thick perforated aluminum panels, square edges, flat surface and polyester powder coated finish; including snap-in grid suspension system, hangers, angles and edge trims; furring (vertical surfaces); complete; complete; as specified and shown on Drawings; to | Metal panel suspended ceilings; comprising 600 x 600 thick perforated aluminum panels, square edges, flat surface and polyester powder coated finish; including snap-in grid suspension system, hangers, angles and edge trims; furring (vertical surfaces); complete; complete; as specified and shown on Drawings; to |  | Metal panel suspended ceilings; comprising 600 x 600 thick perforated aluminum panels, square edges, flat surface and polyester powder coated finish; including snap-in grid suspension system, hangers, angles and edge trims; furring (vertical surfaces); complete; complete; as specified and shown on Drawings; to |  |  | 0 | [6 empty] | Metal panel suspended ceilings; comprising 600 x 600 thick perforated aluminum panels, square edges, flat surface and polyester powder coated finish; including snap-in grid suspension system, hangers, angles and edge trims; furring (vertical surfaces); complete; complete; as specified and shown on Drawings; to |  |  | 0
FPE | 9 | FINISHES | 095133 | ACOUSTICAL METAL PAN CEILINGS | AR | Item | 412 | 095133 - ACOUSTICAL METAL PAN CEILINGS | 095133 - ACOUSTICAL METAL PAN CEILINGS | G | Ceilings | 200 | m2 | 30 | 6000 | [5 empty] | Ceilings | 200 | m2 | 30 | 6000
FPE | 9 | FINISHES | 095133 | ACOUSTICAL METAL PAN CEILINGS | AR | Other | 413 | Decorative suspended ceilings; comprising gypsum boards and perforated aluminum panels; including paint on gypsum, suspension system, upstands, edge trim, hangers, fittings and fixings; furring (vertical surfaces); complete; as specified and shown on Drawings; to | Decorative suspended ceilings; comprising gypsum boards and perforated aluminum panels; including paint on gypsum, suspension system, upstands, edge trim, hangers, fittings and fixings; furring (vertical surfaces); complete; as specified and shown on Drawings; to |  | Decorative suspended ceilings; comprising gypsum boards and perforated aluminum panels; including paint on gypsum, suspension system, upstands, edge trim, hangers, fittings and fixings; furring (vertical surfaces); complete; as specified and shown on Drawings; to |  |  | 0 | [6 empty] | Decorative suspended ceilings; comprising gypsum boards and perforated aluminum panels; including paint on gypsum, suspension system, upstands, edge trim, hangers, fittings and fixings; furring (vertical surfaces); complete; as specified and shown on Drawings; to |  |  | 0
FPE | 9 | FINISHES | 095133 | ACOUSTICAL METAL PAN CEILINGS | AR | Item | 414 | 095133 - ACOUSTICAL METAL PAN CEILINGS | 095133 - ACOUSTICAL METAL PAN CEILINGS | A | Ceilings | 77 | m2 | 45 | 3465 | [5 empty] | Ceilings | 77 | m2 | 45 | 3465
FPE | 9 | FINISHES | 095423 | LINEAR METAL CEILINGS | AR | Other | 415 | 095423 - LINEAR METAL CEILINGS | 095423 - LINEAR METAL CEILINGS |  | 095423 - LINEAR METAL CEILINGS |  |  | 0 | [6 empty] | 095423 - LINEAR METAL CEILINGS |  |  | 0
FPE | 9 | FINISHES | 095423 | LINEAR METAL CEILINGS | AR | Other | 416 | Linear metal suspended ceiling; aluminum 200 mm module strips with stove-enamelled finish; non perforated; including concealed grid suspension system; hangers; edge trims and angles; to | Linear metal suspended ceiling; aluminum 200 mm module strips with stove-enamelled finish; non perforated; including concealed grid suspension system; hangers; edge trims and angles; to |  | Linear metal suspended ceiling; aluminum 200 mm module strips with stove-enamelled finish; non perforated; including concealed grid suspension system; hangers; edge trims and angles; to |  |  | 0 | [6 empty] | Linear metal suspended ceiling; aluminum 200 mm module strips with stove-enamelled finish; non perforated; including concealed grid suspension system; hangers; edge trims and angles; to |  |  | 0
FPE | 9 | FINISHES | 095423 | LINEAR METAL CEILINGS | AR | Item | 417 | 095423 - LINEAR METAL CEILINGS | 095423 - LINEAR METAL CEILINGS | B | Ceilings | 45 | m2 | 50 | 2250 | [5 empty] | Ceilings | 45 | m2 | 50 | 2250
FPE | 9 | FINISHES | 096340 | STONE FLOORING | AR | Other | 418 | 096340 - STONE FLOORING | 096340 - STONE FLOORING |  | 096340 - STONE FLOORING |  |  | 0 | [6 empty] | 096340 - STONE FLOORING |  |  | 0
FPE | 9 | FINISHES | 096340 | STONE FLOORING | AR | Other | 419 | Marble slabs and fittings; best quality, polished finish; including cement sand screed; complete; as specified and shown on Drawings | Marble slabs and fittings; best quality, polished finish; including cement sand screed; complete; as specified and shown on Drawings |  | Marble slabs and fittings; best quality, polished finish; including cement sand screed; complete; as specified and shown on Drawings |  |  | 0 | [6 empty] | Marble slabs and fittings; best quality, polished finish; including cement sand screed; complete; as specified and shown on Drawings |  |  | 0
FPE | 9 | FINISHES | 096340 | STONE FLOORING | AR | Item | 420 | 096340 - STONE FLOORING | 096340 - STONE FLOORING | C | Saddles; type I | 30 | m | 50 | 1500 | [5 empty] | Saddles; type I | 30 | m | 50 | 1500
FPE | 9 | FINISHES | 096340 | STONE FLOORING | AR | Item | 421 | Marble slabs and fittings; best quality, polished finish; including cement sand screed; complete; as specified and shown on Drawings | Marble slabs and fittings; best quality, polished finish; including cement sand screed; complete; as specified and shown on Drawings | D | Saddles; type II | 16 | m | 63 | 1008 | [5 empty] | Saddles; type II | 16 | m | 63 | 1008
FPE | 9 | FINISHES | 096340 | STONE FLOORING | AR | Item | 422 | 096340 - STONE FLOORING | 096340 - STONE FLOORING | E | Saddles; type III | 2 | m | 75 | 150 | [5 empty] | Saddles; type III | 2 | m | 75 | 150
FPE | 9 | FINISHES | 096340 | STONE FLOORING | AR | Item | 423 | Marble slabs and fittings; best quality, polished finish; including cement sand screed; complete; as specified and shown on Drawings | Marble slabs and fittings; best quality, polished finish; including cement sand screed; complete; as specified and shown on Drawings | F | Treads; 300 x 30 thick; including abrasive in lay aluminium oxide | 58 | m |  | 0 | [5 empty] | Treads; 300 x 30 thick; including abrasive in lay aluminium oxide | 58 | m |  | 0
FPE | 9 | FINISHES | 096340 | STONE FLOORING | AR | Item | 424 | 096340 - STONE FLOORING | 096340 - STONE FLOORING | G | Risers; 140 x 20 thick | 58 | m |  | 0 | [5 empty] | Risers; 140 x 20 thick | 58 | m |  | 0
FPE | 9 | FINISHES | 096340 | STONE FLOORING | AR | Item | 425 | Marble slabs and fittings; best quality, polished finish; including cement sand screed; complete; as specified and shown on Drawings | Marble slabs and fittings; best quality, polished finish; including cement sand screed; complete; as specified and shown on Drawings | A | Skirtings; 100 high | 8 | m |  | 0 | [5 empty] | Skirtings; 100 high | 8 | m |  | 0
FPE | 9 | FINISHES | 096340 | STONE FLOORING | AR | Item | 426 | 096340 - STONE FLOORING | 096340 - STONE FLOORING | B | Skirtings; 100 high; above nosing | 24 | m |  | 0 | [5 empty] | Skirtings; 100 high; above nosing | 24 | m |  | 0
FPE | 9 | FINISHES | 096340 | STONE FLOORING | AR | Other | 427 | Granite slabs and fittings; best quality; polished finish; including cement-sand screed; complete; as specified and as shown on Drawings | Granite slabs and fittings; best quality; polished finish; including cement-sand screed; complete; as specified and as shown on Drawings |  | Granite slabs and fittings; best quality; polished finish; including cement-sand screed; complete; as specified and as shown on Drawings |  |  | 0 | [6 empty] | Granite slabs and fittings; best quality; polished finish; including cement-sand screed; complete; as specified and as shown on Drawings |  |  | 0
FPE | 9 | FINISHES | 096340 | STONE FLOORING | AR | Item | 428 | 096340 - STONE FLOORING | 096340 - STONE FLOORING | C | Floors; 30 thick | 19 | m2 |  | 0 | [5 empty] | Floors; 30 thick | 19 | m2 |  | 0
FPE | 9 | FINISHES | 096340 | STONE FLOORING | AR | Item | 429 | Granite slabs and fittings; best quality; polished finish; including cement-sand screed; complete; as specified and as shown on Drawings | Granite slabs and fittings; best quality; polished finish; including cement-sand screed; complete; as specified and as shown on Drawings | D | Landing; 30 thick | 27 | m2 |  | 0 | [5 empty] | Landing; 30 thick | 27 | m2 |  | 0
FPE | 9 | FINISHES | 096340 | STONE FLOORING | AR | Item | 430 | 096340 - STONE FLOORING | 096340 - STONE FLOORING | E | Treads; 320 x 30 thick; including abrasive in lay aluminium oxide | 78 | m |  | 0 | [5 empty] | Treads; 320 x 30 thick; including abrasive in lay aluminium oxide | 78 | m |  | 0
FPE | 9 | FINISHES | 096340 | STONE FLOORING | AR | Item | 431 | Granite slabs and fittings; best quality; polished finish; including cement-sand screed; complete; as specified and as shown on Drawings | Granite slabs and fittings; best quality; polished finish; including cement-sand screed; complete; as specified and as shown on Drawings | F | Risers; 138 x 20 thick | 78 | m |  | 0 | [5 empty] | Risers; 138 x 20 thick | 78 | m |  | 0
FPE | 9 | FINISHES | 096340 | STONE FLOORING | AR | Item | 432 | 096340 - STONE FLOORING | 096340 - STONE FLOORING | G | Skirtings; 100 high | 51 | m |  | 0 | [5 empty] | Skirtings; 100 high | 51 | m |  | 0
FPE | 9 | FINISHES | 096340 | STONE FLOORING | AR | Item | 433 | Granite slabs and fittings; best quality; polished finish; including cement-sand screed; complete; as specified and as shown on Drawings | Granite slabs and fittings; best quality; polished finish; including cement-sand screed; complete; as specified and as shown on Drawings | H | Skirtings; 100 high; above nosing | 20 | m |  | 0 | [5 empty] | Skirtings; 100 high; above nosing | 20 | m |  | 0
FPE | 9 | FINISHES | 096340 | STONE FLOORING | AR | Item | 434 | 096340 - STONE FLOORING | 096340 - STONE FLOORING | J | Curved treads; 320 x 30 thick; reception hall | 18 | m |  | 0 | [5 empty] | Curved treads; 320 x 30 thick; reception hall | 18 | m |  | 0
FPE | 9 | FINISHES | 096340 | STONE FLOORING | AR | Item | 435 | Granite slabs and fittings; best quality; polished finish; including cement-sand screed; complete; as specified and as shown on Drawings | Granite slabs and fittings; best quality; polished finish; including cement-sand screed; complete; as specified and as shown on Drawings | K | Curved risers; 138 x 20 thick; reception hall | 18 | m |  | 0 | [5 empty] | Curved risers; 138 x 20 thick; reception hall | 18 | m |  | 0
FPE | 9 | FINISHES | 099113 | EXTERIOR PAINTING | AR | Other | 436 | 099113 - EXTERIOR PAINTING | 099113 - EXTERIOR PAINTING |  | 099113 - EXTERIOR PAINTING |  |  | 0 | [6 empty] | 099113 - EXTERIOR PAINTING |  |  | 0
FPE | 9 | FINISHES | 099113 | EXTERIOR PAINTING | AR | Other | 437 | External textured acrylic emulsion paint, resin based, water-resistant suitable for repeated washing and scrubbing; to concrete, masonry, render and plaster | External textured acrylic emulsion paint, resin based, water-resistant suitable for repeated washing and scrubbing; to concrete, masonry, render and plaster |  | External textured acrylic emulsion paint, resin based, water-resistant suitable for repeated washing and scrubbing; to concrete, masonry, render and plaster |  |  | 0 | [6 empty] | External textured acrylic emulsion paint, resin based, water-resistant suitable for repeated washing and scrubbing; to concrete, masonry, render and plaster |  |  | 0
FPE | 9 | FINISHES | 099113 | EXTERIOR PAINTING | AR | Item | 438 | 099113 - EXTERIOR PAINTING | 099113 - EXTERIOR PAINTING | A | General surfaces; external | 1277 | m2 | 8 | 10216 | [5 empty] | General surfaces; external | 1277 | m2 | 8 | 10216
FPE | 9 | FINISHES | 099123 | INTERIOR PAINTING | AR | Other | 439 | 099123 - INTERIOR PAINTING | 099123 - INTERIOR PAINTING |  | 099123 - INTERIOR PAINTING |  |  | 0 | [6 empty] | 099123 - INTERIOR PAINTING |  |  | 0
FPE | 9 | FINISHES | 099123 | INTERIOR PAINTING | AR | Other | 440 | Interior flat latex-based paint; emulsion paint, based on PVA and PVA acrylic copolymers, water resistant suitable for repeated washing and scrubbing, to concrete, masonry, render and plaster | Interior flat latex-based paint; emulsion paint, based on PVA and PVA acrylic copolymers, water resistant suitable for repeated washing and scrubbing, to concrete, masonry, render and plaster |  | Interior flat latex-based paint; emulsion paint, based on PVA and PVA acrylic copolymers, water resistant suitable for repeated washing and scrubbing, to concrete, masonry, render and plaster |  |  | 0 | [6 empty] | Interior flat latex-based paint; emulsion paint, based on PVA and PVA acrylic copolymers, water resistant suitable for repeated washing and scrubbing, to concrete, masonry, render and plaster |  |  | 0
FPE | 9 | FINISHES | 099123 | INTERIOR PAINTING | AR | Item | 441 | 099123 - INTERIOR PAINTING | 099123 - INTERIOR PAINTING | A | General surfaces; internal | 2057 | m2 | 7 | 14399 | [5 empty] | General surfaces; internal | 2057 | m2 | 7 | 14399
FPE | 9 | FINISHES | 099123 | INTERIOR PAINTING | AR | Item | 442 | Interior flat latex-based paint; emulsion paint, based on PVA and PVA acrylic copolymers, water resistant suitable for repeated washing and scrubbing, to concrete, masonry, render and plaster | Interior flat latex-based paint; emulsion paint, based on PVA and PVA acrylic copolymers, water resistant suitable for repeated washing and scrubbing, to concrete, masonry, render and plaster | B | General surfaces; internal; fine textured | 472 | m2 |  | 0 | [5 empty] | General surfaces; internal; fine textured | 472 | m2 |  | 0
FPE | 9 | FINISHES | 099123 | INTERIOR PAINTING | AR | Other | 443 | Oil paint; oleo-resinous alkyd paint; to primed metal | Oil paint; oleo-resinous alkyd paint; to primed metal |  | Oil paint; oleo-resinous alkyd paint; to primed metal |  |  | 0 | [6 empty] | Oil paint; oleo-resinous alkyd paint; to primed metal |  |  | 0
FPE | 9 | FINISHES | 099123 | INTERIOR PAINTING | AR | Item | 444 | Interior flat latex-based paint; emulsion paint, based on PVA and PVA acrylic copolymers, water resistant suitable for repeated washing and scrubbing, to concrete, masonry, render and plaster | Interior flat latex-based paint; emulsion paint, based on PVA and PVA acrylic copolymers, water resistant suitable for repeated washing and scrubbing, to concrete, masonry, render and plaster | B | General surfaces | 150 | m2 | 7 | 1050 | [5 empty] | General surfaces | 150 | m2 | 7 | 1050
FPE | 9 | FINISHES | 099123 | INTERIOR PAINTING | AR | Other | 445 | Oil paint; oleo-resinous alkyd paint; to primed wood | Oil paint; oleo-resinous alkyd paint; to primed wood |  | Oil paint; oleo-resinous alkyd paint; to primed wood |  |  | 0 | [6 empty] | Oil paint; oleo-resinous alkyd paint; to primed wood |  |  | 0
FPE | 9 | FINISHES | 099123 | INTERIOR PAINTING | AR | Item | 446 | Interior flat latex-based paint; emulsion paint, based on PVA and PVA acrylic copolymers, water resistant suitable for repeated washing and scrubbing, to concrete, masonry, render and plaster | Interior flat latex-based paint; emulsion paint, based on PVA and PVA acrylic copolymers, water resistant suitable for repeated washing and scrubbing, to concrete, masonry, render and plaster | D | General surfaces | 22 | m2 |  | 0 | [5 empty] | General surfaces | 22 | m2 |  | 0
FPE | 9 | FINISHES | 099123 | INTERIOR PAINTING | AR | Other | 447 | Varnish; to wood | Varnish; to wood |  | Varnish; to wood |  |  | 0 | [6 empty] | Varnish; to wood |  |  | 0
FPE | 9 | FINISHES | 099123 | INTERIOR PAINTING | AR | Item | 448 | Interior flat latex-based paint; emulsion paint, based on PVA and PVA acrylic copolymers, water resistant suitable for repeated washing and scrubbing, to concrete, masonry, render and plaster | Interior flat latex-based paint; emulsion paint, based on PVA and PVA acrylic copolymers, water resistant suitable for repeated washing and scrubbing, to concrete, masonry, render and plaster | C | General surfaces | 5 | m2 | 50 | 250 | [5 empty] | General surfaces | 5 | m2 | 50 | 250
FPE | 9 | FINISHES | 099600 | HIGH PERFORMANCE COATINGS | AR | Other | 449 | 099600 - HIGH PERFORMANCE COATINGS | 099600 - HIGH PERFORMANCE COATINGS |  | 099600 - HIGH PERFORMANCE COATINGS |  |  | 0 | [6 empty] | 099600 - HIGH PERFORMANCE COATINGS |  |  | 0
FPE | 9 | FINISHES | 099600 | HIGH PERFORMANCE COATINGS | AR | Other | 450 | Epoxy concrete floor sealer; water dispersed, coloured, dustproofed and surface sealer; to | Epoxy concrete floor sealer; water dispersed, coloured, dustproofed and surface sealer; to |  | Epoxy concrete floor sealer; water dispersed, coloured, dustproofed and surface sealer; to |  |  | 0 | [6 empty] | Epoxy concrete floor sealer; water dispersed, coloured, dustproofed and surface sealer; to |  |  | 0
FPE | 9 | FINISHES | 099600 | HIGH PERFORMANCE COATINGS | AR | Item | 451 | 099600 - HIGH PERFORMANCE COATINGS | 099600 - HIGH PERFORMANCE COATINGS | D | Trenches; side and bottom | 7 | m2 | 25 | 175 | [5 empty] | Trenches; side and bottom | 7 | m2 | 25 | 175
FPE | 9 | FINISHES | 099600 | HIGH PERFORMANCE COATINGS | AR | Other | 452 | Polyurethane paint; to concrete, masonry, render and plaster; to | Polyurethane paint; to concrete, masonry, render and plaster; to |  | Polyurethane paint; to concrete, masonry, render and plaster; to |  |  | 0 | [6 empty] | Polyurethane paint; to concrete, masonry, render and plaster; to |  |  | 0
FPE | 9 | FINISHES | 099600 | HIGH PERFORMANCE COATINGS | AR | Item | 453 | 099600 - HIGH PERFORMANCE COATINGS | 099600 - HIGH PERFORMANCE COATINGS | E | General surfaces | 60 | m2 | 32 | 1920 | [5 empty] | General surfaces | 60 | m2 | 32 | 1920
FPE | 9 | FINISHES | 099600 | HIGH PERFORMANCE COATINGS | AR | Other | 454 | Epoxy paint; to primed metal | Epoxy paint; to primed metal |  | Epoxy paint; to primed metal |  |  | 0 | [6 empty] | Epoxy paint; to primed metal |  |  | 0
FPE | 9 | FINISHES | 099600 | HIGH PERFORMANCE COATINGS | AR | Item | 455 | 099600 - HIGH PERFORMANCE COATINGS | 099600 - HIGH PERFORMANCE COATINGS | A | Surfaces of balustrade and the like; plain open type | 100 | m2 |  | 0 | [5 empty] | Surfaces of balustrade and the like; plain open type | 100 | m2 |  | 0
FPE | 9 | FINISHES | 099600 | HIGH PERFORMANCE COATINGS | AR | Other | 456 | Epoxy paint; to primed metal | Epoxy paint; to primed metal | BILL No. 9 - FINISHES
FPE | 9 | FINISHES | To Summary | To Summary | AR | Bill Sum | 457 | 099600 - HIGH PERFORMANCE COATINGS | 099600 - HIGH PERFORMANCE COATINGS | To Summary |  |  |  | J.D | 0 | [8 empty] | J.D | 103219
FPE | 10 | SPECIALTIES | 101423 | PANEL SIGNAGE | AR | Other | 458 | Epoxy paint; to primed metal | Epoxy paint; to primed metal |  |  | BILL NO. 10 | [9 empty] | BILL NO. 10
FPE | 10 | SPECIALTIES | 101423 | PANEL SIGNAGE | AR | Other | 459 | 099600 - HIGH PERFORMANCE COATINGS | 099600 - HIGH PERFORMANCE COATINGS |  |  | SPECIALTIES | [9 empty] | SPECIALTIES
FPE | 10 | SPECIALTIES | 101423 | PANEL SIGNAGE | AR | Other | 460 | Epoxy paint; to primed metal | Epoxy paint; to primed metal | Item | Description | Qty | Unit | Rate | Amount | [5 empty] | Description | Qty | Unit | Rate | Amount
FPE | 10 | SPECIALTIES | 101423 | PANEL SIGNAGE | AR | Other | 461 | 099600 - HIGH PERFORMANCE COATINGS | 099600 - HIGH PERFORMANCE COATINGS | [5 empty] | J.D | [9 empty] | J.D
FPE | 10 | SPECIALTIES | 101423 | PANEL SIGNAGE | AR | Other | 462 | 101423 - PANEL SIGNAGE | 101423 - PANEL SIGNAGE |  | 101423 - PANEL SIGNAGE | [9 empty] | 101423 - PANEL SIGNAGE
FPE | 10 | SPECIALTIES | 101423 | PANEL SIGNAGE | AR | Other | 463 | Internal sign; comprising 3 thick MP plastic face, 10 high copy & graphics, braille dots, aluminium and wood profiles; including background, screws, fittings and fixings; complete; as specified and as Drg. A-503; detail 6 | Internal sign; comprising 3 thick MP plastic face, 10 high copy & graphics, braille dots, aluminium and wood profiles; including background, screws, fittings and fixings; complete; as specified and as Drg. A-503; detail 6 |  | Internal sign; comprising 3 thick MP plastic face, 10 high copy & graphics, braille dots, aluminium and wood profiles; including background, screws, fittings and fixings; complete; as specified and as Drg. A-503; detail 6 | [9 empty] | Internal sign; comprising 3 thick MP plastic face, 10 high copy & graphics, braille dots, aluminium and wood profiles; including background, screws, fittings and fixings; complete; as specified and as Drg. A-503; detail 6
FPE | 10 | SPECIALTIES | 101423 | PANEL SIGNAGE | AR | Item | 464 | 101423 - PANEL SIGNAGE | 101423 - PANEL SIGNAGE | A | Type S1; size 120 x 120 high | 6 | Nr | 38 | 228 | [5 empty] | Type S1; size 120 x 120 high | 6 | Nr | 38 | 228
FPE | 10 | SPECIALTIES | 101423 | PANEL SIGNAGE | AR | Item | 465 | Internal sign; comprising 3 thick MP plastic face, 10 high copy & graphics, braille dots, aluminium and wood profiles; including background, screws, fittings and fixings; complete; as specified and as Drg. A-503; detail 6 | Internal sign; comprising 3 thick MP plastic face, 10 high copy & graphics, braille dots, aluminium and wood profiles; including background, screws, fittings and fixings; complete; as specified and as Drg. A-503; detail 6 | B | Type S2; size 210 x 130 high | 6 | Nr | 50 | 300 | [5 empty] | Type S2; size 210 x 130 high | 6 | Nr | 50 | 300
FPE | 10 | SPECIALTIES | 102800 | TOILET, BATH AND LAUNDRY ACCESSORIES | AR | Other | 466 | 102800 - TOILET, BATH AND LAUNDRY ACCESSORIES | 102800 - TOILET, BATH AND LAUNDRY ACCESSORIES |  | 102800 - TOILET, BATH AND LAUNDRY ACCESSORIES |  |  | 0 | [6 empty] | 102800 - TOILET, BATH AND LAUNDRY ACCESSORIES |  |  | 0
FPE | 10 | SPECIALTIES | 102800 | TOILET, BATH AND LAUNDRY ACCESSORIES | AR | Other | 467 | Miscellaneous fixtures and fittings; complete; as specified and shown on Drawings | Miscellaneous fixtures and fittings; complete; as specified and shown on Drawings |  | Miscellaneous fixtures and fittings; complete; as specified and shown on Drawings |  |  | 0 | [6 empty] | Miscellaneous fixtures and fittings; complete; as specified and shown on Drawings |  |  | 0
FPE | 10 | SPECIALTIES | 102800 | TOILET, BATH AND LAUNDRY ACCESSORIES | AR | Item | 468 | 102800 - TOILET, BATH AND LAUNDRY ACCESSORIES | 102800 - TOILET, BATH AND LAUNDRY ACCESSORIES | C | Coat hook | 7 | Nr | 19 | 133 | [5 empty] | Coat hook | 7 | Nr | 19 | 133
FPE | 10 | SPECIALTIES | 102800 | TOILET, BATH AND LAUNDRY ACCESSORIES | AR | Item | 469 | Miscellaneous fixtures and fittings; complete; as specified and shown on Drawings | Miscellaneous fixtures and fittings; complete; as specified and shown on Drawings | D | Paper towel dispenser | 7 | Nr | 44 | 308 | [5 empty] | Paper towel dispenser | 7 | Nr | 44 | 308
FPE | 10 | SPECIALTIES | 102800 | TOILET, BATH AND LAUNDRY ACCESSORIES | AR | Item | 470 | 102800 - TOILET, BATH AND LAUNDRY ACCESSORIES | 102800 - TOILET, BATH AND LAUNDRY ACCESSORIES | E | Liquid soap dispenser | 7 | Nr | 38 | 266 | [5 empty] | Liquid soap dispenser | 7 | Nr | 38 | 266
FPE | 10 | SPECIALTIES | 102800 | TOILET, BATH AND LAUNDRY ACCESSORIES | AR | Item | 471 | Miscellaneous fixtures and fittings; complete; as specified and shown on Drawings | Miscellaneous fixtures and fittings; complete; as specified and shown on Drawings | F | Grab bar; 635 long | 7 | Nr |  | 0 | [5 empty] | Grab bar; 635 long | 7 | Nr |  | 0
FPE | 10 | SPECIALTIES | 102800 | TOILET, BATH AND LAUNDRY ACCESSORIES | AR | Item | 472 | 102800 - TOILET, BATH AND LAUNDRY ACCESSORIES | 102800 - TOILET, BATH AND LAUNDRY ACCESSORIES | G | Hinged grab bar; 770 long | 7 | Nr |  | 0 | [5 empty] | Hinged grab bar; 770 long | 7 | Nr |  | 0
FPE | 10 | SPECIALTIES | 102800 | TOILET, BATH AND LAUNDRY ACCESSORIES | AR | Item | 473 | Miscellaneous fixtures and fittings; complete; as specified and shown on Drawings | Miscellaneous fixtures and fittings; complete; as specified and shown on Drawings | H | Toilet paper holder | 7 | Nr | 25 | 175 | [5 empty] | Toilet paper holder | 7 | Nr | 25 | 175
FPE | 10 | SPECIALTIES | 102800 | TOILET, BATH AND LAUNDRY ACCESSORIES | AR | Item | 474 | 102800 - TOILET, BATH AND LAUNDRY ACCESSORIES | 102800 - TOILET, BATH AND LAUNDRY ACCESSORIES | J | Waste receptacle | 7 | Nr | 38 | 266 | [5 empty] | Waste receptacle | 7 | Nr | 38 | 266
FPE | 10 | SPECIALTIES | 102800 | TOILET, BATH AND LAUNDRY ACCESSORIES | AR | Other | 475 | Mirror glass; 6 mm thick; polished plate glass, surfaces mounted type, with nickel plate brass; including cardboard filler; fittings and fixings; complete; as specified and as Drg. A-503; detail 8 | Mirror glass; 6 mm thick; polished plate glass, surfaces mounted type, with nickel plate brass; including cardboard filler; fittings and fixings; complete; as specified and as Drg. A-503; detail 8 |  | Mirror glass; 6 mm thick; polished plate glass, surfaces mounted type, with nickel plate brass; including cardboard filler; fittings and fixings; complete; as specified and as Drg. A-503; detail 8 |  |  | 0 | [6 empty] | Mirror glass; 6 mm thick; polished plate glass, surfaces mounted type, with nickel plate brass; including cardboard filler; fittings and fixings; complete; as specified and as Drg. A-503; detail 8 |  |  | 0
FPE | 10 | SPECIALTIES | 102800 | TOILET, BATH AND LAUNDRY ACCESSORIES | AR | Item | 476 | 102800 - TOILET, BATH AND LAUNDRY ACCESSORIES | 102800 - TOILET, BATH AND LAUNDRY ACCESSORIES | A | Size 450 x 600 high | 7 | Nr | 50 | 350 | [5 empty] | Size 450 x 600 high | 7 | Nr | 50 | 350
FPE | 10 | SPECIALTIES | 104416 | FIRE-EXTINGUISHERS | ME | Other | 477 | 104416 - FIRE-EXTINGUISHERS | 104416 - FIRE-EXTINGUISHERS |  | 104416 - FIRE-EXTINGUISHERS |  |  | 0 | [6 empty] | 104416 - FIRE-EXTINGUISHERS |  |  | 0
FPE | 10 | SPECIALTIES | 104416 | FIRE-EXTINGUISHERS | ME | Other | 478 | Portable fire extinguishers complete with all accessories | Portable fire extinguishers complete with all accessories |  | Portable fire extinguishers complete with all accessories |  |  | 0 | [6 empty] | Portable fire extinguishers complete with all accessories |  |  | 0
FPE | 10 | SPECIALTIES | 104416 | FIRE-EXTINGUISHERS | ME | Item | 479 | 104416 - FIRE-EXTINGUISHERS | 104416 - FIRE-EXTINGUISHERS | B | Type FE-1 | 11 | Nr | 63 | 693 | [5 empty] | Type FE-1 | 11 | Nr | 63 | 693
FPE | 10 | SPECIALTIES | 104416 | FIRE-EXTINGUISHERS | ME | Item | 480 | Portable fire extinguishers complete with all accessories | Portable fire extinguishers complete with all accessories | C | Type FE-2 | 8 | Nr | 75 | 600 | [5 empty] | Type FE-2 | 8 | Nr | 75 | 600
FPE | 10 | SPECIALTIES | 104416 | FIRE-EXTINGUISHERS | ME | Other | 481 | 104416 - FIRE-EXTINGUISHERS | 104416 - FIRE-EXTINGUISHERS | BILL No. 10 - SPECIALTIES
FPE | 10 | SPECIALTIES | To Summary | To Summary |  | Bill Sum | 482 | Portable fire extinguishers complete with all accessories | Portable fire extinguishers complete with all accessories | To Summary |  |  |  | J.D | 0 | [8 empty] | J.D | 3319
FPE | 11 | EQUIPMENT | 114000 | FOOD SERVICE EQUIPMENT | ME | Other | 483 | 104416 - FIRE-EXTINGUISHERS | 104416 - FIRE-EXTINGUISHERS |  |  | BILL NO. 11 | [9 empty] | BILL NO. 11
FPE | 11 | EQUIPMENT | 114000 | FOOD SERVICE EQUIPMENT | ME | Other | 484 | Portable fire extinguishers complete with all accessories | Portable fire extinguishers complete with all accessories |  |  | EQUIPMENT | [9 empty] | EQUIPMENT
FPE | 11 | EQUIPMENT | 114000 | FOOD SERVICE EQUIPMENT | ME | Other | 485 | 104416 - FIRE-EXTINGUISHERS | 104416 - FIRE-EXTINGUISHERS | Item | Description | Qty | Unit | Rate | Amount | [5 empty] | Description | Qty | Unit | Rate | Amount
FPE | 11 | EQUIPMENT | 114000 | FOOD SERVICE EQUIPMENT | ME | Other | 486 | Portable fire extinguishers complete with all accessories | Portable fire extinguishers complete with all accessories | [5 empty] | J.D | [9 empty] | J.D
FPE | 11 | EQUIPMENT | 114000 | FOOD SERVICE EQUIPMENT | ME | Other | 487 | 114000 - FOOD SERVICE EQUIPMENT | 114000 - FOOD SERVICE EQUIPMENT |  | 114000 - FOOD SERVICE EQUIPMENT | [9 empty] | 114000 - FOOD SERVICE EQUIPMENT
FPE | 11 | EQUIPMENT | 114000 | FOOD SERVICE EQUIPMENT | ME | Other | 488 | KITCHEN AREA | KITCHEN AREA |  | KITCHEN AREA | [9 empty] | KITCHEN AREA
FPE | 11 | EQUIPMENT | 114000 | FOOD SERVICE EQUIPMENT | ME | Other | 489 | Storages | Storages |  | Storages | [9 empty] | Storages
FPE | 11 | EQUIPMENT | 114000 | FOOD SERVICE EQUIPMENT | ME | Item | 490 | KITCHEN AREA | KITCHEN AREA | A | Walk-In Cold & Freezer Room | 1 | Nr |  | 0 | [5 empty] | Walk-In Cold & Freezer Room | 1 | Nr |  | 0
FPE | 11 | EQUIPMENT | 114000 | FOOD SERVICE EQUIPMENT | ME | Item | 491 | Storages | Storages | B | Floor Trough | 2 | Nr |  | 0 | [5 empty] | Floor Trough | 2 | Nr |  | 0
FPE | 11 | EQUIPMENT | 114000 | FOOD SERVICE EQUIPMENT | ME | Item | 492 | KITCHEN AREA | KITCHEN AREA | C | Walk-In Cold & Freezer Room | 1 | Nr |  | 0 | [5 empty] | Walk-In Cold & Freezer Room | 1 | Nr |  | 0
FPE | 11 | EQUIPMENT | 114000 | FOOD SERVICE EQUIPMENT | ME | Item | 493 | Storages | Storages | D | Shelving | 14 | Nr |  | 0 | [5 empty] | Shelving | 14 | Nr |  | 0
FPE | 11 | EQUIPMENT | 114000 | FOOD SERVICE EQUIPMENT | ME | Item | 494 | KITCHEN AREA | KITCHEN AREA | E | Shelving | 18 | Nr |  | 0 | [5 empty] | Shelving | 18 | Nr |  | 0
FPE | 11 | EQUIPMENT | 114000 | FOOD SERVICE EQUIPMENT | ME | Other | 495 | Prewash Area | Prewash Area |  | Prewash Area | [9 empty] | Prewash Area
FPE | 11 | EQUIPMENT | 114000 | FOOD SERVICE EQUIPMENT | ME | Item | 496 | KITCHEN AREA | KITCHEN AREA | F | Table w/ sink | 1 | Nr |  | 0 | [5 empty] | Table w/ sink | 1 | Nr |  | 0
FPE | 11 | EQUIPMENT | 114000 | FOOD SERVICE EQUIPMENT | ME | Item | 497 | Prewash Area | Prewash Area | G | Mixer Tap | 1 | Nr |  | 0 | [5 empty] | Mixer Tap | 1 | Nr |  | 0
FPE | 11 | EQUIPMENT | 114000 | FOOD SERVICE EQUIPMENT | ME | Item | 498 | KITCHEN AREA | KITCHEN AREA | H | Table W/ Bowl Sink - existing | 1 | Nr |  | 0 | [5 empty] | Table W/ Bowl Sink - existing | 1 | Nr |  | 0
FPE | 11 | EQUIPMENT | 114000 | FOOD SERVICE EQUIPMENT | ME | Item | 499 | Prewash Area | Prewash Area | J | Spray Gun | 1 | Nr |  | 0 | [5 empty] | Spray Gun | 1 | Nr |  | 0
FPE | 11 | EQUIPMENT | 114000 | FOOD SERVICE EQUIPMENT | ME | Item | 500 | KITCHEN AREA | KITCHEN AREA | K | Floor Drain | 1 | Nr |  | 0 | [5 empty] | Floor Drain | 1 | Nr |  | 0
FPE | 11 | EQUIPMENT | 114000 | FOOD SERVICE EQUIPMENT | ME | Item | 501 | Prewash Area | Prewash Area | L | Wall Cupboard- existing | 1 | Nr |  | 0 | [5 empty] | Wall Cupboard- existing | 1 | Nr |  | 0
FPE | 11 | EQUIPMENT | 114000 | FOOD SERVICE EQUIPMENT | ME | Item | 502 | KITCHEN AREA | KITCHEN AREA | M | Shelving - existing | 1 | Nr |  | 0 | [5 empty] | Shelving - existing | 1 | Nr |  | 0
FPE | 11 | EQUIPMENT | 114000 | FOOD SERVICE EQUIPMENT | ME | Other | 503 | Vegetable Preparation | Vegetable Preparation |  | Vegetable Preparation | [9 empty] | Vegetable Preparation
FPE | 11 | EQUIPMENT | 114000 | FOOD SERVICE EQUIPMENT | ME | Item | 504 | KITCHEN AREA | KITCHEN AREA | N | Hand Wash Sink | 1 | Nr |  | 0 | [5 empty] | Hand Wash Sink | 1 | Nr |  | 0
FPE | 11 | EQUIPMENT | 114000 | FOOD SERVICE EQUIPMENT | ME | Item | 505 | Vegetable Preparation | Vegetable Preparation | P | Prep Table - existing | 1 | Nr |  | 0 | [5 empty] | Prep Table - existing | 1 | Nr |  | 0
FPE | 11 | EQUIPMENT | 114000 | FOOD SERVICE EQUIPMENT | ME | Item | 506 | KITCHEN AREA | KITCHEN AREA | A | Mixer Tap | 2 | Nr |  | 0 | [5 empty] | Mixer Tap | 2 | Nr |  | 0
FPE | 11 | EQUIPMENT | 114000 | FOOD SERVICE EQUIPMENT | ME | Item | 507 | Vegetable Preparation | Vegetable Preparation | B | Undercounter Fridge- 1200 mm | 1 | Nr |  | 0 | [5 empty] | Undercounter Fridge- 1200 mm | 1 | Nr |  | 0
FPE | 11 | EQUIPMENT | 114000 | FOOD SERVICE EQUIPMENT | ME | Item | 508 | KITCHEN AREA | KITCHEN AREA | C | Table w/ sink | 1 | Nr |  | 0 | [5 empty] | Table w/ sink | 1 | Nr |  | 0
FPE | 11 | EQUIPMENT | 114000 | FOOD SERVICE EQUIPMENT | ME | Item | 509 | Vegetable Preparation | Vegetable Preparation | D | Floor Drain | 1 | Nr |  | 0 | [5 empty] | Floor Drain | 1 | Nr |  | 0
FPE | 11 | EQUIPMENT | 114000 | FOOD SERVICE EQUIPMENT | ME | Item | 510 | KITCHEN AREA | KITCHEN AREA | E | Potato Peeler- existing | 1 | Nr |  | 0 | [5 empty] | Potato Peeler- existing | 1 | Nr |  | 0
FPE | 11 | EQUIPMENT | 114000 | FOOD SERVICE EQUIPMENT | ME | Other | 511 | Meat & Poultry Preparation | Meat & Poultry Preparation |  | Meat & Poultry Preparation | [9 empty] | Meat & Poultry Preparation
FPE | 11 | EQUIPMENT | 114000 | FOOD SERVICE EQUIPMENT | ME | Item | 512 | KITCHEN AREA | KITCHEN AREA | F | Hand Wash Sink | 1 | Nr |  | 0 | [5 empty] | Hand Wash Sink | 1 | Nr |  | 0
FPE | 11 | EQUIPMENT | 114000 | FOOD SERVICE EQUIPMENT | ME | Item | 513 | Meat & Poultry Preparation | Meat & Poultry Preparation | G | Prep Table | 1 | Nr |  | 0 | [5 empty] | Prep Table | 1 | Nr |  | 0
FPE | 11 | EQUIPMENT | 114000 | FOOD SERVICE EQUIPMENT | ME | Item | 514 | KITCHEN AREA | KITCHEN AREA | H | Mixer Tap | 2 | Nr |  | 0 | [5 empty] | Mixer Tap | 2 | Nr |  | 0
FPE | 11 | EQUIPMENT | 114000 | FOOD SERVICE EQUIPMENT | ME | Item | 515 | Meat & Poultry Preparation | Meat & Poultry Preparation | J | Undercounter Fridge-1200 mm | 1 | Nr |  | 0 | [5 empty] | Undercounter Fridge-1200 mm | 1 | Nr |  | 0
FPE | 11 | EQUIPMENT | 114000 | FOOD SERVICE EQUIPMENT | ME | Item | 516 | KITCHEN AREA | KITCHEN AREA | K | Upright Fridge | 1 | Nr |  | 0 | [5 empty] | Upright Fridge | 1 | Nr |  | 0
FPE | 11 | EQUIPMENT | 114000 | FOOD SERVICE EQUIPMENT | ME | Item | 517 | Meat & Poultry Preparation | Meat & Poultry Preparation | L | Floor Drain | 1 | Nr |  | 0 | [5 empty] | Floor Drain | 1 | Nr |  | 0
FPE | 11 | EQUIPMENT | 114000 | FOOD SERVICE EQUIPMENT | ME | Item | 518 | KITCHEN AREA | KITCHEN AREA | M | Meat Mincer- existing | 1 | Nr |  | 0 | [5 empty] | Meat Mincer- existing | 1 | Nr |  | 0
FPE | 11 | EQUIPMENT | 114000 | FOOD SERVICE EQUIPMENT | ME | Other | 519 | Bakery & Pastry | Bakery & Pastry |  | Bakery & Pastry | [9 empty] | Bakery & Pastry
FPE | 11 | EQUIPMENT | 114000 | FOOD SERVICE EQUIPMENT | ME | Item | 520 | KITCHEN AREA | KITCHEN AREA | N | Table w/ Double Bowl Sink | 1 | Nr |  | 0 | [5 empty] | Table w/ Double Bowl Sink | 1 | Nr |  | 0
FPE | 11 | EQUIPMENT | 114000 | FOOD SERVICE EQUIPMENT | ME | Item | 521 | Bakery & Pastry | Bakery & Pastry | P | Undercounter Fridge-1200 mm | 2 | Nr |  | 0 | [5 empty] | Undercounter Fridge-1200 mm | 2 | Nr |  | 0
FPE | 11 | EQUIPMENT | 114000 | FOOD SERVICE EQUIPMENT | ME | Item | 522 | KITCHEN AREA | KITCHEN AREA | Q | Mixer Tap | 2 | Nr |  | 0 | [5 empty] | Mixer Tap | 2 | Nr |  | 0
FPE | 11 | EQUIPMENT | 114000 | FOOD SERVICE EQUIPMENT | ME | Item | 523 | Bakery & Pastry | Bakery & Pastry | R | Table w/ Sink | 1 | Nr |  | 0 | [5 empty] | Table w/ Sink | 1 | Nr |  | 0
FPE | 11 | EQUIPMENT | 114000 | FOOD SERVICE EQUIPMENT | ME | Item | 524 | KITCHEN AREA | KITCHEN AREA | S | Scale | 1 | Nr |  | 0 | [5 empty] | Scale | 1 | Nr |  | 0
FPE | 11 | EQUIPMENT | 114000 | FOOD SERVICE EQUIPMENT | ME | Item | 525 | Bakery & Pastry | Bakery & Pastry | T | Table W/ Marble Top | 1 | Nr |  | 0 | [5 empty] | Table W/ Marble Top | 1 | Nr |  | 0
FPE | 11 | EQUIPMENT | 114000 | FOOD SERVICE EQUIPMENT | ME | Item | 526 | KITCHEN AREA | KITCHEN AREA | A | Floor Drain | 1 | Nr |  | 0 | [5 empty] | Floor Drain | 1 | Nr |  | 0
FPE | 11 | EQUIPMENT | 114000 | FOOD SERVICE EQUIPMENT | ME | Item | 527 | Bakery & Pastry | Bakery & Pastry | B | Gas Boiling Top- 400 x 700 | 1 | Nr |  | 0 | [5 empty] | Gas Boiling Top- 400 x 700 | 1 | Nr |  | 0
FPE | 11 | EQUIPMENT | 114000 | FOOD SERVICE EQUIPMENT | ME | Item | 528 | KITCHEN AREA | KITCHEN AREA | C | Deck Oven | 1 | Nr |  | 0 | [5 empty] | Deck Oven | 1 | Nr |  | 0
FPE | 11 | EQUIPMENT | 114000 | FOOD SERVICE EQUIPMENT | ME | Item | 529 | Bakery & Pastry | Bakery & Pastry | D | Exhaust Hood w/Fire Suppression System | 1 | Nr |  | 0 | [5 empty] | Exhaust Hood w/Fire Suppression System | 1 | Nr |  | 0
FPE | 11 | EQUIPMENT | 114000 | FOOD SERVICE EQUIPMENT | ME | Item | 530 | KITCHEN AREA | KITCHEN AREA | E | Floor Drain | 1 | Nr |  | 0 | [5 empty] | Floor Drain | 1 | Nr |  | 0
FPE | 11 | EQUIPMENT | 114000 | FOOD SERVICE EQUIPMENT | ME | Item | 531 | Bakery & Pastry | Bakery & Pastry | F | Marble Top - Mobile Worktable | 1 | Nr |  | 0 | [5 empty] | Marble Top - Mobile Worktable | 1 | Nr |  | 0
FPE | 11 | EQUIPMENT | 114000 | FOOD SERVICE EQUIPMENT | ME | Item | 532 | KITCHEN AREA | KITCHEN AREA | G | Worktable- existing | 1 | Nr |  | 0 | [5 empty] | Worktable- existing | 1 | Nr |  | 0
FPE | 11 | EQUIPMENT | 114000 | FOOD SERVICE EQUIPMENT | ME | Item | 533 | Bakery & Pastry | Bakery & Pastry | H | Mixer- existing | 1 | Nr |  | 0 | [5 empty] | Mixer- existing | 1 | Nr |  | 0
FPE | 11 | EQUIPMENT | 114000 | FOOD SERVICE EQUIPMENT | ME | Other | 534 | Hot Kitchen | Hot Kitchen |  | Hot Kitchen | [9 empty] | Hot Kitchen
FPE | 11 | EQUIPMENT | 114000 | FOOD SERVICE EQUIPMENT | ME | Item | 535 | Bakery & Pastry | Bakery & Pastry | J | Hand Wash Sink | 2 | Nr |  | 0 | [5 empty] | Hand Wash Sink | 2 | Nr |  | 0
FPE | 11 | EQUIPMENT | 114000 | FOOD SERVICE EQUIPMENT | ME | Item | 536 | Hot Kitchen | Hot Kitchen | K | Table w/ Sink- existing | 1 | Nr |  | 0 | [5 empty] | Table w/ Sink- existing | 1 | Nr |  | 0
FPE | 11 | EQUIPMENT | 114000 | FOOD SERVICE EQUIPMENT | ME | Item | 537 | Bakery & Pastry | Bakery & Pastry | L | Mixer Tap | 2 | Nr |  | 0 | [5 empty] | Mixer Tap | 2 | Nr |  | 0
FPE | 11 | EQUIPMENT | 114000 | FOOD SERVICE EQUIPMENT | ME | Item | 538 | Hot Kitchen | Hot Kitchen | M | Floor Drain | 1 | Nr |  | 0 | [5 empty] | Floor Drain | 1 | Nr |  | 0
FPE | 11 | EQUIPMENT | 114000 | FOOD SERVICE EQUIPMENT | ME | Item | 539 | Bakery & Pastry | Bakery & Pastry | N | Fryer- existing | 1 | Nr |  | 0 | [5 empty] | Fryer- existing | 1 | Nr |  | 0
FPE | 11 | EQUIPMENT | 114000 | FOOD SERVICE EQUIPMENT | ME | Item | 540 | Hot Kitchen | Hot Kitchen | P | Ele. Chip Scuttle | 1 | Nr |  | 0 | [5 empty] | Ele. Chip Scuttle | 1 | Nr |  | 0
FPE | 11 | EQUIPMENT | 114000 | FOOD SERVICE EQUIPMENT | ME | Item | 541 | Bakery & Pastry | Bakery & Pastry | Q | Gas Range | 2 | Nr |  | 0 | [5 empty] | Gas Range | 2 | Nr |  | 0
FPE | 11 | EQUIPMENT | 114000 | FOOD SERVICE EQUIPMENT | ME | Item | 542 | Hot Kitchen | Hot Kitchen | R | Gas Grill | 1 | Nr |  | 0 | [5 empty] | Gas Grill | 1 | Nr |  | 0
FPE | 11 | EQUIPMENT | 114000 | FOOD SERVICE EQUIPMENT | ME | Item | 543 | Bakery & Pastry | Bakery & Pastry | S | Exhaust Hood w/ Fire Suppression System | 1 | Nr |  | 0 | [5 empty] | Exhaust Hood w/ Fire Suppression System | 1 | Nr |  | 0
FPE | 11 | EQUIPMENT | 114000 | FOOD SERVICE EQUIPMENT | ME | Item | 544 | Hot Kitchen | Hot Kitchen | T | Worktable- existing | 1 | Nr |  | 0 | [5 empty] | Worktable- existing | 1 | Nr |  | 0
FPE | 11 | EQUIPMENT | 114000 | FOOD SERVICE EQUIPMENT | ME | Item | 545 | Bakery & Pastry | Bakery & Pastry | A | Table w/ Sink | 1 | Nr |  | 0 | [5 empty] | Table w/ Sink | 1 | Nr |  | 0
FPE | 11 | EQUIPMENT | 114000 | FOOD SERVICE EQUIPMENT | ME | Item | 546 | Hot Kitchen | Hot Kitchen | B | Cupboard W/ Drawer- existing | 1 | Nr |  | 0 | [5 empty] | Cupboard W/ Drawer- existing | 1 | Nr |  | 0
FPE | 11 | EQUIPMENT | 114000 | FOOD SERVICE EQUIPMENT | ME | Item | 547 | Bakery & Pastry | Bakery & Pastry | C | Worktable- existing | 1 | Nr |  | 0 | [5 empty] | Worktable- existing | 1 | Nr |  | 0
FPE | 11 | EQUIPMENT | 114000 | FOOD SERVICE EQUIPMENT | ME | Item | 548 | Hot Kitchen | Hot Kitchen | D | Undercounter Fridge-1200 mm | 1 | Nr |  | 0 | [5 empty] | Undercounter Fridge-1200 mm | 1 | Nr |  | 0
FPE | 11 | EQUIPMENT | 114000 | FOOD SERVICE EQUIPMENT | ME | Other | 549 | Cold Kitchen | Cold Kitchen |  | Cold Kitchen | [9 empty] | Cold Kitchen
FPE | 11 | EQUIPMENT | 114000 | FOOD SERVICE EQUIPMENT | ME | Item | 550 | Hot Kitchen | Hot Kitchen | E | Upright Fridge | 1 | Nr |  | 0 | [5 empty] | Upright Fridge | 1 | Nr |  | 0
FPE | 11 | EQUIPMENT | 114000 | FOOD SERVICE EQUIPMENT | ME | Item | 551 | Cold Kitchen | Cold Kitchen | F | Upright Freezer | 1 | Nr |  | 0 | [5 empty] | Upright Freezer | 1 | Nr |  | 0
FPE | 11 | EQUIPMENT | 114000 | FOOD SERVICE EQUIPMENT | ME | Item | 552 | Hot Kitchen | Hot Kitchen | G | Worktable W/ Sink | 1 | Nr |  | 0 | [5 empty] | Worktable W/ Sink | 1 | Nr |  | 0
FPE | 11 | EQUIPMENT | 114000 | FOOD SERVICE EQUIPMENT | ME | Item | 553 | Cold Kitchen | Cold Kitchen | H | Mixer Tap | 1 | Nr |  | 0 | [5 empty] | Mixer Tap | 1 | Nr |  | 0
FPE | 11 | EQUIPMENT | 114000 | FOOD SERVICE EQUIPMENT | ME | Item | 554 | Hot Kitchen | Hot Kitchen | J | Floor Drain | 2 | Nr |  | 0 | [5 empty] | Floor Drain | 2 | Nr |  | 0
FPE | 11 | EQUIPMENT | 114000 | FOOD SERVICE EQUIPMENT | ME | Item | 555 | Cold Kitchen | Cold Kitchen | K | Salad Table | 1 | Nr |  | 0 | [5 empty] | Salad Table | 1 | Nr |  | 0
FPE | 11 | EQUIPMENT | 114000 | FOOD SERVICE EQUIPMENT | ME | Item | 556 | Hot Kitchen | Hot Kitchen | L | Worktable | 1 | Nr |  | 0 | [5 empty] | Worktable | 1 | Nr |  | 0
FPE | 11 | EQUIPMENT | 114000 | FOOD SERVICE EQUIPMENT | ME | Item | 557 | Cold Kitchen | Cold Kitchen | M | Undercounter Fridge | 1 | Nr |  | 0 | [5 empty] | Undercounter Fridge | 1 | Nr |  | 0
FPE | 11 | EQUIPMENT | 114000 | FOOD SERVICE EQUIPMENT | ME | Other | 558 | Potwash Area | Potwash Area |  | Potwash Area | [9 empty] | Potwash Area
FPE | 11 | EQUIPMENT | 114000 | FOOD SERVICE EQUIPMENT | ME | Item | 559 | Cold Kitchen | Cold Kitchen | N | Triple Bowl Sink | 1 | Nr |  | 0 | [5 empty] | Triple Bowl Sink | 1 | Nr |  | 0
FPE | 11 | EQUIPMENT | 114000 | FOOD SERVICE EQUIPMENT | ME | Item | 560 | Potwash Area | Potwash Area | P | Spray Gun | 1 | Nr |  | 0 | [5 empty] | Spray Gun | 1 | Nr |  | 0
FPE | 11 | EQUIPMENT | 114000 | FOOD SERVICE EQUIPMENT | ME | Item | 561 | Cold Kitchen | Cold Kitchen | Q | Mixer Tap | 1 | Nr |  | 0 | [5 empty] | Mixer Tap | 1 | Nr |  | 0
FPE | 11 | EQUIPMENT | 114000 | FOOD SERVICE EQUIPMENT | ME | Item | 562 | Potwash Area | Potwash Area | R | Shelving unit | 3 | Nr |  | 0 | [5 empty] | Shelving unit | 3 | Nr |  | 0
FPE | 11 | EQUIPMENT | 114000 | FOOD SERVICE EQUIPMENT | ME | Item | 563 | Cold Kitchen | Cold Kitchen | S | Floor Drain | 1 | Nr |  | 0 | [5 empty] | Floor Drain | 1 | Nr |  | 0
FPE | 11 | EQUIPMENT | 114000 | FOOD SERVICE EQUIPMENT | ME | Other | 564 | Dishwash Area | Dishwash Area |  | Dishwash Area | [9 empty] | Dishwash Area
FPE | 11 | EQUIPMENT | 114000 | FOOD SERVICE EQUIPMENT | ME | Item | 565 | Cold Kitchen | Cold Kitchen | A | Triple Bowl Sink | 1 | Nr |  | 0 | [5 empty] | Triple Bowl Sink | 1 | Nr |  | 0
FPE | 11 | EQUIPMENT | 114000 | FOOD SERVICE EQUIPMENT | ME | Item | 566 | Dishwash Area | Dishwash Area | B | Spray Gun | 1 | Nr |  | 0 | [5 empty] | Spray Gun | 1 | Nr |  | 0
FPE | 11 | EQUIPMENT | 114000 | FOOD SERVICE EQUIPMENT | ME | Item | 567 | Cold Kitchen | Cold Kitchen | C | Mixer Tap | 1 | Nr |  | 0 | [5 empty] | Mixer Tap | 1 | Nr |  | 0
FPE | 11 | EQUIPMENT | 114000 | FOOD SERVICE EQUIPMENT | ME | Item | 568 | Dishwash Area | Dishwash Area | D | Shelving Unit | 5 | Nr |  | 0 | [5 empty] | Shelving Unit | 5 | Nr |  | 0
FPE | 11 | EQUIPMENT | 114000 | FOOD SERVICE EQUIPMENT | ME | Item | 569 | Cold Kitchen | Cold Kitchen | E | Floor Drain | 1 | Nr |  | 0 | [5 empty] | Floor Drain | 1 | Nr |  | 0
FPE | 11 | EQUIPMENT | 114000 | FOOD SERVICE EQUIPMENT | ME | Other | 570 | Corridor | Corridor |  | Corridor | [9 empty] | Corridor
FPE | 11 | EQUIPMENT | 114000 | FOOD SERVICE EQUIPMENT | ME | Item | 571 | Cold Kitchen | Cold Kitchen | F | Hand Wash Sink | 2 | Nr |  | 0 | [5 empty] | Hand Wash Sink | 2 | Nr |  | 0
FPE | 11 | EQUIPMENT | 114000 | FOOD SERVICE EQUIPMENT | ME | Item | 572 | Corridor | Corridor | G | Container Trolleys | 3 | Nr |  | 0 | [5 empty] | Container Trolleys | 3 | Nr |  | 0
FPE | 11 | EQUIPMENT | 114000 | FOOD SERVICE EQUIPMENT | ME | Item | 573 | Cold Kitchen | Cold Kitchen | H | Platform Scale | 1 | Nr |  | 0 | [5 empty] | Platform Scale | 1 | Nr |  | 0
FPE | 11 | EQUIPMENT | 114000 | FOOD SERVICE EQUIPMENT | ME | Other | 574 | Plating Area | Plating Area |  | Plating Area | [9 empty] | Plating Area
FPE | 11 | EQUIPMENT | 114000 | FOOD SERVICE EQUIPMENT | ME | Item | 575 | Cold Kitchen | Cold Kitchen | J | Hand Wash Sink | 1 | Nr |  | 0 | [5 empty] | Hand Wash Sink | 1 | Nr |  | 0
FPE | 11 | EQUIPMENT | 114000 | FOOD SERVICE EQUIPMENT | ME | Item | 576 | Plating Area | Plating Area | K | Floor Drain | 1 | Nr |  | 0 | [5 empty] | Floor Drain | 1 | Nr |  | 0
FPE | 11 | EQUIPMENT | 114000 | FOOD SERVICE EQUIPMENT | ME | Item | 577 | Cold Kitchen | Cold Kitchen | L | Cupboard Table- existing | 2 | Nr |  | 0 | [5 empty] | Cupboard Table- existing | 2 | Nr |  | 0
FPE | 11 | EQUIPMENT | 114000 | FOOD SERVICE EQUIPMENT | ME | Item | 578 | Plating Area | Plating Area | M | Worktable | 1 | Nr |  | 0 | [5 empty] | Worktable | 1 | Nr |  | 0
FPE | 11 | EQUIPMENT | 114000 | FOOD SERVICE EQUIPMENT | ME | Item | 579 | Cold Kitchen | Cold Kitchen | N | Mobile Worktable | 1 | Nr |  | 0 | [5 empty] | Mobile Worktable | 1 | Nr |  | 0
FPE | 11 | EQUIPMENT | 114000 | FOOD SERVICE EQUIPMENT | ME | Item | 580 | Plating Area | Plating Area | P | Mobile Hot Cupboard | 1 | Nr |  | 0 | [5 empty] | Mobile Hot Cupboard | 1 | Nr |  | 0
FPE | 11 | EQUIPMENT | 117000 | LAUNDRY EQUIPMENT | ME | Other | 581 | 117000 - LAUNDRY EQUIPMENT | 117000 - LAUNDRY EQUIPMENT |  | 117000 - LAUNDRY EQUIPMENT | [9 empty] | 117000 - LAUNDRY EQUIPMENT
FPE | 11 | EQUIPMENT | 117000 | LAUNDRY EQUIPMENT | ME | Other | 582 | LAUNDRY | LAUNDRY |  | LAUNDRY | [9 empty] | LAUNDRY
FPE | 11 | EQUIPMENT | 117000 | LAUNDRY EQUIPMENT | ME | Item | 583 | 117000 - LAUNDRY EQUIPMENT | 117000 - LAUNDRY EQUIPMENT | A | Hand Wash Sink | 2 | Nr |  | 0 | [5 empty] | Hand Wash Sink | 2 | Nr |  | 0
FPE | 11 | EQUIPMENT | 117000 | LAUNDRY EQUIPMENT | ME | Item | 584 | LAUNDRY | LAUNDRY | B | Platform Scale | 1 | Nr |  | 0 | [5 empty] | Platform Scale | 1 | Nr |  | 0
FPE | 11 | EQUIPMENT | 117000 | LAUNDRY EQUIPMENT | ME | Item | 585 | 117000 - LAUNDRY EQUIPMENT | 117000 - LAUNDRY EQUIPMENT | C | Table W/ Sink | 1 | Nr |  | 0 | [5 empty] | Table W/ Sink | 1 | Nr |  | 0
FPE | 11 | EQUIPMENT | 117000 | LAUNDRY EQUIPMENT | ME | Item | 586 | LAUNDRY | LAUNDRY | D | Mixer Tap | 1 | Nr |  | 0 | [5 empty] | Mixer Tap | 1 | Nr |  | 0
FPE | 11 | EQUIPMENT | 117000 | LAUNDRY EQUIPMENT | ME | Item | 587 | 117000 - LAUNDRY EQUIPMENT | 117000 - LAUNDRY EQUIPMENT | E | Dirty Linen Trolley (existing) | 2 | Nr |  | 0 | [5 empty] | Dirty Linen Trolley (existing) | 2 | Nr |  | 0
FPE | 11 | EQUIPMENT | 117000 | LAUNDRY EQUIPMENT | ME | Item | 588 | LAUNDRY | LAUNDRY | F | Spin Dryer (existing) | 1 | Nr |  | 0 | [5 empty] | Spin Dryer (existing) | 1 | Nr |  | 0
FPE | 11 | EQUIPMENT | 117000 | LAUNDRY EQUIPMENT | ME | Item | 589 | 117000 - LAUNDRY EQUIPMENT | 117000 - LAUNDRY EQUIPMENT | G | 25 Kg Extractor Washer (existing) | 1 | Nr |  | 0 | [5 empty] | 25 Kg Extractor Washer (existing) | 1 | Nr |  | 0
FPE | 11 | EQUIPMENT | 117000 | LAUNDRY EQUIPMENT | ME | Item | 590 | LAUNDRY | LAUNDRY | H | 36 Kg Extractor Washer | 1 | Nr |  | 0 | [5 empty] | 36 Kg Extractor Washer | 1 | Nr |  | 0
FPE | 11 | EQUIPMENT | 117000 | LAUNDRY EQUIPMENT | ME | Item | 591 | 117000 - LAUNDRY EQUIPMENT | 117000 - LAUNDRY EQUIPMENT | J | 7 Kg Extractor Washer (existing) | 1 | Nr |  | 0 | [5 empty] | 7 Kg Extractor Washer (existing) | 1 | Nr |  | 0
FPE | 11 | EQUIPMENT | 117000 | LAUNDRY EQUIPMENT | ME | Item | 592 | LAUNDRY | LAUNDRY | K | 16 Kg Dryer (existing) | 1 | Nr |  | 0 | [5 empty] | 16 Kg Dryer (existing) | 1 | Nr |  | 0
FPE | 11 | EQUIPMENT | 117000 | LAUNDRY EQUIPMENT | ME | Item | 593 | 117000 - LAUNDRY EQUIPMENT | 117000 - LAUNDRY EQUIPMENT | L | Flat Ironer | 1 | Nr |  | 0 | [5 empty] | Flat Ironer | 1 | Nr |  | 0
FPE | 11 | EQUIPMENT | 117000 | LAUNDRY EQUIPMENT | ME | Item | 594 | LAUNDRY | LAUNDRY | M | Mobile Worktable | 1 | Nr |  | 0 | [5 empty] | Mobile Worktable | 1 | Nr |  | 0
FPE | 11 | EQUIPMENT | 117000 | LAUNDRY EQUIPMENT | ME | Item | 595 | 117000 - LAUNDRY EQUIPMENT | 117000 - LAUNDRY EQUIPMENT | N | Utility Press (existing) | 1 | Nr |  | 0 | [5 empty] | Utility Press (existing) | 1 | Nr |  | 0
FPE | 11 | EQUIPMENT | 117000 | LAUNDRY EQUIPMENT | ME | Item | 596 | LAUNDRY | LAUNDRY | P | Ironer | 2 | Nr |  | 0 | [5 empty] | Ironer | 2 | Nr |  | 0
FPE | 11 | EQUIPMENT | 117000 | LAUNDRY EQUIPMENT | ME | Item | 597 | 117000 - LAUNDRY EQUIPMENT | 117000 - LAUNDRY EQUIPMENT | Q | Clean Linen Trolley (existing) | 2 | Nr |  | 0 | [5 empty] | Clean Linen Trolley (existing) | 2 | Nr |  | 0
FPE | 11 | EQUIPMENT | 117000 | LAUNDRY EQUIPMENT | ME | Item | 598 | LAUNDRY | LAUNDRY | R | Mobile Worktable | 2 | Nr |  | 0 | [5 empty] | Mobile Worktable | 2 | Nr |  | 0
FPE | 11 | EQUIPMENT | 117000 | LAUNDRY EQUIPMENT | ME | Item | 599 | 117000 - LAUNDRY EQUIPMENT | 117000 - LAUNDRY EQUIPMENT | S | Hanging Rail | 1 | Nr |  | 0 | [5 empty] | Hanging Rail | 1 | Nr |  | 0
FPE | 11 | EQUIPMENT | 117000 | LAUNDRY EQUIPMENT | ME | Item | 600 | LAUNDRY | LAUNDRY | T | Sewing Machine (existing) | 1 | Nr |  | 0 | [5 empty] | Sewing Machine (existing) | 1 | Nr |  | 0
FPE | 11 | EQUIPMENT | 117000 | LAUNDRY EQUIPMENT | ME | Other | 601 | 117000 - LAUNDRY EQUIPMENT | 117000 - LAUNDRY EQUIPMENT | BILL No. 11 - EQUIPMENT |  |  |  | J.D | 0 | [8 empty] | J.D | 0
FPE | 11 | EQUIPMENT | To Summary | To Summary |  | Bill Sum | 602 | LAUNDRY | LAUNDRY | To Summary
FPE | 12 | FURNISHINGS | 123640 | STONE CONTERTOPS | AR | Other | 603 | 117000 - LAUNDRY EQUIPMENT | 117000 - LAUNDRY EQUIPMENT |  |  | BILL NO. 12 | [9 empty] | BILL NO. 12
FPE | 12 | FURNISHINGS | 123640 | STONE CONTERTOPS | AR | Other | 604 | LAUNDRY | LAUNDRY |  |  | FURNISHINGS | [9 empty] | FURNISHINGS
FPE | 12 | FURNISHINGS | 123640 | STONE CONTERTOPS | AR | Other | 605 | 117000 - LAUNDRY EQUIPMENT | 117000 - LAUNDRY EQUIPMENT | Item | Description | Qty | Unit | Rate | Amount | [5 empty] | Description | Qty | Unit | Rate | Amount
FPE | 12 | FURNISHINGS | 123640 | STONE CONTERTOPS | AR | Other | 606 | LAUNDRY | LAUNDRY | [5 empty] | J.D | [9 empty] | J.D
FPE | 12 | FURNISHINGS | 123640 | STONE CONTERTOPS | AR | Other | 607 | 123640 - STONE CONTERTOPS | 123640 - STONE CONTERTOPS |  | 123640 - STONE CONTERTOPS | [9 empty] | 123640 - STONE CONTERTOPS
FPE | 12 | FURNISHINGS | 123640 | STONE CONTERTOPS | AR | Other | 608 | Reception counter units; constructed from 100 thick hollow concrete blocks, filled with concrete and reinforced 12 diameter steel bars, faced with plaster and paint on both sides, comprising 30 thick granite serving counter top, 25 thick blockboard counter top faced on all exposed surfaces with plastic laminate veneer; including base steel angle brackets, 6 thick cork board on plywood, fittings and fixings; complete; as specified and as Drg. A-503; detail 11 | Reception counter units; constructed from 100 thick hollow concrete blocks, filled with concrete and reinforced 12 diameter steel bars, faced with plaster and paint on both sides, comprising 30 thick granite serving counter top, 25 thick blockboard counter top faced on all exposed surfaces with plastic laminate veneer; including base steel angle brackets, 6 thick cork board on plywood, fittings and fixings; complete; as specified and as Drg. A-503; detail 11 |  | Reception counter units; constructed from 100 thick hollow concrete blocks, filled with concrete and reinforced 12 diameter steel bars, faced with plaster and paint on both sides, comprising 30 thick granite serving counter top, 25 thick blockboard counter top faced on all exposed surfaces with plastic laminate veneer; including base steel angle brackets, 6 thick cork board on plywood, fittings and fixings; complete; as specified and as Drg. A-503; detail 11 | [9 empty] | Reception counter units; constructed from 100 thick hollow concrete blocks, filled with concrete and reinforced 12 diameter steel bars, faced with plaster and paint on both sides, comprising 30 thick granite serving counter top, 25 thick blockboard counter top faced on all exposed surfaces with plastic laminate veneer; including base steel angle brackets, 6 thick cork board on plywood, fittings and fixings; complete; as specified and as Drg. A-503; detail 11
FPE | 12 | FURNISHINGS | 123640 | STONE CONTERTOPS | AR | Item | 609 | 123640 - STONE CONTERTOPS | 123640 - STONE CONTERTOPS | A | Overall size 640 x 1200 high; straight, curved | 6 | m | 375 | 2250 | [5 empty] | Overall size 640 x 1200 high; straight, curved | 6 | m | 375 | 2250
FPE | 12 | FURNISHINGS | 123640 | STONE CONTERTOPS | AR | Other | 610 | Pantry worktop; 30 thick granite; including 20 thick backsplash, supports and fixings; complete; as specified and as Drg. A-501; detail 14 | Pantry worktop; 30 thick granite; including 20 thick backsplash, supports and fixings; complete; as specified and as Drg. A-501; detail 14 |  | Pantry worktop; 30 thick granite; including 20 thick backsplash, supports and fixings; complete; as specified and as Drg. A-501; detail 14 |  |  | 0 | [6 empty] | Pantry worktop; 30 thick granite; including 20 thick backsplash, supports and fixings; complete; as specified and as Drg. A-501; detail 14 |  |  | 0
FPE | 12 | FURNISHINGS | 123640 | STONE CONTERTOPS | AR | Item | 611 | 123640 - STONE CONTERTOPS | 123640 - STONE CONTERTOPS | B | 600 wide | 23 | m | 163 | 3749 | [5 empty] | 600 wide | 23 | m | 163 | 3749
FPE | 12 | FURNISHINGS | 123640 | STONE CONTERTOPS | AR | Item | 612 | Pantry worktop; 30 thick granite; including 20 thick backsplash, supports and fixings; complete; as specified and as Drg. A-501; detail 14 | Pantry worktop; 30 thick granite; including 20 thick backsplash, supports and fixings; complete; as specified and as Drg. A-501; detail 14 | C | 600 wide; U shape | 7 | m | 175 | 1225 | [5 empty] | 600 wide; U shape | 7 | m | 175 | 1225
FPE | 12 | FURNISHINGS | 123640 | STONE CONTERTOPS | AR | Item | 613 | 123640 - STONE CONTERTOPS | 123640 - STONE CONTERTOPS | D | 750 wide; curved | 12 | m |  | 0 | [5 empty] | 750 wide; curved | 12 | m |  | 0
FPE | 12 | FURNISHINGS | 124813 | ENTRANCE FLOOR MATS AND FRAME | AR | Other | 614 | 124813 - ENTRANCE FLOOR MATS AND FRAME | 124813 - ENTRANCE FLOOR MATS AND FRAME |  | 124813 - ENTRANCE FLOOR MATS AND FRAME |  |  | 0 | [6 empty] | 124813 - ENTRANCE FLOOR MATS AND FRAME |  |  | 0
FPE | 12 | FURNISHINGS | 124813 | ENTRANCE FLOOR MATS AND FRAME | AR | Other | 615 | Door mats and frames; corrugated rubber mat strips with aluminium slates; including aluminium frame with patent-clip-on polypropylene corner brackets for building in; including cement-sand screed levelling; complete; as specified and as Drg. A-501; detail 15 | Door mats and frames; corrugated rubber mat strips with aluminium slates; including aluminium frame with patent-clip-on polypropylene corner brackets for building in; including cement-sand screed levelling; complete; as specified and as Drg. A-501; detail 15 |  | Door mats and frames; corrugated rubber mat strips with aluminium slates; including aluminium frame with patent-clip-on polypropylene corner brackets for building in; including cement-sand screed levelling; complete; as specified and as Drg. A-501; detail 15 |  |  | 0 | [6 empty] | Door mats and frames; corrugated rubber mat strips with aluminium slates; including aluminium frame with patent-clip-on polypropylene corner brackets for building in; including cement-sand screed levelling; complete; as specified and as Drg. A-501; detail 15 |  |  | 0
FPE | 12 | FURNISHINGS | 124813 | ENTRANCE FLOOR MATS AND FRAME | AR | Item | 616 | 124813 - ENTRANCE FLOOR MATS AND FRAME | 124813 - ENTRANCE FLOOR MATS AND FRAME | A | Size 800 x 2400 | 1 | Nr |  | 0 | [5 empty] | Size 800 x 2400 | 1 | Nr |  | 0
FPE | 12 | FURNISHINGS | 124813 | ENTRANCE FLOOR MATS AND FRAME | AR | Item | 617 | Door mats and frames; corrugated rubber mat strips with aluminium slates; including aluminium frame with patent-clip-on polypropylene corner brackets for building in; including cement-sand screed levelling; complete; as specified and as Drg. A-501; detail 15 | Door mats and frames; corrugated rubber mat strips with aluminium slates; including aluminium frame with patent-clip-on polypropylene corner brackets for building in; including cement-sand screed levelling; complete; as specified and as Drg. A-501; detail 15 | B | Size 1000 x 1800 | 1 | Nr |  | 0 | [5 empty] | Size 1000 x 1800 | 1 | Nr |  | 0
FPE | 12 | FURNISHINGS | 124813 | ENTRANCE FLOOR MATS AND FRAME | AR | Item | 618 | 124813 - ENTRANCE FLOOR MATS AND FRAME | 124813 - ENTRANCE FLOOR MATS AND FRAME | C | Size 600 x 1750 | 1 | Nr |  | 0 | [5 empty] | Size 600 x 1750 | 1 | Nr |  | 0
FPE | 12 | FURNISHINGS | 124813 | ENTRANCE FLOOR MATS AND FRAME | AR | Other | 619 | Door mats and frames; corrugated rubber mat strips with aluminium slates; including aluminium frame with patent-clip-on polypropylene corner brackets for building in; including cement-sand screed levelling; complete; as specified and as Drg. A-501; detail 15 | Door mats and frames; corrugated rubber mat strips with aluminium slates; including aluminium frame with patent-clip-on polypropylene corner brackets for building in; including cement-sand screed levelling; complete; as specified and as Drg. A-501; detail 15 | BILL No. 12 - FURNISHINGS
FPE | 12 | FURNISHINGS | To Summary | To Summary |  | Bill Sum | 620 | 124813 - ENTRANCE FLOOR MATS AND FRAME | 124813 - ENTRANCE FLOOR MATS AND FRAME | To Summary |  |  |  | J.D | 0 | [8 empty] | J.D | 7224
FPE | 14 | CONVEYING EQUIPMENT | 142100 | ELECTRIC TRACTION ELEVATORS | EL | Other | 621 | Door mats and frames; corrugated rubber mat strips with aluminium slates; including aluminium frame with patent-clip-on polypropylene corner brackets for building in; including cement-sand screed levelling; complete; as specified and as Drg. A-501; detail 15 | Door mats and frames; corrugated rubber mat strips with aluminium slates; including aluminium frame with patent-clip-on polypropylene corner brackets for building in; including cement-sand screed levelling; complete; as specified and as Drg. A-501; detail 15 | BILL NO. 14
FPE | 14 | CONVEYING EQUIPMENT | 142100 | ELECTRIC TRACTION ELEVATORS | EL | Other | 622 | 124813 - ENTRANCE FLOOR MATS AND FRAME | 124813 - ENTRANCE FLOOR MATS AND FRAME | CONVEYING EQUIPMENT
FPE | 14 | CONVEYING EQUIPMENT | 142100 | ELECTRIC TRACTION ELEVATORS | EL | Other | 623 | Door mats and frames; corrugated rubber mat strips with aluminium slates; including aluminium frame with patent-clip-on polypropylene corner brackets for building in; including cement-sand screed levelling; complete; as specified and as Drg. A-501; detail 15 | Door mats and frames; corrugated rubber mat strips with aluminium slates; including aluminium frame with patent-clip-on polypropylene corner brackets for building in; including cement-sand screed levelling; complete; as specified and as Drg. A-501; detail 15 | Item | Description | Qty | Unit | Rate | Amount | [5 empty] | Description | Qty | Unit | Rate | Amount
FPE | 14 | CONVEYING EQUIPMENT | 142100 | ELECTRIC TRACTION ELEVATORS | EL | Other | 624 | 124813 - ENTRANCE FLOOR MATS AND FRAME | 124813 - ENTRANCE FLOOR MATS AND FRAME | [5 empty] | JD | [9 empty] | JD
FPE | 14 | CONVEYING EQUIPMENT | 142100 | ELECTRIC TRACTION ELEVATORS | EL | Other | 625 | 142100 - ELECTRIC TRACTION ELEVATORS | 142100 - ELECTRIC TRACTION ELEVATORS |  | 142100 - ELECTRIC TRACTION ELEVATORS |  |  |  | 0 | [5 empty] | 142100 - ELECTRIC TRACTION ELEVATORS |  |  |  | 0
FPE | 14 | CONVEYING EQUIPMENT | 142100 | ELECTRIC TRACTION ELEVATORS | EL | Other | 626 | Passenger, bed, & service lifts, including all necessary controls and accessories | Passenger, bed, & service lifts, including all necessary controls and accessories |  | Passenger, bed, & service lifts, including all necessary controls and accessories | [9 empty] | Passenger, bed, & service lifts, including all necessary controls and accessories
FPE | 14 | CONVEYING EQUIPMENT | 142100 | ELECTRIC TRACTION ELEVATORS | EL | Item | 627 | 142100 - ELECTRIC TRACTION ELEVATORS | 142100 - ELECTRIC TRACTION ELEVATORS | A | Reference Elevator (L1) 800 kg (passenger), 1 m/s, as specified and shown on the drawings | 1 | Nr |  | 0 | [5 empty] | Reference Elevator (L1) 800 kg (passenger), 1 m/s, as specified and shown on the drawings | 1 | Nr |  | 0
FPE | 14 | CONVEYING EQUIPMENT | 142100 | ELECTRIC TRACTION ELEVATORS | EL | Item | 628 | Passenger, bed, & service lifts, including all necessary controls and accessories | Passenger, bed, & service lifts, including all necessary controls and accessories | B | Reference Elevator (L2) 1600 kg (bed), 1 m/s, as specified and shown on the drawings | 1 | Nr |  | 0 | [5 empty] | Reference Elevator (L2) 1600 kg (bed), 1 m/s, as specified and shown on the drawings | 1 | Nr |  | 0
FPE | 14 | CONVEYING EQUIPMENT | 142100 | ELECTRIC TRACTION ELEVATORS | EL | Item | 629 | 142100 - ELECTRIC TRACTION ELEVATORS | 142100 - ELECTRIC TRACTION ELEVATORS | C | Reference Elevator (L3) 1000 kg (service), 1 m/s, as specified and shown on the drawings | 1 | Nr |  | 0 | [5 empty] | Reference Elevator (L3) 1000 kg (service), 1 m/s, as specified and shown on the drawings | 1 | Nr |  | 0
FPE | 14 | CONVEYING EQUIPMENT | 142100 | ELECTRIC TRACTION ELEVATORS | EL | Other | 630 | Passenger, bed, & service lifts, including all necessary controls and accessories | Passenger, bed, & service lifts, including all necessary controls and accessories | BILL NO. 14 - CONVEYING EQUIPMENT
FPE | 14 | CONVEYING EQUIPMENT | To Summary | To Summary |  | Bill Sum | 631 | 142100 - ELECTRIC TRACTION ELEVATORS | 142100 - ELECTRIC TRACTION ELEVATORS | To Summary |  |  |  | JD | 0 | [8 empty] | JD | 0
FPE | 21 | FIRE SUPPRESSION | 211100 | FACILITY FIRE-SUPPRESSION WATER- SERVICE PIPING | ME | Other | 632 | Passenger, bed, & service lifts, including all necessary controls and accessories | Passenger, bed, & service lifts, including all necessary controls and accessories |  |  | BILL NO. 21 | [9 empty] | BILL NO. 21
FPE | 21 | FIRE SUPPRESSION | 211100 | FACILITY FIRE-SUPPRESSION WATER- SERVICE PIPING | ME | Other | 633 | 142100 - ELECTRIC TRACTION ELEVATORS | 142100 - ELECTRIC TRACTION ELEVATORS |  |  | FIRE SUPPRESSION | [9 empty] | FIRE SUPPRESSION
FPE | 21 | FIRE SUPPRESSION | 211100 | FACILITY FIRE-SUPPRESSION WATER- SERVICE PIPING | ME | Other | 634 | Passenger, bed, & service lifts, including all necessary controls and accessories | Passenger, bed, & service lifts, including all necessary controls and accessories | Item | Description | Qty | Unit | Rate | Amount | [5 empty] | Description | Qty | Unit | Rate | Amount
FPE | 21 | FIRE SUPPRESSION | 211100 | FACILITY FIRE-SUPPRESSION WATER- SERVICE PIPING | ME | Other | 635 | 142100 - ELECTRIC TRACTION ELEVATORS | 142100 - ELECTRIC TRACTION ELEVATORS | [5 empty] | J.D | [9 empty] | J.D
FPE | 21 | FIRE SUPPRESSION | 211100 | FACILITY FIRE-SUPPRESSION WATER- SERVICE PIPING | ME | Other | 636 | 211100 - FACILITY FIRE-SUPPRESSION WATER- SERVICE PIPING | 211100 - FACILITY FIRE-SUPPRESSION WATER- SERVICE PIPING |  | 211100 - FACILITY FIRE-SUPPRESSION WATER- SERVICE PIPING | [9 empty] | 211100 - FACILITY FIRE-SUPPRESSION WATER- SERVICE PIPING
FPE | 21 | FIRE SUPPRESSION | 211100 | FACILITY FIRE-SUPPRESSION WATER- SERVICE PIPING | ME | Other | 637 | Standpipes and wet-pipe sprinlers | Black Steel Pipes and fittings |  | Standpipes and wet-pipe sprinlers | [9 empty] | Standpipes and wet-pipe sprinlers
FPE | 21 | FIRE SUPPRESSION | 211100 | FACILITY FIRE-SUPPRESSION WATER- SERVICE PIPING | ME | Other | 638 | Standpipes and wet-pipe sprinlers | Black Steel Pipes and fittings |  | Black Steel Pipes and fittings | [9 empty] | Black Steel Pipes and fittings
FPE | 21 | FIRE SUPPRESSION | 211100 | FACILITY FIRE-SUPPRESSION WATER- SERVICE PIPING | ME | Item | 639 | Standpipes and wet-pipe sprinlers | Black Steel Pipes and fittings | A | 25 dn | 480 | m | 14 | 6720 | [5 empty] | 25 dn | 480 | m | 14 | 6720
FPE | 21 | FIRE SUPPRESSION | 211100 | FACILITY FIRE-SUPPRESSION WATER- SERVICE PIPING | ME | Item | 640 | Standpipes and wet-pipe sprinlers | Black Steel Pipes and fittings | B | 32 dn | 22 | m | 17 | 374 | [5 empty] | 32 dn | 22 | m | 17 | 374
FPE | 21 | FIRE SUPPRESSION | 211100 | FACILITY FIRE-SUPPRESSION WATER- SERVICE PIPING | ME | Item | 641 | Standpipes and wet-pipe sprinlers | Black Steel Pipes and fittings | C | 40 dn | 30 | m | 19 | 570 | [5 empty] | 40 dn | 30 | m | 19 | 570
FPE | 21 | FIRE SUPPRESSION | 211100 | FACILITY FIRE-SUPPRESSION WATER- SERVICE PIPING | ME | Item | 642 | Standpipes and wet-pipe sprinlers | Black Steel Pipes and fittings | D | 50 dn | 50 | m | 25 | 1250 | [5 empty] | 50 dn | 50 | m | 25 | 1250
FPE | 21 | FIRE SUPPRESSION | 211100 | FACILITY FIRE-SUPPRESSION WATER- SERVICE PIPING | ME | Item | 643 | Standpipes and wet-pipe sprinlers | Black Steel Pipes and fittings | E | 65 dn | 20 | m | 33 | 660 | [5 empty] | 65 dn | 20 | m | 33 | 660
FPE | 21 | FIRE SUPPRESSION | 211100 | FACILITY FIRE-SUPPRESSION WATER- SERVICE PIPING | ME | Item | 644 | Standpipes and wet-pipe sprinlers | Black Steel Pipes and fittings | F | 80 dn | 21 | m |  | 0 | [5 empty] | 80 dn | 21 | m |  | 0
FPE | 21 | FIRE SUPPRESSION | 211100 | FACILITY FIRE-SUPPRESSION WATER- SERVICE PIPING | ME | Item | 645 | Standpipes and wet-pipe sprinlers | Black Steel Pipes and fittings | F | 100 dn | 65 | m | 69 | 4485 | [5 empty] | 100 dn | 65 | m | 69 | 4485
FPE | 21 | FIRE SUPPRESSION | 211100 | FACILITY FIRE-SUPPRESSION WATER- SERVICE PIPING | ME | Item | 646 | Standpipes and wet-pipe sprinlers | Black Steel Pipes and fittings | G | 150 dn | 19 | m | 94 | 1786 | [5 empty] | 150 dn | 19 | m | 94 | 1786
FPE | 21 | FIRE SUPPRESSION | 211100 | FACILITY FIRE-SUPPRESSION WATER- SERVICE PIPING | ME | Other | 647 | Valves | Gate valves |  | Valves |  |  | 0 | [6 empty] | Valves |  |  | 0
FPE | 21 | FIRE SUPPRESSION | 211100 | FACILITY FIRE-SUPPRESSION WATER- SERVICE PIPING | ME | Other | 648 | Valves | Gate valves |  | Gate valves |  |  | 0 | [6 empty] | Gate valves |  |  | 0
FPE | 21 | FIRE SUPPRESSION | 211100 | FACILITY FIRE-SUPPRESSION WATER- SERVICE PIPING | ME | Item | 649 | Valves | Gate valves | H | 25 dn | 1 | Nr | 19 | 19 | [5 empty] | 25 dn | 1 | Nr | 19 | 19
FPE | 21 | FIRE SUPPRESSION | 211100 | FACILITY FIRE-SUPPRESSION WATER- SERVICE PIPING | ME | Item | 650 | Valves | Gate valves | J | 40 dn | 1 | Nr | 38 | 38 | [5 empty] | 40 dn | 1 | Nr | 38 | 38
FPE | 21 | FIRE SUPPRESSION | 211100 | FACILITY FIRE-SUPPRESSION WATER- SERVICE PIPING | ME | Item | 651 | Valves | Gate valves | K | 50 dn | 4 | Nr | 50 | 200 | [5 empty] | 50 dn | 4 | Nr | 50 | 200
FPE | 21 | FIRE SUPPRESSION | 211100 | FACILITY FIRE-SUPPRESSION WATER- SERVICE PIPING | ME | Item | 652 | Valves | Gate valves | L | 100 dn | 1 | Nr | 188 | 188 | [5 empty] | 100 dn | 1 | Nr | 188 | 188
FPE | 21 | FIRE SUPPRESSION | 211100 | FACILITY FIRE-SUPPRESSION WATER- SERVICE PIPING | ME | Item | 653 | Valves | Gate valves | M | 150 dn | 4 | Nr | 563 | 2252 | [5 empty] | 150 dn | 4 | Nr | 563 | 2252
FPE | 21 | FIRE SUPPRESSION | 211100 | FACILITY FIRE-SUPPRESSION WATER- SERVICE PIPING | ME | Other | 654 | Test and drain valves | Test and drain valves |  | Test and drain valves |  |  | 0 | [6 empty] | Test and drain valves |  |  | 0
FPE | 21 | FIRE SUPPRESSION | 211100 | FACILITY FIRE-SUPPRESSION WATER- SERVICE PIPING | ME | Item | 655 | Valves | Gate valves | A | 25 dn | 2 | Nr |  | 0 | [5 empty] | 25 dn | 2 | Nr |  | 0
FPE | 21 | FIRE SUPPRESSION | 211100 | FACILITY FIRE-SUPPRESSION WATER- SERVICE PIPING | ME | Other | 656 | Specialty Valves | Specialty Valves |  | Specialty Valves |  |  | 0 | [6 empty] | Specialty Valves |  |  | 0
FPE | 21 | FIRE SUPPRESSION | 211100 | FACILITY FIRE-SUPPRESSION WATER- SERVICE PIPING | ME | Other | 657 | Specialty Valves | Fire-Protection-Service Valves |  | Fire-Protection-Service Valves |  |  | 0 | [6 empty] | Fire-Protection-Service Valves |  |  | 0
FPE | 21 | FIRE SUPPRESSION | 211100 | FACILITY FIRE-SUPPRESSION WATER- SERVICE PIPING | ME | Other | 658 | Specialty Valves | Alarm check valves |  | Alarm check valves |  |  | 0 | [6 empty] | Alarm check valves |  |  | 0
FPE | 21 | FIRE SUPPRESSION | 211100 | FACILITY FIRE-SUPPRESSION WATER- SERVICE PIPING | ME | Item | 659 | Specialty Valves | Alarm check valves | A | 100 dn | 1 | Nr | 250 | 250 | [5 empty] | 100 dn | 1 | Nr | 250 | 250
FPE | 21 | FIRE SUPPRESSION | 211100 | FACILITY FIRE-SUPPRESSION WATER- SERVICE PIPING | ME | Other | 660 | Specialty Valves | Check valves |  | Check valves |  |  | 0 | [6 empty] | Check valves |  |  | 0
FPE | 21 | FIRE SUPPRESSION | 211100 | FACILITY FIRE-SUPPRESSION WATER- SERVICE PIPING | ME | Item | 661 | Specialty Valves | Check valves | B | 100 dn | 1 | Nr | 250 | 250 | [5 empty] | 100 dn | 1 | Nr | 250 | 250
FPE | 21 | FIRE SUPPRESSION | 211100 | FACILITY FIRE-SUPPRESSION WATER- SERVICE PIPING | ME | Item | 662 | Specialty Valves | Check valves | C | 150 dn | 2 | Nr | 563 | 1126 | [5 empty] | 150 dn | 2 | Nr | 563 | 1126
FPE | 21 | FIRE SUPPRESSION | 211100 | FACILITY FIRE-SUPPRESSION WATER- SERVICE PIPING | ME | Other | 663 | Specialty Valves | Zone valve assembly |  | Zone valve assembly |  |  | 0 | [6 empty] | Zone valve assembly |  |  | 0
FPE | 21 | FIRE SUPPRESSION | 211100 | FACILITY FIRE-SUPPRESSION WATER- SERVICE PIPING | ME | Item | 664 | Specialty Valves | Zone valve assembly | D | 100 dn | 2 | Nr | 250 | 500 | [5 empty] | 100 dn | 2 | Nr | 250 | 500
FPE | 21 | FIRE SUPPRESSION | 211100 | FACILITY FIRE-SUPPRESSION WATER- SERVICE PIPING | ME | Other | 665 | Specialty Valves | Automatic Sprinklers |  | Automatic Sprinklers |  |  | 0 | [6 empty] | Automatic Sprinklers |  |  | 0
FPE | 21 | FIRE SUPPRESSION | 211100 | FACILITY FIRE-SUPPRESSION WATER- SERVICE PIPING | ME | Item | 666 | Specialty Valves | Automatic Sprinklers | F | Type SP-1 | 27 | Nr |  | 0 | [5 empty] | Type SP-1 | 27 | Nr |  | 0
FPE | 21 | FIRE SUPPRESSION | 211100 | FACILITY FIRE-SUPPRESSION WATER- SERVICE PIPING | ME | Item | 667 | Specialty Valves | Automatic Sprinklers | G | Type SP-2 | 92 | Nr |  | 0 | [5 empty] | Type SP-2 | 92 | Nr |  | 0
FPE | 21 | FIRE SUPPRESSION | 211100 | FACILITY FIRE-SUPPRESSION WATER- SERVICE PIPING | ME | Item | 668 | Specialty Valves | Automatic Sprinklers | H | Type SP-3 | 6 | Nr |  | 0 | [5 empty] | Type SP-3 | 6 | Nr |  | 0
FPE | 21 | FIRE SUPPRESSION | 211100 | FACILITY FIRE-SUPPRESSION WATER- SERVICE PIPING | ME | Other | 669 | Specialty Valves | Hose Connection |  | Hose Connection |  |  | 0 | [6 empty] | Hose Connection |  |  | 0
FPE | 21 | FIRE SUPPRESSION | 211100 | FACILITY FIRE-SUPPRESSION WATER- SERVICE PIPING | ME | Item | 670 | Specialty Valves | Hose Connection | E | Type FHR-1 | 3 | Nr | 469 | 1407 | [5 empty] | Type FHR-1 | 3 | Nr | 469 | 1407
FPE | 21 | FIRE SUPPRESSION | 211100 | FACILITY FIRE-SUPPRESSION WATER- SERVICE PIPING | ME | Item | 671 | Specialty Valves | Hose Connection | F | Type FHR-2 | 2 | Nr | 469 | 938 | [5 empty] | Type FHR-2 | 2 | Nr | 469 | 938
FPE | 21 | FIRE SUPPRESSION | 211100 | FACILITY FIRE-SUPPRESSION WATER- SERVICE PIPING | ME | Other | 672 | Specialty Valves | Fire Department Connections |  | Fire Department Connections |  |  | 0 | [6 empty] | Fire Department Connections |  |  | 0
FPE | 21 | FIRE SUPPRESSION | 211100 | FACILITY FIRE-SUPPRESSION WATER- SERVICE PIPING | ME | Item | 673 | Specialty Valves | Fire Department Connections | G | 100 dn | 1 | Nr | 225 | 225 | [5 empty] | 100 dn | 1 | Nr | 225 | 225
FPE | 21 | FIRE SUPPRESSION | 211100 | FACILITY FIRE-SUPPRESSION WATER- SERVICE PIPING | ME | Item | 674 | Specialty Valves | Fire Department Connections | H | Automatic air vent | 1 | Item | 125 | 125 | [5 empty] | Automatic air vent |  | Item | 125 | 125
FPE | 21 | FIRE SUPPRESSION | 213113 | ELECTRIC-DRIVE, CENTRIFUGAL FIRE PUMPS | ME | Other | 675 | 213113 - ELECTRIC-DRIVE, CENTRIFUGAL FIRE PUMPS | 213113 - ELECTRIC-DRIVE, CENTRIFUGAL FIRE PUMPS |  | 213113 - ELECTRIC-DRIVE, CENTRIFUGAL FIRE PUMPS |  |  | 0 | [6 empty] | 213113 - ELECTRIC-DRIVE, CENTRIFUGAL FIRE PUMPS |  |  | 0
FPE | 21 | FIRE SUPPRESSION | 213113 | ELECTRIC-DRIVE, CENTRIFUGAL FIRE PUMPS | ME | Other | 676 | End Suction Fire Pumps | End Suction Fire Pumps |  | End Suction Fire Pumps |  |  | 0 | [6 empty] | End Suction Fire Pumps |  |  | 0
FPE | 21 | FIRE SUPPRESSION | 213113 | ELECTRIC-DRIVE, CENTRIFUGAL FIRE PUMPS | ME | Item | 677 | 213113 - ELECTRIC-DRIVE, CENTRIFUGAL FIRE PUMPS | 213113 - ELECTRIC-DRIVE, CENTRIFUGAL FIRE PUMPS | A | Type FP-B1-01& 02 | 2 | Nr |  | 0 | [5 empty] | Type FP-B1-01& 02 | 2 | Nr |  | 0
FPE | 21 | FIRE SUPPRESSION | 213113 | ELECTRIC-DRIVE, CENTRIFUGAL FIRE PUMPS | ME | Other | 678 | Pressure-Maintenance Pumps | Pressure-Maintenance Pumps |  | Pressure-Maintenance Pumps |  |  | 0 | [6 empty] | Pressure-Maintenance Pumps |  |  | 0
FPE | 21 | FIRE SUPPRESSION | 213113 | ELECTRIC-DRIVE, CENTRIFUGAL FIRE PUMPS | ME | Item | 679 | 213113 - ELECTRIC-DRIVE, CENTRIFUGAL FIRE PUMPS | 213113 - ELECTRIC-DRIVE, CENTRIFUGAL FIRE PUMPS | A | Type JP-B1-01 | 1 | Nr | 1875 | 1875 | [5 empty] | Type JP-B1-01 | 1 | Nr | 1875 | 1875
FPE | 21 | FIRE SUPPRESSION | 213113 | ELECTRIC-DRIVE, CENTRIFUGAL FIRE PUMPS | ME | Item | 680 | Pressure-Maintenance Pumps | Pressure-Maintenance Pumps | C | Spare parts a specified for split case fire pump and pressure maintenance pump |  | Item |  | 0 | [5 empty] | Spare parts a specified for split case fire pump and pressure maintenance pump |  | Item
FPE | 21 | FIRE SUPPRESSION | 213113 | ELECTRIC-DRIVE, CENTRIFUGAL FIRE PUMPS | ME | Other | 681 | Pressure-Maintenance Pumps | Pressure-Maintenance Pumps | BILL NO. 21 - FIRE SUPPRESSION
FPE | 21 | FIRE SUPPRESSION | To Summary | To Summary |  | Bill Sum | 682 | Pressure-Maintenance Pumps | Pressure-Maintenance Pumps | To Summary |  |  |  | J.D | 0 | [8 empty] | J.D | 25238
FPE | 22 | PLUMBING | 220719 | PLUMBING PIPING INSULATION | ME | Other | 683 | Pressure-Maintenance Pumps | Pressure-Maintenance Pumps |  |  | BILL NO. 22 | [9 empty] | BILL NO. 22
FPE | 22 | PLUMBING | 220719 | PLUMBING PIPING INSULATION | ME | Other | 684 | Pressure-Maintenance Pumps | Pressure-Maintenance Pumps |  |  | PLUMBING | [9 empty] | PLUMBING
FPE | 22 | PLUMBING | 220719 | PLUMBING PIPING INSULATION | ME | Other | 685 | Pressure-Maintenance Pumps | Pressure-Maintenance Pumps | Item | Description | Qty | Unit | Rate | Amount | [5 empty] | Description | Qty | Unit | Rate | Amount
FPE | 22 | PLUMBING | 220719 | PLUMBING PIPING INSULATION | ME | Other | 686 | Pressure-Maintenance Pumps | Pressure-Maintenance Pumps | [5 empty] | J.D | [9 empty] | J.D
FPE | 22 | PLUMBING | 220719 | PLUMBING PIPING INSULATION | ME | Other | 687 | 220719 - PLUMBING PIPING INSULATION | 220719 - PLUMBING PIPING INSULATION |  | 220719 - PLUMBING PIPING INSULATION | [9 empty] | 220719 - PLUMBING PIPING INSULATION
FPE | 22 | PLUMBING | 220719 | PLUMBING PIPING INSULATION | ME | Other | 688 | Interior Insulation, Mineral Fiber | Interior Insulation, Mineral Fiber |  | Interior Insulation, Mineral Fiber | [9 empty] | Interior Insulation, Mineral Fiber
FPE | 22 | PLUMBING | 220719 | PLUMBING PIPING INSULATION | ME | Other | 689 | Domestic hot and recirculated hot water, concealed | 25 mm thick |  | Domestic hot and recirculated hot water, concealed | [9 empty] | Domestic hot and recirculated hot water, concealed
FPE | 22 | PLUMBING | 220719 | PLUMBING PIPING INSULATION | ME | Other | 690 | Domestic hot and recirculated hot water, concealed | 25 mm thick |  | 25 mm thick | [9 empty] | 25 mm thick
FPE | 22 | PLUMBING | 220719 | PLUMBING PIPING INSULATION | ME | Item | 691 | Domestic hot and recirculated hot water, concealed | 25 mm thick | A | 15 dn | 150 | m | 10 | 1500 | [5 empty] | 15 dn | 150 | m | 10 | 1500
FPE | 22 | PLUMBING | 220719 | PLUMBING PIPING INSULATION | ME | Item | 692 | Domestic hot and recirculated hot water, concealed | 25 mm thick | B | 20 dn | 100 | m | 13 | 1300 | [5 empty] | 20 dn | 100 | m | 13 | 1300
FPE | 22 | PLUMBING | 220719 | PLUMBING PIPING INSULATION | ME | Item | 693 | Domestic hot and recirculated hot water, concealed | 25 mm thick | C | 25dn | 50 | m | 19 | 950 | [5 empty] | 25dn | 50 | m | 19 | 950
FPE | 22 | PLUMBING | 220719 | PLUMBING PIPING INSULATION | ME | Item | 694 | Domestic hot and recirculated hot water, concealed | 25 mm thick | D | 32 dn | 80 | m | 23 | 1840 | [5 empty] | 32 dn | 80 | m | 23 | 1840
FPE | 22 | PLUMBING | 220719 | PLUMBING PIPING INSULATION | ME | Item | 695 | Domestic hot and recirculated hot water, concealed | 25 mm thick | E | 40 dn | 55 | m | 27 | 1485 | [5 empty] | 40 dn | 55 | m | 27 | 1485
FPE | 22 | PLUMBING | 220719 | PLUMBING PIPING INSULATION | ME | Item | 696 | Domestic hot and recirculated hot water, concealed | 25 mm thick | F | 50 dn | 80 | m | 34 | 2720 | [5 empty] | 50 dn | 80 | m | 34 | 2720
FPE | 22 | PLUMBING | 220719 | PLUMBING PIPING INSULATION | ME | Item | 697 | Domestic hot and recirculated hot water, concealed | 25 mm thick | G | 65 dn | 15 | m | 44 | 660 | [5 empty] | 65 dn | 15 | m | 44 | 660
FPE | 22 | PLUMBING | 220719 | PLUMBING PIPING INSULATION | ME | Other | 698 | Domestic hot and recirculated hot water, on all pipes running in mechanical rooms or exposed to view, Mineral fiber with AL jacketing | 25 mm thick |  | Domestic hot and recirculated hot water, on all pipes running in mechanical rooms or exposed to view, Mineral fiber with AL jacketing |  |  | 0 | [6 empty] | Domestic hot and recirculated hot water, on all pipes running in mechanical rooms or exposed to view, Mineral fiber with AL jacketing |  |  | 0
FPE | 22 | PLUMBING | 220719 | PLUMBING PIPING INSULATION | ME | Other | 699 | Domestic hot and recirculated hot water, on all pipes running in mechanical rooms or exposed to view, Mineral fiber with AL jacketing | 25 mm thick |  | 25 mm thick |  |  | 0 | [6 empty] | 25 mm thick |  |  | 0
FPE | 22 | PLUMBING | 220719 | PLUMBING PIPING INSULATION | ME | Item | 700 | Domestic hot and recirculated hot water, on all pipes running in mechanical rooms or exposed to view, Mineral fiber with AL jacketing | 25 mm thick | H | 20 dn | 10 | m | 14 | 140 | [5 empty] | 20 dn | 10 | m | 14 | 140
FPE | 22 | PLUMBING | 220719 | PLUMBING PIPING INSULATION | ME | Item | 701 | Domestic hot and recirculated hot water, on all pipes running in mechanical rooms or exposed to view, Mineral fiber with AL jacketing | 25 mm thick | J | 25dn | 10 | m | 13 | 130 | [5 empty] | 25dn | 10 | m | 13 | 130
FPE | 22 | PLUMBING | 220719 | PLUMBING PIPING INSULATION | ME | Item | 702 | Domestic hot and recirculated hot water, on all pipes running in mechanical rooms or exposed to view, Mineral fiber with AL jacketing | 25 mm thick | K | 40dn | 10 | m | 28 | 280 | [5 empty] | 40dn | 10 | m | 28 | 280
FPE | 22 | PLUMBING | 220719 | PLUMBING PIPING INSULATION | ME | Item | 703 | Domestic hot and recirculated hot water, on all pipes running in mechanical rooms or exposed to view, Mineral fiber with AL jacketing | 25 mm thick | L | 50 dn | 20 | m | 35 | 700 | [5 empty] | 50 dn | 20 | m | 35 | 700
FPE | 22 | PLUMBING | 220719 | PLUMBING PIPING INSULATION | ME | Item | 704 | Domestic hot and recirculated hot water, on all pipes running in mechanical rooms or exposed to view, Mineral fiber with AL jacketing | 25 mm thick | A | 65 dn | 15 | m | 45 | 675 | [5 empty] | 65 dn | 15 | m | 45 | 675
FPE | 22 | PLUMBING | 221116 | WATER DISTRIBUTION PIPING | ME | Other | 705 | 221116 - WATER DISTRIBUTION PIPING | 221116 - WATER DISTRIBUTION PIPING |  | 221116 - WATER DISTRIBUTION PIPING |  |  | 0 | [6 empty] | 221116 - WATER DISTRIBUTION PIPING |  |  | 0
FPE | 22 | PLUMBING | 221116 | WATER DISTRIBUTION PIPING | ME | Other | 706 | Aboveground, Water Distribution Piping | Cold Water PVC Pipes and fittings |  | Aboveground, Water Distribution Piping |  |  | 0 | [6 empty] | Aboveground, Water Distribution Piping |  |  | 0
FPE | 22 | PLUMBING | 221116 | WATER DISTRIBUTION PIPING | ME | Other | 707 | Aboveground, Water Distribution Piping | Cold Water PVC Pipes and fittings |  | Cold Water PVC Pipes and fittings |  |  | 0 | [6 empty] | Cold Water PVC Pipes and fittings |  |  | 0
FPE | 22 | PLUMBING | 221116 | WATER DISTRIBUTION PIPING | ME | Item | 708 | Aboveground, Water Distribution Piping | Cold Water PVC Pipes and fittings | B | 15 dn | 190 | m | 8 | 1520 | [5 empty] | 15 dn | 190 | m | 8 | 1520
FPE | 22 | PLUMBING | 221116 | WATER DISTRIBUTION PIPING | ME | Item | 709 | Aboveground, Water Distribution Piping | Cold Water PVC Pipes and fittings | C | 20 dn | 120 | m | 8 | 960 | [5 empty] | 20 dn | 120 | m | 8 | 960
FPE | 22 | PLUMBING | 221116 | WATER DISTRIBUTION PIPING | ME | Item | 710 | Aboveground, Water Distribution Piping | Cold Water PVC Pipes and fittings | D | 25dn | 80 | m | 12 | 960 | [5 empty] | 25dn | 80 | m | 12 | 960
FPE | 22 | PLUMBING | 221116 | WATER DISTRIBUTION PIPING | ME | Item | 711 | Aboveground, Water Distribution Piping | Cold Water PVC Pipes and fittings | E | 32 dn | 70 | m | 15 | 1050 | [5 empty] | 32 dn | 70 | m | 15 | 1050
FPE | 22 | PLUMBING | 221116 | WATER DISTRIBUTION PIPING | ME | Item | 712 | Aboveground, Water Distribution Piping | Cold Water PVC Pipes and fittings | F | 40 dn | 57 | m | 23 | 1311 | [5 empty] | 40 dn | 57 | m | 23 | 1311
FPE | 22 | PLUMBING | 221116 | WATER DISTRIBUTION PIPING | ME | Item | 713 | Aboveground, Water Distribution Piping | Cold Water PVC Pipes and fittings | G | 50 dn | 168 | m | 35 | 5880 | [5 empty] | 50 dn | 168 | m | 35 | 5880
FPE | 22 | PLUMBING | 221116 | WATER DISTRIBUTION PIPING | ME | Item | 714 | Aboveground, Water Distribution Piping | Cold Water PVC Pipes and fittings | H | 65 dn | 41 | m | 48 | 1968 | [5 empty] | 65 dn | 41 | m | 48 | 1968
FPE | 22 | PLUMBING | 221116 | WATER DISTRIBUTION PIPING | ME | Item | 715 | Aboveground, Water Distribution Piping | Cold Water PVC Pipes and fittings | J | 80 dn | 17 | m | 57 | 969 | [5 empty] | 80 dn | 17 | m | 57 | 969
FPE | 22 | PLUMBING | 221116 | WATER DISTRIBUTION PIPING | ME | Other | 716 | Aboveground, Water Distribution Piping | Hot Water CPVC Pipes and fittings |  | Hot Water CPVC Pipes and fittings |  |  | 0 | [6 empty] | Hot Water CPVC Pipes and fittings |  |  | 0
FPE | 22 | PLUMBING | 221116 | WATER DISTRIBUTION PIPING | ME | Item | 717 | Aboveground, Water Distribution Piping | Cold Water PVC Pipes and fittings | K | 15 dn | 150 | m | 8 | 1200 | [5 empty] | 15 dn | 150 | m | 8 | 1200
FPE | 22 | PLUMBING | 221116 | WATER DISTRIBUTION PIPING | ME | Item | 718 | Aboveground, Water Distribution Piping | Hot Water CPVC Pipes and fittings | L | 20 dn | 110 | m | 8 | 880 | [5 empty] | 20 dn | 110 | m | 8 | 880
FPE | 22 | PLUMBING | 221116 | WATER DISTRIBUTION PIPING | ME | Item | 719 | Aboveground, Water Distribution Piping | Cold Water PVC Pipes and fittings | M | 25dn | 60 | m | 12 | 720 | [5 empty] | 25dn | 60 | m | 12 | 720
FPE | 22 | PLUMBING | 221116 | WATER DISTRIBUTION PIPING | ME | Item | 720 | Aboveground, Water Distribution Piping | Hot Water CPVC Pipes and fittings | N | 32 dn | 80 | m | 15 | 1200 | [5 empty] | 32 dn | 80 | m | 15 | 1200
FPE | 22 | PLUMBING | 221116 | WATER DISTRIBUTION PIPING | ME | Item | 721 | Aboveground, Water Distribution Piping | Cold Water PVC Pipes and fittings | P | 40 dn | 65 | m | 23 | 1495 | [5 empty] | 40 dn | 65 | m | 23 | 1495
FPE | 22 | PLUMBING | 221116 | WATER DISTRIBUTION PIPING | ME | Item | 722 | Aboveground, Water Distribution Piping | Hot Water CPVC Pipes and fittings | Q | 50 dn | 100 | m | 35 | 3500 | [5 empty] | 50 dn | 100 | m | 35 | 3500
FPE | 22 | PLUMBING | 221116 | WATER DISTRIBUTION PIPING | ME | Item | 723 | Aboveground, Water Distribution Piping | Cold Water PVC Pipes and fittings | R | 65 dn | 34 | m | 48 | 1632 | [5 empty] | 65 dn | 34 | m | 48 | 1632
FPE | 22 | PLUMBING | 221116 | WATER DISTRIBUTION PIPING | ME | Other | 724 | Aboveground, Water Distribution Piping | Valves |  | Valves |  |  | 0 | [6 empty] | Valves |  |  | 0
FPE | 22 | PLUMBING | 221116 | WATER DISTRIBUTION PIPING | ME | Item | 725 | Aboveground, Water Distribution Piping | Cold Water PVC Pipes and fittings | A | Ball valves | 1 | Item | 187.5 | 187.5 | [5 empty] | Ball valves |  | Item | 187.5 | 187.5
FPE | 22 | PLUMBING | 221116 | WATER DISTRIBUTION PIPING | ME | Item | 726 | Aboveground, Water Distribution Piping | Valves | B | Globe valves | 1 | Item | 313 | 313 | [5 empty] | Globe valves |  | Item | 313 | 313
FPE | 22 | PLUMBING | 221116 | WATER DISTRIBUTION PIPING | ME | Item | 727 | Aboveground, Water Distribution Piping | Cold Water PVC Pipes and fittings | C | Gate valves | 1 | Item | 312 | 312 | [5 empty] | Gate valves |  | Item | 312 | 312
FPE | 22 | PLUMBING | 221116 | WATER DISTRIBUTION PIPING | ME | Item | 728 | Aboveground, Water Distribution Piping | Valves | D | Check valves | 1 | Item | 315 | 315 | [5 empty] | Check valves |  | Item | 315 | 315
FPE | 22 | PLUMBING | 221116 | WATER DISTRIBUTION PIPING | ME | Item | 729 | Aboveground, Water Distribution Piping | Cold Water PVC Pipes and fittings | E | Automatic air valves | 1 | Item | 469 | 469 | [5 empty] | Automatic air valves |  | Item | 469 | 469
FPE | 22 | PLUMBING | 221123 | DOMESTIC WATER PIPING SPECIALTIES | ME | Other | 730 | 221123 - DOMESTIC WATER PIPING SPECIALTIES | 221123 - DOMESTIC WATER PIPING SPECIALTIES |  | 221123 - DOMESTIC WATER PIPING SPECIALTIES |  |  | 0 | 0 | [5 empty] | 221123 - DOMESTIC WATER PIPING SPECIALTIES |  |  | 0
FPE | 22 | PLUMBING | 221123 | DOMESTIC WATER PIPING SPECIALTIES | ME | Other | 731 | WATER TAPS | WATER TAPS |  | WATER TAPS |  |  | 0 | [6 empty] | WATER TAPS |  |  | 0
FPE | 22 | PLUMBING | 221123 | DOMESTIC WATER PIPING SPECIALTIES | ME | Item | 732 | 221123 - DOMESTIC WATER PIPING SPECIALTIES | 221123 - DOMESTIC WATER PIPING SPECIALTIES | F | Type WT-1 | 1 | Nr | 350 | 350 | [5 empty] | Type WT-1 | 1 | Nr | 350 | 350
FPE | 22 | PLUMBING | 221123 | DOMESTIC WATER PIPING SPECIALTIES | ME | Other | 733 | PERINAL BIP COCK | PERINAL BIP COCK |  | PERINAL BIP COCK |  |  | 0 | [6 empty] | PERINAL BIP COCK |  |  | 0
FPE | 22 | PLUMBING | 221123 | DOMESTIC WATER PIPING SPECIALTIES | ME | Item | 734 | 221123 - DOMESTIC WATER PIPING SPECIALTIES | 221123 - DOMESTIC WATER PIPING SPECIALTIES | G | Type BPH-1 | 7 | Nr | 313 | 2191 | [5 empty] | Type BPH-1 | 7 | Nr | 313 | 2191
FPE | 22 | PLUMBING | 221123 | DOMESTIC WATER PIPING SPECIALTIES | ME | Other | 735 | Float valve | Float valve |  | Float valve |  |  | 0 | [6 empty] | Float valve |  |  | 0
FPE | 22 | PLUMBING | 221123 | DOMESTIC WATER PIPING SPECIALTIES | ME | Item | 736 | 221123 - DOMESTIC WATER PIPING SPECIALTIES | 221123 - DOMESTIC WATER PIPING SPECIALTIES | H | 50 dn | 4 | Nr | 150 | 600 | [5 empty] | 50 dn | 4 | Nr | 150 | 600
FPE | 22 | PLUMBING | 221123 | DOMESTIC WATER PIPING SPECIALTIES | ME | Item | 737 | Float valve | Float valve | J | 3-Way Mixing Valve | 1 | Nr | 175 | 175 | [5 empty] | 3-Way Mixing Valve | 1 | Nr | 175 | 175
FPE | 22 | PLUMBING | 221123 | DOMESTIC WATER PUMPS | ME | Other | 738 | 221123 - DOMESTIC WATER PUMPS | 221123 - DOMESTIC WATER PUMPS |  | 221123 - DOMESTIC WATER PUMPS |  |  | 0 | [6 empty] | 221123 - DOMESTIC WATER PUMPS |  |  | 0
FPE | 22 | PLUMBING | 221123 | DOMESTIC WATER PUMPS | ME | Other | 739 | In-Line Circulators | In-Line Circulators |  | In-Line Circulators |  |  | 0 | [6 empty] | In-Line Circulators |  |  | 0
FPE | 22 | PLUMBING | 221123 | DOMESTIC WATER PUMPS | ME | Item | 740 | 221123 - DOMESTIC WATER PUMPS | 221123 - DOMESTIC WATER PUMPS | K | Type P-RF-02 | 2 | Nr | 188 | 376 | [5 empty] | Type P-RF-02 | 2 | Nr | 188 | 376
FPE | 22 | PLUMBING | 221123 | DOMESTIC WATER PUMPS | ME | Item | 741 | In-Line Circulators | In-Line Circulators | L | Type P-RF-03 | 2 | Nr | 232 | 464 | [5 empty] | Type P-RF-03 | 2 | Nr | 232 | 464
FPE | 22 | PLUMBING | 221123 | DOMESTIC WATER PUMPS | ME | Other | 742 | End suction centrifugal pumps | End suction centrifugal pumps |  | End suction centrifugal pumps |  |  | 0 | [6 empty] | End suction centrifugal pumps |  |  | 0
FPE | 22 | PLUMBING | 221123 | DOMESTIC WATER PUMPS | ME | Item | 743 | In-Line Circulators | In-Line Circulators | A | Type P-B-01 | 2 | Nr | 350 | 700 | [5 empty] | Type P-B-01 | 2 | Nr | 350 | 700
FPE | 22 | PLUMBING | 221123 | DOMESTIC WATER PUMPS | ME | Item | 744 | End suction centrifugal pumps | End suction centrifugal pumps | B | Type P-RF-01-1 & -2 | 2 | Nr | 350 | 700 | [5 empty] | Type P-RF-01-1 & -2 | 2 | Nr | 350 | 700
FPE | 22 | PLUMBING | 221123 | DOMESTIC WATER PUMPS | ME | Item | 745 | In-Line Circulators | In-Line Circulators | C | Spare parts as specified for water distribution pumps | 1 | Item | 375 | 375 | [5 empty] | Spare parts as specified for water distribution pumps |  | Item | 375 | 375
FPE | 22 | PLUMBING | 221123.13 | DOMESTIC WATER PACKAGED BOOSTER PUMP SETS | ME | Other | 746 | 221123.13 - DOMESTIC WATER PACKAGED BOOSTER PUMP SETS | 221123.13 - DOMESTIC WATER PACKAGED BOOSTER PUMP SETS |  | 221123.13 - DOMESTIC WATER PACKAGED BOOSTER PUMP SETS |  |  | 0 | [6 empty] | 221123.13 - DOMESTIC WATER PACKAGED BOOSTER PUMP SETS |  |  | 0
FPE | 22 | PLUMBING | 221123.13 | DOMESTIC WATER PACKAGED BOOSTER PUMP SETS | ME | Item | 747 | In-Line Circulators | In-Line Circulators | D | Type PU-RF-1 | 1 | Set | 150 | 150 | [5 empty] | Type PU-RF-1 | 1 | Set | 150 | 150
FPE | 22 | PLUMBING | 221123.13 | DOMESTIC WATER PACKAGED BOOSTER PUMP SETS | ME | Item | 748 | 221123.13 - DOMESTIC WATER PACKAGED BOOSTER PUMP SETS | 221123.13 - DOMESTIC WATER PACKAGED BOOSTER PUMP SETS | E | Type PU-RF-2 | 1 | Set | 150 | 150 | [5 empty] | Type PU-RF-2 | 1 | Set | 150 | 150
FPE | 22 | PLUMBING | 221123.13 | DOMESTIC WATER PACKAGED BOOSTER PUMP SETS | ME | Item | 749 | In-Line Circulators | In-Line Circulators | F | Spare parts as specified for packaged booster pumps | 1 | Item | 313 | 313 | [5 empty] | Spare parts as specified for packaged booster pumps |  | Item | 313 | 313
FPE | 22 | PLUMBING | 221316 | SANITARY WASTE AND VENT PIPING | ME | Other | 750 | 221316 - SANITARY WASTE AND VENT PIPING | 221316 - SANITARY WASTE AND VENT PIPING |  | 221316 - SANITARY WASTE AND VENT PIPING |  |  | 0 | [6 empty] | 221316 - SANITARY WASTE AND VENT PIPING |  |  | 0
FPE | 22 | PLUMBING | 221316 | SANITARY WASTE AND VENT PIPING | ME | Other | 751 | Above Ground / Underground , Soil, Waste and Vent Piping | Above Ground / Underground , Soil, Waste and Vent Piping |  | Above Ground / Underground , Soil, Waste and Vent Piping |  |  | 0 | [6 empty] | Above Ground / Underground , Soil, Waste and Vent Piping |  |  | 0
FPE | 22 | PLUMBING | 221316 | SANITARY WASTE AND VENT PIPING | ME | Other | 752 | PVC pipes | PVC pipes |  | PVC pipes |  |  | 0 | [6 empty] | PVC pipes |  |  | 0
FPE | 22 | PLUMBING | 221316 | SANITARY WASTE AND VENT PIPING | ME | Item | 753 | Above Ground / Underground , Soil, Waste and Vent Piping | Above Ground / Underground , Soil, Waste and Vent Piping | G | 32dn | 167 | m | 13 | 2171 | [5 empty] | 32dn | 167 | m | 13 | 2171
FPE | 22 | PLUMBING | 221316 | SANITARY WASTE AND VENT PIPING | ME | Item | 754 | PVC pipes | PVC pipes | H | 50 dn | 475 | m | 15 | 7125 | [5 empty] | 50 dn | 475 | m | 15 | 7125
FPE | 22 | PLUMBING | 221316 | SANITARY WASTE AND VENT PIPING | ME | Item | 755 | Above Ground / Underground , Soil, Waste and Vent Piping | Above Ground / Underground , Soil, Waste and Vent Piping | J | 82 dn | 97 | m | 18 | 1746 | [5 empty] | 82 dn | 97 | m | 18 | 1746
FPE | 22 | PLUMBING | 221316 | SANITARY WASTE AND VENT PIPING | ME | Item | 756 | PVC pipes | PVC pipes | K | 110 dn | 265 | m | 20 | 5300 | [5 empty] | 110 dn | 265 | m | 20 | 5300
FPE | 22 | PLUMBING | 221316 | SANITARY WASTE AND VENT PIPING | ME | Item | 757 | Above Ground / Underground , Soil, Waste and Vent Piping | Above Ground / Underground , Soil, Waste and Vent Piping | L | 150 dn | 55 | m | 23 | 1265 | [5 empty] | 150 dn | 55 | m | 23 | 1265
FPE | 22 | PLUMBING | 221316 | SANITARY WASTE AND VENT PIPING | ME | Other | 758 | Underground, soil, waste and vent piping connecting inspection chambers | Underground, soil, waste and vent piping connecting inspection chambers |  | Underground, soil, waste and vent piping connecting inspection chambers |  |  | 0 | [6 empty] | Underground, soil, waste and vent piping connecting inspection chambers |  |  | 0
FPE | 22 | PLUMBING | 221316 | SANITARY WASTE AND VENT PIPING | ME | Other | 759 | PVC pipes | PVC pipes |  | PVC pipes |  |  | 0 | [6 empty] | PVC pipes |  |  | 0
FPE | 22 | PLUMBING | 221316 | SANITARY WASTE AND VENT PIPING | ME | Item | 760 | Underground, soil, waste and vent piping connecting inspection chambers | Underground, soil, waste and vent piping connecting inspection chambers | A | 150 dn | 185 | m | 35 | 6475 | [5 empty] | 150 dn | 185 | m | 35 | 6475
FPE | 22 | PLUMBING | 221316 | SANITARY WASTE AND VENT PIPING | ME | Other | 761 | Inspection Chambers | Inspection Chambers |  | Inspection Chambers |  |  | 0 | [6 empty] | Inspection Chambers |  |  | 0
FPE | 22 | PLUMBING | 221316 | SANITARY WASTE AND VENT PIPING | ME | Item | 762 | Underground, soil, waste and vent piping connecting inspection chambers | Underground, soil, waste and vent piping connecting inspection chambers | B | Sewer Inspection Chambers | 5 | Nr | 175 | 875 | [5 empty] | Sewer Inspection Chambers | 5 | Nr | 175 | 875
FPE | 22 | PLUMBING | 221316 | SANITARY WASTE AND VENT PIPING | ME | Other | 763 | Aboveground / Underground , Soil, Waste Force Mains | Aboveground / Underground , Soil, Waste Force Mains |  | Aboveground / Underground , Soil, Waste Force Mains |  |  | 0 | [6 empty] | Aboveground / Underground , Soil, Waste Force Mains |  |  | 0
FPE | 22 | PLUMBING | 221316 | SANITARY WASTE AND VENT PIPING | ME | Other | 764 | Ductile-iron pipes | Ductile-iron pipes |  | Ductile-iron pipes |  |  | 0 | [6 empty] | Ductile-iron pipes |  |  | 0
FPE | 22 | PLUMBING | 221316 | SANITARY WASTE AND VENT PIPING | ME | Item | 765 | Aboveground / Underground , Soil, Waste Force Mains | Aboveground / Underground , Soil, Waste Force Mains | C | 50 dn | 15 | m | 28 | 420 | [5 empty] | 50 dn | 15 | m | 28 | 420
FPE | 22 | PLUMBING | 221316 | SANITARY WASTE AND VENT PIPING | ME | Other | 766 | Aboveground , Storm Drainage Piping | Aboveground , Storm Drainage Piping |  | Aboveground , Storm Drainage Piping |  |  | 0 | [6 empty] | Aboveground , Storm Drainage Piping |  |  | 0
FPE | 22 | PLUMBING | 221316 | SANITARY WASTE AND VENT PIPING | ME | Other | 767 | PVC pipes | PVC pipes |  | PVC pipes |  |  | 0 | [6 empty] | PVC pipes |  |  | 0
FPE | 22 | PLUMBING | 221316 | SANITARY WASTE AND VENT PIPING | ME | Item | 768 | Aboveground , Storm Drainage Piping | Aboveground , Storm Drainage Piping | D | 50 dn | 76 | m | 18 | 1368 | [5 empty] | 50 dn | 76 | m | 18 | 1368
FPE | 22 | PLUMBING | 221316 | SANITARY WASTE AND VENT PIPING | ME | Item | 769 | PVC pipes | PVC pipes | E | 80 dn | 81 | m | 20 | 1620 | [5 empty] | 80 dn | 81 | m | 20 | 1620
FPE | 22 | PLUMBING | 221316 | SANITARY WASTE AND VENT PIPING | ME | Item | 770 | Aboveground , Storm Drainage Piping | Aboveground , Storm Drainage Piping | F | 110 dn | 19 | m | 23 | 437 | [5 empty] | 110 dn | 19 | m | 23 | 437
FPE | 22 | PLUMBING | 22112 | SANITARY WATER PIPING SPECIALTIES | ME | Other | 771 | 22112 - SANITARY WATER PIPING SPECIALTIES | 22112 - SANITARY WATER PIPING SPECIALTIES |  | 22112 - SANITARY WATER PIPING SPECIALTIES |  |  | 0 | [6 empty] | 22112 - SANITARY WATER PIPING SPECIALTIES |  |  | 0
FPE | 22 | PLUMBING | 22112 | SANITARY WATER PIPING SPECIALTIES | ME | Other | 772 | Floor drains | Floor drains |  | Floor drains |  |  | 0 | [6 empty] | Floor drains |  |  | 0
FPE | 22 | PLUMBING | 22112 | SANITARY WATER PIPING SPECIALTIES | ME | Item | 773 | 22112 - SANITARY WATER PIPING SPECIALTIES | 22112 - SANITARY WATER PIPING SPECIALTIES | G | Type FD-1; 82 dn | 18 | Nr | 69 | 1242 | [5 empty] | Type FD-1; 82 dn | 18 | Nr | 69 | 1242
FPE | 22 | PLUMBING | 22112 | SANITARY WATER PIPING SPECIALTIES | ME | Item | 774 | Floor drains | Floor drains | H | Type FD-2; 100 dn | 6 | Nr |  | 0 | [5 empty] | Type FD-2; 100 dn | 6 | Nr |  | 0
FPE | 22 | PLUMBING | 22112 | SANITARY WATER PIPING SPECIALTIES | ME | Other | 775 | Floor cleanouts | Floor cleanouts |  | Floor cleanouts |  |  | 0 | [6 empty] | Floor cleanouts |  |  | 0
FPE | 22 | PLUMBING | 22112 | SANITARY WATER PIPING SPECIALTIES | ME | Item | 776 | Floor drains | Floor drains | H | Type FCO; 110 dn | 5 | Nr | 0 | 0 | [5 empty] | Type FCO; 110 dn | 5 | Nr | 0 | 0
FPE | 22 | PLUMBING | 22112 | SANITARY WATER PIPING SPECIALTIES | ME | Item | 777 | Floor cleanouts | Floor cleanouts | H | Type FCO; 100 dn | 4 | Nr | 69 | 276 | [5 empty] | Type FCO; 100 dn | 4 | Nr | 69 | 276
FPE | 22 | PLUMBING | 22112 | SANITARY WATER PIPING SPECIALTIES | ME | Item | 778 | Floor drains | Floor drains | A | Cowls | 1 | Item | 250 | 250 | [5 empty] | Cowls |  | Item | 250 | 250
FPE | 22 | PLUMBING | 22112 | SANITARY WATER PIPING SPECIALTIES | ME | Other | 779 | Roof drains | Roof drains |  | Roof drains |  |  | 0 | [6 empty] | Roof drains |  |  | 0
FPE | 22 | PLUMBING | 22112 | SANITARY WATER PIPING SPECIALTIES | ME | Item | 780 | Floor drains | Floor drains | B | Type RD-1; 82 dn | 10 | Nr | 100 | 1000 | [5 empty] | Type RD-1; 82 dn | 10 | Nr | 100 | 1000
FPE | 22 | PLUMBING | 22112 | SANITARY WATER PIPING SPECIALTIES | ME | Item | 781 | Roof drains | Roof drains | C | Type SCD-1; 50 dn | 4 | Nr | 175 | 700 | [5 empty] | Type SCD-1; 50 dn | 4 | Nr | 175 | 700
FPE | 22 | PLUMBING | 22112 | SANITARY WATER PIPING SPECIALTIES | ME | Other | 782 | Balcony drains | Balcony drains |  | Balcony drains |  |  | 0 | [6 empty] | Balcony drains |  |  | 0
FPE | 22 | PLUMBING | 22112 | SANITARY WATER PIPING SPECIALTIES | ME | Item | 783 | Roof drains | Roof drains | D | Type BD-1; 50 dn | 6 | Nr | 69 | 414 | [5 empty] | Type BD-1; 50 dn | 6 | Nr | 69 | 414
FPE | 22 | PLUMBING | 22112 | SANITARY WATER PIPING SPECIALTIES | ME | Other | 784 | Terrace drains | Terrace drains |  | Terrace drains |  |  | 0 | [6 empty] | Terrace drains |  |  | 0
FPE | 22 | PLUMBING | 22112 | SANITARY WATER PIPING SPECIALTIES | ME | Item | 785 | Roof drains | Roof drains | E | Type TD-1; 82 dn | 7 | Nr | 69 | 483 | [5 empty] | Type TD-1; 82 dn | 7 | Nr | 69 | 483
FPE | 22 | PLUMBING | 221429 | SUMP PUMPS | ME | Other | 786 | 221429 - SUMP PUMPS | 221429 - SUMP PUMPS |  | 221429 - SUMP PUMPS |  |  | 0 | [6 empty] | 221429 - SUMP PUMPS |  |  | 0
FPE | 22 | PLUMBING | 221429 | SUMP PUMPS | ME | Other | 787 | Duplex sump pumps | Duplex sump pumps |  | Duplex sump pumps |  |  | 0 | [6 empty] | Duplex sump pumps |  |  | 0
FPE | 22 | PLUMBING | 221429 | SUMP PUMPS | ME | Item | 788 | 221429 - SUMP PUMPS | 221429 - SUMP PUMPS | F | Type SP-B-01 | 1 | Set | 1063 | 1063 | [5 empty] | Type SP-B-01 | 1 | Set | 1063 | 1063
FPE | 22 | PLUMBING | 221429 | SUMP PUMPS | ME | Item | 789 | Duplex sump pumps | Duplex sump pumps | G | Spare parts as specified for sewage and sump pumps | 1 | Item | 313 | 313 | [5 empty] | Spare parts as specified for sewage and sump pumps |  | Item | 313 | 313
FPE | 22 | PLUMBING | 223100 | DOMESTIC WATER SOFTNERS | ME | Other | 790 | 223100 - DOMESTIC WATER SOFTNERS | 223100 - DOMESTIC WATER SOFTNERS |  | 223100 - DOMESTIC WATER SOFTNERS |  |  | 0 | [6 empty] | 223100 - DOMESTIC WATER SOFTNERS |  |  | 0
FPE | 22 | PLUMBING | 223100 | DOMESTIC WATER SOFTNERS | ME | Item | 791 | Duplex sump pumps | Duplex sump pumps | H | Type WS-1 | 1 | Nr | 475 | 475 | [5 empty] | Type WS-1 | 1 | Nr | 475 | 475
FPE | 22 | PLUMBING | 223500 | DOMESTIC WATER HEAT EXCHANGERS | ME | Other | 792 | 223500- DOMESTIC WATER HEAT EXCHANGERS | 223500- DOMESTIC WATER HEAT EXCHANGERS |  | 223500- DOMESTIC WATER HEAT EXCHANGERS |  |  | 0 | [6 empty] | 223500- DOMESTIC WATER HEAT EXCHANGERS |  |  | 0
FPE | 22 | PLUMBING | 223500 | DOMESTIC WATER HEAT EXCHANGERS | ME | Other | 793 | Large-capacity storage heat exchangers | Large-capacity storage heat exchangers |  | Large-capacity storage heat exchangers |  |  | 0 | [6 empty] | Large-capacity storage heat exchangers |  |  | 0
FPE | 22 | PLUMBING | 223500 | DOMESTIC WATER HEAT EXCHANGERS | ME | Item | 794 | 223500- DOMESTIC WATER HEAT EXCHANGERS | 223500- DOMESTIC WATER HEAT EXCHANGERS | J | HWST-RF-01-1 & 2 | 2 | Nr |  | 0 | [5 empty] | HWST-RF-01-1 & 2 | 2 | Nr |  | 0
FPE | 22 | PLUMBING | 223500 | DOMESTIC WATER HEAT EXCHANGERS | ME | Item | 795 | Large-capacity storage heat exchangers | Large-capacity storage heat exchangers | K | HWST-RF-02-1 & 2 | 2 | Nr |  | 0 | [5 empty] | HWST-RF-02-1 & 2 | 2 | Nr |  | 0
FPE | 22 | PLUMBING | 223500 | DOMESTIC WATER HEAT EXCHANGERS | ME | Item | 796 | 223500- DOMESTIC WATER HEAT EXCHANGERS | 223500- DOMESTIC WATER HEAT EXCHANGERS | J | EWH 50 Ltr | 10 | Nr | 300 | 3000 | [5 empty] | EWH 50 Ltr | 10 | Nr | 300 | 3000
FPE | 22 | PLUMBING | 224000 | PLUMBING FIXTURES | ME | Other | 797 | 224000 - PLUMBING FIXTURES | 224000 - PLUMBING FIXTURES |  | 224000 - PLUMBING FIXTURES |  |  | 0 | [6 empty] | 224000 - PLUMBING FIXTURES |  |  | 0
FPE | 22 | PLUMBING | 224000 | PLUMBING FIXTURES | ME | Other | 798 | Lavatories | Lavatories |  | Lavatories |  |  | 0 | [6 empty] | Lavatories |  |  | 0
FPE | 22 | PLUMBING | 224000 | PLUMBING FIXTURES | ME | Item | 799 | 224000 - PLUMBING FIXTURES | 224000 - PLUMBING FIXTURES | A | Type LAV-1 | 8 | Nr | 238 | 1904 | [5 empty] | Type LAV-1 | 8 | Nr | 238 | 1904
FPE | 22 | PLUMBING | 224000 | PLUMBING FIXTURES | ME | Item | 800 | Lavatories | Lavatories | B | Type LAV-2 | 1 | Nr | 300 | 300 | [5 empty] | Type LAV-2 | 1 | Nr | 300 | 300
FPE | 22 | PLUMBING | 224000 | PLUMBING FIXTURES | ME | Other | 801 | Water closets | Water closets |  | Water closets |  |  | 0 | [6 empty] | Water closets |  |  | 0
FPE | 22 | PLUMBING | 224000 | PLUMBING FIXTURES | ME | Item | 802 | Lavatories | Lavatories | C | Type EWC-1 | 7 | Nr | 363 | 2541 | [5 empty] | Type EWC-1 | 7 | Nr | 363 | 2541
FPE | 22 | PLUMBING | 224000 | PLUMBING FIXTURES | ME | Item | 803 | Water closets | Water closets | D | Type EWC-2 | 1 | Nr |  | 0 | [5 empty] | Type EWC-2 | 1 | Nr |  | 0
FPE | 22 | PLUMBING | 224000 | PLUMBING FIXTURES | ME | Other | 804 | Bathtubs | Bathtubs |  | Bathtubs |  |  | 0 | [6 empty] | Bathtubs |  |  | 0
FPE | 22 | PLUMBING | 224000 | PLUMBING FIXTURES | ME | Item | 805 | Water closets | Water closets | E | Type BT-1 | 6 | Nr |  | 0 | [5 empty] | Type BT-1 | 6 | Nr |  | 0
FPE | 22 | PLUMBING | 224000 | PLUMBING FIXTURES | ME | Other | 806 | Showers | Showers |  | Showers |  |  | 0 | [6 empty] | Showers |  |  | 0
FPE | 22 | PLUMBING | 224000 | PLUMBING FIXTURES | ME | Item | 807 | Water closets | Water closets | D | Type SH-1 | 6 | Nr | 438 | 2628 | [5 empty] | Type SH-1 | 6 | Nr | 438 | 2628
FPE | 22 | PLUMBING | 224000 | PLUMBING FIXTURES | ME | Other | 808 | Sinks | Sinks |  | Sinks |  |  | 0 | [6 empty] | Sinks |  |  | 0
FPE | 22 | PLUMBING | 224000 | PLUMBING FIXTURES | ME | Item | 809 | Water closets | Water closets | E | Type MS-1 | 1 | Nr | 175 | 175 | [5 empty] | Type MS-1 | 1 | Nr | 175 | 175
FPE | 22 | PLUMBING | 224000 | PLUMBING FIXTURES | ME | Item | 810 | Sinks | Sinks | F | Type KS-1 | 9 | Nr | 150 | 1350 | [5 empty] | Type KS-1 | 9 | Nr | 150 | 1350
FPE | 22 | PLUMBING | 224000 | PLUMBING FIXTURES | ME | Item | 811 | Water closets | Water closets | J | Type KS-2 | 1 | Nr |  | 0 | [5 empty] | Type KS-2 | 1 | Nr |  | 0
FPE | 22 | PLUMBING | 224000 | PLUMBING FIXTURES | ME | Other | 812 | Sinks | Sinks | BILL NO. 22 - PLUMBING
FPE | 22 | PLUMBING | To Summary | To Summary |  | Bill Sum | 813 | Water closets | Water closets | To Summary |  |  |  | J.D | 0 | [8 empty] | J.D | 92681.5
FPE | 23 | HEATING, VENTILATING AND AIR CONDITIONING | 230713 | DUCT INSULATION | ME | Other | 814 | Sinks | Sinks | BILL NO. 23
FPE | 23 | HEATING, VENTILATING AND AIR CONDITIONING | 230713 | DUCT INSULATION | ME | Other | 815 | Water closets | Water closets | HEATING, VENTILATING AND AIR CONDITIONING
FPE | 23 | HEATING, VENTILATING AND AIR CONDITIONING | 230713 | DUCT INSULATION | ME | Other | 816 | Sinks | Sinks | Item | Description | Qty | Unit | Rate | Amount | [5 empty] | Description | Qty | Unit | Rate | Amount
FPE | 23 | HEATING, VENTILATING AND AIR CONDITIONING | 230713 | DUCT INSULATION | ME | Other | 817 | Water closets | Water closets | [5 empty] | J.D | [9 empty] | J.D
FPE | 23 | HEATING, VENTILATING AND AIR CONDITIONING | 230713 | DUCT INSULATION | ME | Other | 818 | 230713 - DUCT INSULATION | 230713 - DUCT INSULATION |  | 230713 - DUCT INSULATION | [9 empty] | 230713 - DUCT INSULATION
FPE | 23 | HEATING, VENTILATING AND AIR CONDITIONING | 230713 | DUCT INSULATION | ME | Other | 819 | Indoor Duct And Plenum Insulation | Indoor Duct And Plenum Insulation |  | Indoor Duct And Plenum Insulation | [9 empty] | Indoor Duct And Plenum Insulation
FPE | 23 | HEATING, VENTILATING AND AIR CONDITIONING | 230713 | DUCT INSULATION | ME | Other | 820 | Rectangular, supply and Return ducts, concealed | Rectangular, supply and Return ducts, concealed |  | Rectangular, supply and Return ducts, concealed | [9 empty] | Rectangular, supply and Return ducts, concealed
FPE | 23 | HEATING, VENTILATING AND AIR CONDITIONING | 230713 | DUCT INSULATION | ME | Item | 821 | Indoor Duct And Plenum Insulation | Indoor Duct And Plenum Insulation | A | 50 mm thick Mineral Fiber Blanket | 70 | m2 | 75 | 5250 | [5 empty] | 50 mm thick Mineral Fiber Blanket | 70 | m2 | 75 | 5250
FPE | 23 | HEATING, VENTILATING AND AIR CONDITIONING | 230713 | DUCT INSULATION | ME | Other | 822 | Rectangular, treated fresh air ducts, concealed | Rectangular, treated fresh air ducts, concealed |  | Rectangular, treated fresh air ducts, concealed |  |  | 0 | [6 empty] | Rectangular, treated fresh air ducts, concealed |  |  | 0
FPE | 23 | HEATING, VENTILATING AND AIR CONDITIONING | 230713 | DUCT INSULATION | ME | Item | 823 | Indoor Duct And Plenum Insulation | Indoor Duct And Plenum Insulation | B | 50 mm thick Mineral Fiber Blanket | 50 | m2 | 88 | 4400 | [5 empty] | 50 mm thick Mineral Fiber Blanket | 50 | m2 | 88 | 4400
FPE | 23 | HEATING, VENTILATING AND AIR CONDITIONING | 230713 | DUCT INSULATION | ME | Other | 824 | Rectangular, range-hood exhaust ducts, concealed | Rectangular, range-hood exhaust ducts, concealed |  | Rectangular, range-hood exhaust ducts, concealed |  |  | 0 | [6 empty] | Rectangular, range-hood exhaust ducts, concealed |  |  | 0
FPE | 23 | HEATING, VENTILATING AND AIR CONDITIONING | 230713 | DUCT INSULATION | ME | Item | 825 | Indoor Duct And Plenum Insulation | Indoor Duct And Plenum Insulation | C | 25 mm thick Mineral Fiber Board | 90 | m2 |  | 0 | [5 empty] | 25 mm thick Mineral Fiber Board | 90 | m2 |  | 0
FPE | 23 | HEATING, VENTILATING AND AIR CONDITIONING | 230713 | DUCT INSULATION | ME | Other | 826 | Outdoor Duct And Plenum Insulation | Rectangular, supply and Return ducts, concealed |  | Outdoor Duct And Plenum Insulation |  |  | 0 | [6 empty] | Outdoor Duct And Plenum Insulation |  |  | 0
FPE | 23 | HEATING, VENTILATING AND AIR CONDITIONING | 230713 | DUCT INSULATION | ME | Other | 827 | Outdoor Duct And Plenum Insulation | Rectangular, supply and Return ducts, concealed |  | Rectangular, supply and Return ducts, concealed |  |  | 0 | [6 empty] | Rectangular, supply and Return ducts, concealed |  |  | 0
FPE | 23 | HEATING, VENTILATING AND AIR CONDITIONING | 230713 | DUCT INSULATION | ME | Item | 828 | Outdoor Duct And Plenum Insulation | Rectangular, supply and Return ducts, concealed | D | 50 mm thick Mineral Fiber Blanket with Al jacketing | 150 | m2 |  | 0 | [5 empty] | 50 mm thick Mineral Fiber Blanket with Al jacketing | 150 | m2 |  | 0
FPE | 23 | HEATING, VENTILATING AND AIR CONDITIONING | 230713 | DUCT INSULATION | ME | Other | 829 | Boiler Breeching And Connector Insulation | Round |  | Boiler Breeching And Connector Insulation |  |  | 0 | [6 empty] | Boiler Breeching And Connector Insulation |  |  | 0
FPE | 23 | HEATING, VENTILATING AND AIR CONDITIONING | 230713 | DUCT INSULATION | ME | Other | 830 | Boiler Breeching And Connector Insulation | Round |  | Round |  |  | 0 | [6 empty] | Round |  |  | 0
FPE | 23 | HEATING, VENTILATING AND AIR CONDITIONING | 230713 | DUCT INSULATION | ME | Item | 831 | Boiler Breeching And Connector Insulation | Round | E | 50 mm thick Calcium Cilicate with Al jacketing | 30 | m2 |  | 0 | [5 empty] | 50 mm thick Calcium Cilicate with Al jacketing | 30 | m2 |  | 0
FPE | 23 | HEATING, VENTILATING AND AIR CONDITIONING | 230719 | HVAC PIPE INSULATION | ME | Other | 832 | 230719 - HVAC PIPE INSULATION | 230719 - HVAC PIPE INSULATION |  | 230719 - HVAC PIPE INSULATION |  |  | 0 | [6 empty] | 230719 - HVAC PIPE INSULATION |  |  | 0
FPE | 23 | HEATING, VENTILATING AND AIR CONDITIONING | 230719 | HVAC PIPE INSULATION | ME | Other | 833 | Interior Insulation | Condensate drain piping |  | Interior Insulation |  |  | 0 | [6 empty] | Interior Insulation |  |  | 0
FPE | 23 | HEATING, VENTILATING AND AIR CONDITIONING | 230719 | HVAC PIPE INSULATION | ME | Other | 834 | Interior Insulation | Condensate drain piping |  | Condensate drain piping |  |  | 0 | [6 empty] | Condensate drain piping |  |  | 0
FPE | 23 | HEATING, VENTILATING AND AIR CONDITIONING | 230719 | HVAC PIPE INSULATION | ME | Other | 835 | Condensate drain piping | 19 mm thick |  | 19 mm thick |  |  | 0 | [6 empty] | 19 mm thick |  |  | 0
FPE | 23 | HEATING, VENTILATING AND AIR CONDITIONING | 230719 | HVAC PIPE INSULATION | ME | Item | 836 | Interior Insulation | Condensate drain piping | A | 20 dn | 60 | m | 25 | 1500 | [5 empty] | 20 dn | 60 | m | 25 | 1500
FPE | 23 | HEATING, VENTILATING AND AIR CONDITIONING | 230719 | HVAC PIPE INSULATION | ME | Other | 837 | Heating hot-water supply and return, concealed | Heating hot-water supply and return, concealed |  | Heating hot-water supply and return, concealed |  |  | 0 | [6 empty] | Heating hot-water supply and return, concealed |  |  | 0
FPE | 23 | HEATING, VENTILATING AND AIR CONDITIONING | 230719 | HVAC PIPE INSULATION | ME | Other | 838 | Heating hot-water supply and return, concealed | 25 mm thick |  | 25 mm thick |  |  | 0 | [6 empty] | 25 mm thick |  |  | 0
FPE | 23 | HEATING, VENTILATING AND AIR CONDITIONING | 230719 | HVAC PIPE INSULATION | ME | Item | 839 | Heating hot-water supply and return, concealed |  | B | 20 dn | 5 | m | 28 | 140 | [5 empty] | 20 dn | 5 | m | 28 | 140
FPE | 23 | HEATING, VENTILATING AND AIR CONDITIONING | 230719 | HVAC PIPE INSULATION | ME | Item | 840 | Heating hot-water supply and return, concealed |  | C | 25 dn | 50 | m | 30 | 1500 | [5 empty] | 25 dn | 50 | m | 30 | 1500
FPE | 23 | HEATING, VENTILATING AND AIR CONDITIONING | 230719 | HVAC PIPE INSULATION | ME | Item | 841 | Heating hot-water supply and return, concealed |  | D | 32 dn | 3 | m | 33 | 99 | [5 empty] | 32 dn | 3 | m | 33 | 99
FPE | 23 | HEATING, VENTILATING AND AIR CONDITIONING | 230719 | HVAC PIPE INSULATION | ME | Item | 842 | Heating hot-water supply and return, concealed |  | E | 40 dn | 150 | m |  | 0 | [5 empty] | 40 dn | 150 | m |  | 0
FPE | 23 | HEATING, VENTILATING AND AIR CONDITIONING | 230719 | HVAC PIPE INSULATION | ME | Other | 843 | Heating hot-water supply and return, concealed | 38 mm thick |  | 38 mm thick |  |  | 0 | [6 empty] | 38 mm thick |  |  | 0
FPE | 23 | HEATING, VENTILATING AND AIR CONDITIONING | 230719 | HVAC PIPE INSULATION | ME | Item | 844 | Heating hot-water supply and return, concealed | 38 mm thick | F | 65 dn | 70 | m |  | 0 | [5 empty] | 65 dn | 70 | m |  | 0
FPE | 23 | HEATING, VENTILATING AND AIR CONDITIONING | 230719 | HVAC PIPE INSULATION | ME | Other | 845 | Heating hot-water supply and return, concealed | Heating hot-water supply and return, on all pipes running in mechanical rooms or exposed to view with AL jacketing |  | Heating hot-water supply and return, on all pipes running in mechanical rooms or exposed to view with AL jacketing |  |  | 0 | [6 empty] | Heating hot-water supply and return, on all pipes running in mechanical rooms or exposed to view with AL jacketing |  |  | 0
FPE | 23 | HEATING, VENTILATING AND AIR CONDITIONING | 230719 | HVAC PIPE INSULATION | ME | Other | 846 | Heating hot-water supply and return, concealed | 50 mm thick |  | 50 mm thick |  |  | 0 | [6 empty] | 50 mm thick |  |  | 0
FPE | 23 | HEATING, VENTILATING AND AIR CONDITIONING | 230719 | HVAC PIPE INSULATION | ME | Item | 847 | Heating hot-water supply and return, concealed | Heating hot-water supply and return, on all pipes running in mechanical rooms or exposed to view with AL jacketing | E | 40 dn | 17 | m |  | 0 | [5 empty] | 40 dn | 17 | m |  | 0
FPE | 23 | HEATING, VENTILATING AND AIR CONDITIONING | 230719 | HVAC PIPE INSULATION | ME | Item | 848 | Heating hot-water supply and return, concealed | 50 mm thick | F | 65 dn | 15 | m |  | 0 | [5 empty] | 65 dn | 15 | m |  | 0
FPE | 23 | HEATING, VENTILATING AND AIR CONDITIONING | 230719 | HVAC PIPE INSULATION | ME | Item | 849 | Heating hot-water supply and return, concealed | Heating hot-water supply and return, on all pipes running in mechanical rooms or exposed to view with AL jacketing | G | 80 dn | 50 | m |  | 0 | [5 empty] | 80 dn | 50 | m |  | 0
FPE | 23 | HEATING, VENTILATING AND AIR CONDITIONING | 230900 | BUILDING MANAGEMENT SYSTEM (BMS), INSTRUMENTATION AND CONTROLS | ME | Other | 850 | 230900 - BUILDING MANAGEMENT SYSTEM (BMS), INSTRUMENTATION AND CONTROLS | 230900 - BUILDING MANAGEMENT SYSTEM (BMS), INSTRUMENTATION AND CONTROLS |  | 230900 - BUILDING MANAGEMENT SYSTEM (BMS), INSTRUMENTATION AND CONTROLS |  |  | 0 | [6 empty] | 230900 - BUILDING MANAGEMENT SYSTEM (BMS), INSTRUMENTATION AND CONTROLS |  |  | 0
FPE | 23 | HEATING, VENTILATING AND AIR CONDITIONING | 230900 | BUILDING MANAGEMENT SYSTEM (BMS), INSTRUMENTATION AND CONTROLS | ME | Other | 851 | System complete as specified and as shown on drawings | System complete as specified and as shown on drawings |  | System complete as specified and as shown on drawings |  |  | 0 | [6 empty] | System complete as specified and as shown on drawings |  |  | 0
FPE | 23 | HEATING, VENTILATING AND AIR CONDITIONING | 230900 | BUILDING MANAGEMENT SYSTEM (BMS), INSTRUMENTATION AND CONTROLS | ME | Item | 852 | 230900 - BUILDING MANAGEMENT SYSTEM (BMS), INSTRUMENTATION AND CONTROLS | 230900 - BUILDING MANAGEMENT SYSTEM (BMS), INSTRUMENTATION AND CONTROLS | A | Spare parts as specified for BMS |  | Item |  | 0 | [5 empty] | Spare parts as specified for BMS |  | Item
FPE | 23 | HEATING, VENTILATING AND AIR CONDITIONING | 231113 | FACILITY FUEL OIL PIPING | ME | Other | 853 | 231113 - FACILITY FUEL OIL PIPING | 231113 - FACILITY FUEL OIL PIPING |  | 231113 - FACILITY FUEL OIL PIPING |  |  | 0 | [6 empty] | 231113 - FACILITY FUEL OIL PIPING |  |  | 0
FPE | 23 | HEATING, VENTILATING AND AIR CONDITIONING | 231113 | FACILITY FUEL OIL PIPING | ME | Other | 854 | Black steel pipes and fittings | Black steel pipes and fittings |  | Black steel pipes and fittings |  |  | 0 | [6 empty] | Black steel pipes and fittings |  |  | 0
FPE | 23 | HEATING, VENTILATING AND AIR CONDITIONING | 231113 | FACILITY FUEL OIL PIPING | ME | Item | 855 | 231113 - FACILITY FUEL OIL PIPING | 231113 - FACILITY FUEL OIL PIPING | B | 15 dn | 11 | m |  | 0 | [5 empty] | 15 dn | 11 | m
FPE | 23 | HEATING, VENTILATING AND AIR CONDITIONING | 231113 | FACILITY FUEL OIL PIPING | ME | Item | 856 | Black steel pipes and fittings | Black steel pipes and fittings | A | 20 dn | 8 | m | 23 | 184 | [5 empty] | 20 dn | 8 | m | 23 | 184
FPE | 23 | HEATING, VENTILATING AND AIR CONDITIONING | 231113 | FACILITY FUEL OIL PIPING | ME | Other | 857 | Valves | Valves |  | Valves |  |  | 0 | [6 empty] | Valves |  |  | 0
FPE | 23 | HEATING, VENTILATING AND AIR CONDITIONING | 231113 | FACILITY FUEL OIL PIPING | ME | Other | 858 | Gate valves | Gate valves |  | Gate valves |  |  | 0 | [6 empty] | Gate valves |  |  | 0
FPE | 23 | HEATING, VENTILATING AND AIR CONDITIONING | 231113 | FACILITY FUEL OIL PIPING | ME | Item | 859 | Valves | Valves | B | 20 dn | 1 | Item | 313 | 313 | [5 empty] | 20 dn |  | Item | 313 | 313
FPE | 23 | HEATING, VENTILATING AND AIR CONDITIONING | 231113 | FACILITY FUEL OIL PIPING | ME | Other | 860 | Check valves | Check valves |  | Check valves |  |  | 0 | [6 empty] | Check valves |  |  | 0
FPE | 23 | HEATING, VENTILATING AND AIR CONDITIONING | 231113 | FACILITY FUEL OIL PIPING | ME | Item | 861 | Valves | Valves | C | 20 dn | 1 | Item | 313 | 313 | [5 empty] | 20 dn |  | Item | 313 | 313
FPE | 23 | HEATING, VENTILATING AND AIR CONDITIONING | 231113 | FACILITY FUEL OIL PIPING | ME | Other | 862 | Fuel oil storage tanks | Fuel oil storage tanks |  | Fuel oil storage tanks |  |  | 0 | [6 empty] | Fuel oil storage tanks |  |  | 0
FPE | 23 | HEATING, VENTILATING AND AIR CONDITIONING | 231113 | FACILITY FUEL OIL PIPING | ME | Item | 863 | Valves | Valves | F | Type FOT-01 | 3 | Nr |  | 0 | [5 empty] | Type FOT-01 | 3 | Nr |  | 0
FPE | 23 | HEATING, VENTILATING AND AIR CONDITIONING | 231113 | FACILITY FUEL OIL PIPING | ME | Item | 864 | Fuel oil storage tanks | Fuel oil storage tanks | D | Type FOT-02 | 2 | Nr | 600 | 1200 | [5 empty] | Type FOT-02 | 2 | Nr | 600 | 1200
FPE | 23 | HEATING, VENTILATING AND AIR CONDITIONING | 231113 | FACILITY FUEL OIL PIPING | ME | Other | 865 | Strainer | Strainer |  | Strainer |  |  | 0 | [6 empty] | Strainer |  |  | 0
FPE | 23 | HEATING, VENTILATING AND AIR CONDITIONING | 231113 | FACILITY FUEL OIL PIPING | ME | Item | 866 | Fuel oil storage tanks | Fuel oil storage tanks | E | 20 dn | 1 | Nr | 188 | 188 | [5 empty] | 20 dn | 1 | Nr | 188 | 188
FPE | 23 | HEATING, VENTILATING AND AIR CONDITIONING | 231126 | FACILITY LIQUEFIED PETROLIUM GAS PIPING | ME | Other | 867 | 231126 - FACILITY LIQUEFIED PETROLIUM GAS PIPING | 231126 - FACILITY LIQUEFIED PETROLIUM GAS PIPING |  | 231126 - FACILITY LIQUEFIED PETROLIUM GAS PIPING |  |  | 0 | [6 empty] | 231126 - FACILITY LIQUEFIED PETROLIUM GAS PIPING |  |  | 0
FPE | 23 | HEATING, VENTILATING AND AIR CONDITIONING | 231126 | FACILITY LIQUEFIED PETROLIUM GAS PIPING | ME | Other | 868 | Aboveground pipes and fittings | Black steel pipes and fittings |  | Aboveground pipes and fittings |  |  | 0 | [6 empty] | Aboveground pipes and fittings |  |  | 0
FPE | 23 | HEATING, VENTILATING AND AIR CONDITIONING | 231126 | FACILITY LIQUEFIED PETROLIUM GAS PIPING | ME | Other | 869 | Aboveground pipes and fittings | Black steel pipes and fittings |  | Black steel pipes and fittings |  |  | 0 | [6 empty] | Black steel pipes and fittings |  |  | 0
FPE | 23 | HEATING, VENTILATING AND AIR CONDITIONING | 231126 | FACILITY LIQUEFIED PETROLIUM GAS PIPING | ME | Item | 870 | Aboveground pipes and fittings | Black steel pipes and fittings | A | 32 dn | 30 | m |  | 0 | [5 empty] | 32 dn | 30 | m |  | 0
FPE | 23 | HEATING, VENTILATING AND AIR CONDITIONING | 231126 | FACILITY LIQUEFIED PETROLIUM GAS PIPING | ME | Other | 871 | Copper pipes running under tiles | Copper pipes running under tiles |  | Copper pipes running under tiles |  |  | 0 | [6 empty] | Copper pipes running under tiles |  |  | 0
FPE | 23 | HEATING, VENTILATING AND AIR CONDITIONING | 231126 | FACILITY LIQUEFIED PETROLIUM GAS PIPING | ME | Item | 872 | Aboveground pipes and fittings | Black steel pipes and fittings | B | 22 dn | 25 | m |  | 0 | [5 empty] | 22 dn | 25 | m |  | 0
FPE | 23 | HEATING, VENTILATING AND AIR CONDITIONING | 231126 | FACILITY LIQUEFIED PETROLIUM GAS PIPING | ME | Item | 873 | Copper pipes running under tiles | Copper pipes running under tiles | C | 35 dn | 5 | m |  | 0 | [5 empty] | 35 dn | 5 | m |  | 0
FPE | 23 | HEATING, VENTILATING AND AIR CONDITIONING | 231126 | FACILITY LIQUEFIED PETROLIUM GAS PIPING | ME | Item | 874 | Aboveground pipes and fittings | Black steel pipes and fittings | D | Gas Tank, with gas vaporiser and all other accessories | 1 | Nr |  | 0 | [5 empty] | Gas Tank, with gas vaporiser and all other accessories | 1 | Nr |  | 0
FPE | 23 | HEATING, VENTILATING AND AIR CONDITIONING | 231126 | FACILITY LIQUEFIED PETROLIUM GAS PIPING | ME | Other | 875 | Gas panels | Gas panels |  | Gas panels |  |  | 0 | [6 empty] | Gas panels |  |  | 0
FPE | 23 | HEATING, VENTILATING AND AIR CONDITIONING | 231126 | FACILITY LIQUEFIED PETROLIUM GAS PIPING | ME | Item | 876 | Aboveground pipes and fittings | Black steel pipes and fittings | E | For Main Kitchen | 1 | Nr |  | 0 | [5 empty] | For Main Kitchen | 1 | Nr |  | 0
FPE | 23 | HEATING, VENTILATING AND AIR CONDITIONING | 231126 | FACILITY LIQUEFIED PETROLIUM GAS PIPING | ME | Other | 877 | Solenoid valve | Solenoid valve |  | Solenoid valve |  |  | 0 | [6 empty] | Solenoid valve |  |  | 0
FPE | 23 | HEATING, VENTILATING AND AIR CONDITIONING | 231126 | FACILITY LIQUEFIED PETROLIUM GAS PIPING | ME | Item | 878 | Aboveground pipes and fittings | Black steel pipes and fittings | F | 32 dn | 1 | Nr |  | 0 | [5 empty] | 32 dn | 1 | Nr |  | 0
FPE | 23 | HEATING, VENTILATING AND AIR CONDITIONING | 231126 | FACILITY LIQUEFIED PETROLIUM GAS PIPING | ME | Other | 879 | Excess flow shut-off valve | Excess flow shut-off valve |  | Excess flow shut-off valve |  |  | 0 | [6 empty] | Excess flow shut-off valve |  |  | 0
FPE | 23 | HEATING, VENTILATING AND AIR CONDITIONING | 231126 | FACILITY LIQUEFIED PETROLIUM GAS PIPING | ME | Item | 880 | Aboveground pipes and fittings | Black steel pipes and fittings | G | 32 dn | 1 | Nr |  | 0 | [5 empty] | 32 dn | 1 | Nr |  | 0
FPE | 23 | HEATING, VENTILATING AND AIR CONDITIONING | 231126 | FACILITY LIQUEFIED PETROLIUM GAS PIPING | ME | Item | 881 | Excess flow shut-off valve | Excess flow shut-off valve | H | Gas leak detection system complete with all Accessories |  | Item |  | 0 | [5 empty] | Gas leak detection system complete with all Accessories |  | Item
FPE | 23 | HEATING, VENTILATING AND AIR CONDITIONING | 232113 | HYDRONIC PIPING | ME | Other | 882 | 232113 - HYDRONIC PIPING | 232113 - HYDRONIC PIPING |  | 232113 - HYDRONIC PIPING |  |  | 0 | [6 empty] | 232113 - HYDRONIC PIPING |  |  | 0
FPE | 23 | HEATING, VENTILATING AND AIR CONDITIONING | 232113 | HYDRONIC PIPING | ME | Other | 883 | Hot Water Pipes | Black steel pipes and fittings |  | Hot Water Pipes |  |  | 0 | [6 empty] | Hot Water Pipes |  |  | 0
FPE | 23 | HEATING, VENTILATING AND AIR CONDITIONING | 232113 | HYDRONIC PIPING | ME | Other | 884 | Hot Water Pipes | Black steel pipes and fittings |  | Black steel pipes and fittings |  |  | 0 | [6 empty] | Black steel pipes and fittings |  |  | 0
FPE | 23 | HEATING, VENTILATING AND AIR CONDITIONING | 232113 | HYDRONIC PIPING | ME | Item | 885 | Hot Water Pipes | Black steel pipes and fittings | A | 20 dn | 5 | m | 19 | 95 | [5 empty] | 20 dn | 5 | m | 19 | 95
FPE | 23 | HEATING, VENTILATING AND AIR CONDITIONING | 232113 | HYDRONIC PIPING | ME | Item | 886 | Hot Water Pipes | Black steel pipes and fittings | B | 25 dn | 50 | m | 23 | 1150 | [5 empty] | 25 dn | 50 | m | 23 | 1150
FPE | 23 | HEATING, VENTILATING AND AIR CONDITIONING | 232113 | HYDRONIC PIPING | ME | Item | 887 | Hot Water Pipes | Black steel pipes and fittings | A | 32 dn | 3 | m | 25 | 75 | [5 empty] | 32 dn | 3 | m | 25 | 75
FPE | 23 | HEATING, VENTILATING AND AIR CONDITIONING | 232113 | HYDRONIC PIPING | ME | Item | 888 | Hot Water Pipes | Black steel pipes and fittings | B | 40 dn | 170 | m |  | 0 | [5 empty] | 40 dn | 170 | m |  | 0
FPE | 23 | HEATING, VENTILATING AND AIR CONDITIONING | 232113 | HYDRONIC PIPING | ME | Item | 889 | Hot Water Pipes | Black steel pipes and fittings | C | 50 dn | 175 | m |  | 0 | [5 empty] | 50 dn | 175 | m |  | 0
FPE | 23 | HEATING, VENTILATING AND AIR CONDITIONING | 232113 | HYDRONIC PIPING | ME | Item | 890 | Hot Water Pipes | Black steel pipes and fittings | D | 65 dn | 105 | m |  | 0 | [5 empty] | 65 dn | 105 | m |  | 0
FPE | 23 | HEATING, VENTILATING AND AIR CONDITIONING | 232113 | HYDRONIC PIPING | ME | Item | 891 | Hot Water Pipes | Black steel pipes and fittings | E | 80 dn | 50 | m |  | 0 | [5 empty] | 80 dn | 50 | m |  | 0
FPE | 23 | HEATING, VENTILATING AND AIR CONDITIONING | 232113 | HYDRONIC PIPING | ME | Other | 892 | PEX-A Flexible pipe, complete with fittings, valves, controls , joints, flexible connectors, unions, flanges, couplings, sleeves and all the accessories required for system operation, maintenance and occupants comfort. | PEX-A Flexible pipe, complete with fittings, valves, controls , joints, flexible connectors, unions, flanges, couplings, sleeves and all the accessories required for system operation, maintenance and occupants comfort. |  | PEX-A Flexible pipe, complete with fittings, valves, controls , joints, flexible connectors, unions, flanges, couplings, sleeves and all the accessories required for system operation, maintenance and occupants comfort. |  |  | 0 | [6 empty] | PEX-A Flexible pipe, complete with fittings, valves, controls , joints, flexible connectors, unions, flanges, couplings, sleeves and all the accessories required for system operation, maintenance and occupants comfort. |  |  | 0
FPE | 23 | HEATING, VENTILATING AND AIR CONDITIONING | 232113 | HYDRONIC PIPING | ME | Item | 893 | Hot Water Pipes | Black steel pipes and fittings | B | 16 dn | 278 | m | 4 | 1112 | [5 empty] | 16 dn | 278 | m | 4 | 1112
FPE | 23 | HEATING, VENTILATING AND AIR CONDITIONING | 232113 | HYDRONIC PIPING | ME | Other | 894 | Condensate Drain Pipes | PVC pipes and fittings |  | Condensate Drain Pipes |  |  | 0 | [6 empty] | Condensate Drain Pipes |  |  | 0
FPE | 23 | HEATING, VENTILATING AND AIR CONDITIONING | 232113 | HYDRONIC PIPING | ME | Other | 895 | Condensate Drain Pipes | PVC pipes and fittings |  | PVC pipes and fittings |  |  | 0 | [6 empty] | PVC pipes and fittings |  |  | 0
FPE | 23 | HEATING, VENTILATING AND AIR CONDITIONING | 232113 | HYDRONIC PIPING | ME | Item | 896 | Condensate Drain Pipes | PVC pipes and fittings | C | 20 dn | 100 | m | 9 | 900 | [5 empty] | 20 dn | 100 | m | 9 | 900
FPE | 23 | HEATING, VENTILATING AND AIR CONDITIONING | 232113 | HYDRONIC PIPING | ME | Other | 897 | Valves | Valves |  | Valves |  |  | 0 | [6 empty] | Valves |  |  | 0
FPE | 23 | HEATING, VENTILATING AND AIR CONDITIONING | 232113 | HYDRONIC PIPING | ME | Item | 898 | Condensate Drain Pipes | PVC pipes and fittings | H | Ball valves |  | Item |  | 0 | [5 empty] | Ball valves |  | Item
FPE | 23 | HEATING, VENTILATING AND AIR CONDITIONING | 232113 | HYDRONIC PIPING | ME | Other | 899 | Hydronic Specialties | Expansion Tanks |  | Hydronic Specialties |  |  | 0 | [6 empty] | Hydronic Specialties |  |  | 0
FPE | 23 | HEATING, VENTILATING AND AIR CONDITIONING | 232113 | HYDRONIC PIPING | ME | Other | 900 | Hydronic Specialties | Expansion Tanks |  | Expansion Tanks |  |  | 0 | [6 empty] | Expansion Tanks |  |  | 0
FPE | 23 | HEATING, VENTILATING AND AIR CONDITIONING | 232113 | HYDRONIC PIPING | ME | Item | 901 | Hydronic Specialties | Expansion Tanks | J | Type ET-01 | 1 | Nr |  | 0 | [5 empty] | Type ET-01 | 1 | Nr
FPE | 23 | HEATING, VENTILATING AND AIR CONDITIONING | 232123 | HYDRONIC PUMPS | ME | Other | 902 | 232123 - HYDRONIC PUMPS | 232123 - HYDRONIC PUMPS |  | 232123 - HYDRONIC PUMPS |  |  | 0 | [6 empty] | 232123 - HYDRONIC PUMPS |  |  | 0
FPE | 23 | HEATING, VENTILATING AND AIR CONDITIONING | 232123 | HYDRONIC PUMPS | ME | Other | 903 | Centrifugal Flexible-coupled end suction pumps | Centrifugal Flexible-coupled end suction pumps |  | Centrifugal Flexible-coupled end suction pumps |  |  | 0 | [6 empty] | Centrifugal Flexible-coupled end suction pumps |  |  | 0
FPE | 23 | HEATING, VENTILATING AND AIR CONDITIONING | 232123 | HYDRONIC PUMPS | ME | Item | 904 | 232123 - HYDRONIC PUMPS | 232123 - HYDRONIC PUMPS | A | HWP-GF-01-1 | 2 | Nr |  | 0 | [5 empty] | HWP-GF-01-1 | 2 | Nr |  | 0
FPE | 23 | HEATING, VENTILATING AND AIR CONDITIONING | 232123 | HYDRONIC PUMPS | ME | Item | 905 | Centrifugal Flexible-coupled end suction pumps | Centrifugal Flexible-coupled end suction pumps | B | HWP-GF-01-2 | 2 | Nr |  | 0 | [5 empty] | HWP-GF-01-2 | 2 | Nr |  | 0
FPE | 23 | HEATING, VENTILATING AND AIR CONDITIONING | 232123 | HYDRONIC PUMPS | ME | Item | 906 | 232123 - HYDRONIC PUMPS | 232123 - HYDRONIC PUMPS | C | HWP-GF-01-3 | 2 | Nr |  | 0 | [5 empty] | HWP-GF-01-3 | 2 | Nr |  | 0
FPE | 23 | HEATING, VENTILATING AND AIR CONDITIONING | 232123 | HYDRONIC PUMPS | ME | Item | 907 | Centrifugal Flexible-coupled end suction pumps | Centrifugal Flexible-coupled end suction pumps | D | Type SHP-RF-01 | 2 | Nr |  | 0 | [5 empty] | Type SHP-RF-01 | 2 | Nr |  | 0
FPE | 23 | HEATING, VENTILATING AND AIR CONDITIONING | 232123 | HYDRONIC PUMPS | ME | Item | 908 | 232123 - HYDRONIC PUMPS | 232123 - HYDRONIC PUMPS | E | Spare parts as specified for all hydronic pumps |  | Item |  | 0 | [5 empty] | Spare parts as specified for all hydronic pumps |  | Item
FPE | 23 | HEATING, VENTILATING AND AIR CONDITIONING | 232500 | HVAC WATER TREATMENT | ME | Other | 909 | 232500- HVAC WATER TREATMENT | 232500- HVAC WATER TREATMENT |  | 232500- HVAC WATER TREATMENT |  |  | 0 | [6 empty] | 232500- HVAC WATER TREATMENT |  |  | 0
FPE | 23 | HEATING, VENTILATING AND AIR CONDITIONING | 232500 | HVAC WATER TREATMENT | ME | Item | 910 | 232123 - HYDRONIC PUMPS | 232123 - HYDRONIC PUMPS | F | Closed-loop chemical feed system for heating water distribution systems |  | Item |  | 0 | [5 empty] | Closed-loop chemical feed system for heating water distribution systems |  | Item
FPE | 23 | HEATING, VENTILATING AND AIR CONDITIONING | 232500 | HVAC WATER TREATMENT | ME | Item | 911 | 232500- HVAC WATER TREATMENT | 232500- HVAC WATER TREATMENT | G | Closed-loop chemical feed system for solar hot water distribution systems |  | Item |  | 0 | [5 empty] | Closed-loop chemical feed system for solar hot water distribution systems |  | Item
FPE | 23 | HEATING, VENTILATING AND AIR CONDITIONING | 233113 | METAL DUCTS | ME | Other | 912 | 233113- METAL DUCTS | 233113- METAL DUCTS |  | 233113- METAL DUCTS |  |  | 0 | [6 empty] | 233113- METAL DUCTS |  |  | 0
FPE | 23 | HEATING, VENTILATING AND AIR CONDITIONING | 233113 | METAL DUCTS | ME | Item | 913 | 232500- HVAC WATER TREATMENT | 232500- HVAC WATER TREATMENT | A | Galvanized steel ductwork | 2400 | Kg | 5 | 12000 | [5 empty] | Galvanized steel ductwork | 2400 | Kg | 5 | 12000
FPE | 23 | HEATING, VENTILATING AND AIR CONDITIONING | 233113 | METAL DUCTS | ME | Item | 914 | 233113- METAL DUCTS | 233113- METAL DUCTS | J | Carbon steel for range hood exhaust | 402 | Kg |  | 0 | [5 empty] | Carbon steel for range hood exhaust | 402 | Kg |  | 0
FPE | 23 | HEATING, VENTILATING AND AIR CONDITIONING | 233300 | AIR DUCT ACCESSORIES | ME | Other | 915 | 233300 - AIR DUCT ACCESSORIES | 233300 - AIR DUCT ACCESSORIES |  | 233300 - AIR DUCT ACCESSORIES |  |  | 0 | [6 empty] | 233300 - AIR DUCT ACCESSORIES |  |  | 0
FPE | 23 | HEATING, VENTILATING AND AIR CONDITIONING | 233300 | AIR DUCT ACCESSORIES | ME | Item | 916 | 233113- METAL DUCTS | 233113- METAL DUCTS | B | Manual volume dampers | 1 | Item | 562.5 | 562.5 | [5 empty] | Manual volume dampers |  | Item | 562.5 | 562.5
FPE | 23 | HEATING, VENTILATING AND AIR CONDITIONING | 233300 | AIR DUCT ACCESSORIES | ME | Item | 917 | 233300 - AIR DUCT ACCESSORIES | 233300 - AIR DUCT ACCESSORIES | C | Fire dampers | 1 | Item | 375 | 375 | [5 empty] | Fire dampers |  | Item | 375 | 375
FPE | 23 | HEATING, VENTILATING AND AIR CONDITIONING | 233300 | AIR DUCT ACCESSORIES | ME | Item | 918 | 233113- METAL DUCTS | 233113- METAL DUCTS | D | Motorized dampers | 1 | Item | 375 | 375 | [5 empty] | Motorized dampers |  | Item | 375 | 375
FPE | 23 | HEATING, VENTILATING AND AIR CONDITIONING | 233300 | AIR DUCT ACCESSORIES | ME | Other | 919 | Flexible ducts | Flexible ducts |  | Flexible ducts |  |  | 0 | [6 empty] | Flexible ducts |  |  | 0
FPE | 23 | HEATING, VENTILATING AND AIR CONDITIONING | 233300 | AIR DUCT ACCESSORIES | ME | Item | 920 | 233113- METAL DUCTS | 233113- METAL DUCTS | A | 150 dn | 3 | m | 38 | 114 | [5 empty] | 150 dn | 3 | m | 38 | 114
FPE | 23 | HEATING, VENTILATING AND AIR CONDITIONING | 233423 | POWER VENTILATOR UTILITY SET FANS | ME | Other | 921 | 233423- POWER VENTILATOR UTILITY SET FANS | 233423- POWER VENTILATOR UTILITY SET FANS |  | 233423- POWER VENTILATOR UTILITY SET FANS |  |  | 0 | [6 empty] | 233423- POWER VENTILATOR UTILITY SET FANS |  |  | 0
FPE | 23 | HEATING, VENTILATING AND AIR CONDITIONING | 233423 | POWER VENTILATOR UTILITY SET FANS | ME | Other | 922 | Centrifugal inline fans | Centrifugal inline fans |  | Centrifugal inline fans |  |  | 0 | [6 empty] | Centrifugal inline fans |  |  | 0
FPE | 23 | HEATING, VENTILATING AND AIR CONDITIONING | 233423 | POWER VENTILATOR UTILITY SET FANS | ME | Item | 923 | 233423- POWER VENTILATOR UTILITY SET FANS | 233423- POWER VENTILATOR UTILITY SET FANS | B | Type EF-GF-01 | 1 | Nr |  | 0 | [5 empty] | Type EF-GF-01 | 1 | Nr |  | 0
FPE | 23 | HEATING, VENTILATING AND AIR CONDITIONING | 233423 | POWER VENTILATOR UTILITY SET FANS | ME | Item | 924 | Centrifugal inline fans | Centrifugal inline fans | C | Type EF-RF-01 | 1 | Nr |  | 0 | [5 empty] | Type EF-RF-01 | 1 | Nr |  | 0
FPE | 23 | HEATING, VENTILATING AND AIR CONDITIONING | 233423 | POWER VENTILATOR UTILITY SET FANS | ME | Item | 925 | 233423- POWER VENTILATOR UTILITY SET FANS | 233423- POWER VENTILATOR UTILITY SET FANS | D | Type EF-RF-02 | 1 | Nr |  | 0 | [5 empty] | Type EF-RF-02 | 1 | Nr |  | 0
FPE | 23 | HEATING, VENTILATING AND AIR CONDITIONING | 233423 | POWER VENTILATOR UTILITY SET FANS | ME | Item | 926 | Centrifugal inline fans | Centrifugal inline fans | E | Type EF-RF-03 | 1 | Nr |  | 0 | [5 empty] | Type EF-RF-03 | 1 | Nr |  | 0
FPE | 23 | HEATING, VENTILATING AND AIR CONDITIONING | 233423 | POWER VENTILATOR UTILITY SET FANS | ME | Item | 927 | 233423- POWER VENTILATOR UTILITY SET FANS | 233423- POWER VENTILATOR UTILITY SET FANS | F | Type EF-RF-05 | 1 | Nr |  | 0 | [5 empty] | Type EF-RF-05 | 1 | Nr |  | 0
FPE | 23 | HEATING, VENTILATING AND AIR CONDITIONING | 233423 | POWER VENTILATOR UTILITY SET FANS | ME | Item | 928 | Centrifugal inline fans | Centrifugal inline fans | G | Type EF-RF-06 | 1 | Nr |  | 0 | [5 empty] | Type EF-RF-06 | 1 | Nr |  | 0
FPE | 23 | HEATING, VENTILATING AND AIR CONDITIONING | 233423 | POWER VENTILATOR UTILITY SET FANS | ME | Item | 929 | 233423- POWER VENTILATOR UTILITY SET FANS | 233423- POWER VENTILATOR UTILITY SET FANS | B | Type EF-RF-07 | 1 | Nr | 1063 | 1063 | [5 empty] | Type EF-RF-07 | 1 | Nr | 1063 | 1063
FPE | 23 | HEATING, VENTILATING AND AIR CONDITIONING | 233423 | POWER VENTILATOR UTILITY SET FANS | ME | Item | 930 | Centrifugal inline fans | Centrifugal inline fans | J | Type EF-RF-08 | 1 | Nr |  | 0 | [5 empty] | Type EF-RF-08 | 1 | Nr |  | 0
FPE | 23 | HEATING, VENTILATING AND AIR CONDITIONING | 233423 | POWER VENTILATOR UTILITY SET FANS | ME | Item | 931 | 233423- POWER VENTILATOR UTILITY SET FANS | 233423- POWER VENTILATOR UTILITY SET FANS | K | Type EF-RF-09 | 1 | Nr |  | 0 | [5 empty] | Type EF-RF-09 | 1 | Nr |  | 0
FPE | 23 | HEATING, VENTILATING AND AIR CONDITIONING | 233423 | POWER VENTILATOR UTILITY SET FANS | ME | Item | 932 | Centrifugal inline fans | Centrifugal inline fans | L | Type EF-RF-10 | 1 | Nr |  | 0 | [5 empty] | Type EF-RF-10 | 1 | Nr |  | 0
FPE | 23 | HEATING, VENTILATING AND AIR CONDITIONING | 233423 | POWER VENTILATOR UTILITY SET FANS | ME | Item | 933 | 233423- POWER VENTILATOR UTILITY SET FANS | 233423- POWER VENTILATOR UTILITY SET FANS | M | Type EF-TR-01 | 1 | Nr |  | 0 | [5 empty] | Type EF-TR-01 | 1 | Nr |  | 0
FPE | 23 | HEATING, VENTILATING AND AIR CONDITIONING | 233423 | POWER VENTILATOR UTILITY SET FANS | ME | Item | 934 | Centrifugal inline fans | Centrifugal inline fans | N | Type EF-TR-02 | 1 | Nr |  | 0 | [5 empty] | Type EF-TR-02 | 1 | Nr |  | 0
FPE | 23 | HEATING, VENTILATING AND AIR CONDITIONING | 233423 | POWER VENTILATOR UTILITY SET FANS | ME | Other | 935 | Roof Exhaust fans | Roof Exhaust fans |  | Roof Exhaust fans |  |  | 0 | [6 empty] | Roof Exhaust fans |  |  | 0
FPE | 23 | HEATING, VENTILATING AND AIR CONDITIONING | 233423 | POWER VENTILATOR UTILITY SET FANS | ME | Item | 936 | Centrifugal inline fans | Centrifugal inline fans | C | Type EF-FF-01 | 1 | Nr | 138 | 138 | [5 empty] | Type EF-FF-01 | 1 | Nr | 138 | 138
FPE | 23 | HEATING, VENTILATING AND AIR CONDITIONING | 233423 | POWER VENTILATOR UTILITY SET FANS | ME | Item | 937 | Roof Exhaust fans | Roof Exhaust fans | Q | Type EF-FF-02 | 1 | Nr |  | 0 | [5 empty] | Type EF-FF-02 | 1 | Nr |  | 0
FPE | 23 | HEATING, VENTILATING AND AIR CONDITIONING | 233423 | POWER VENTILATOR UTILITY SET FANS | ME | Item | 938 | Centrifugal inline fans | Centrifugal inline fans | R | Type EF-RF-04 | 1 | Nr |  | 0 | [5 empty] | Type EF-RF-04 | 1 | Nr |  | 0
FPE | 23 | HEATING, VENTILATING AND AIR CONDITIONING | 233423 | POWER VENTILATOR UTILITY SET FANS | ME | Item | 939 | Roof Exhaust fans | Roof Exhaust fans | A | Type EF-TR-01 | 1 | Nr | 1013 | 1013 | [5 empty] | Type EF-TR-01 | 1 | Nr | 1013 | 1013
FPE | 23 | HEATING, VENTILATING AND AIR CONDITIONING | 233423 | POWER VENTILATOR UTILITY SET FANS | ME | Item | 940 | Centrifugal inline fans | Centrifugal inline fans | B | Spare parts as specified on fans | 1 | Item | 375 | 375 | [5 empty] | Spare parts as specified on fans |  | Item | 375 | 375
FPE | 23 | HEATING, VENTILATING AND AIR CONDITIONING | 233713 | DIFFUSERS, REGISTERS, AND GRILLES | ME | Other | 941 | 233713 - DIFFUSERS, REGISTERS, AND GRILLES | 233713 - DIFFUSERS, REGISTERS, AND GRILLES |  | 233713 - DIFFUSERS, REGISTERS, AND GRILLES |  |  | 0 | [6 empty] | 233713 - DIFFUSERS, REGISTERS, AND GRILLES |  |  | 0
FPE | 23 | HEATING, VENTILATING AND AIR CONDITIONING | 233713 | DIFFUSERS, REGISTERS, AND GRILLES | ME | Other | 942 | Diffusers | Diffusers |  | Diffusers |  |  | 0 | [6 empty] | Diffusers |  |  | 0
FPE | 23 | HEATING, VENTILATING AND AIR CONDITIONING | 233713 | DIFFUSERS, REGISTERS, AND GRILLES | ME | Other | 943 | Diffusers | Supply diffusers 600x600 |  | Supply diffusers 600x600 |  |  | 0 | [6 empty] | Supply diffusers 600x600 |  |  | 0
FPE | 23 | HEATING, VENTILATING AND AIR CONDITIONING | 233713 | DIFFUSERS, REGISTERS, AND GRILLES | ME | Item | 944 | Diffusers | Supply diffusers 600x600 | C | 150 dn | 11 | Nr | 100 | 1100 | [5 empty] | 150 dn | 11 | Nr | 100 | 1100
FPE | 23 | HEATING, VENTILATING AND AIR CONDITIONING | 233713 | DIFFUSERS, REGISTERS, AND GRILLES | ME | Item | 945 | Diffusers | Supply diffusers 600x600 | D | 200 dn | 3 | Nr | 107 | 321 | [5 empty] | 200 dn | 3 | Nr | 107 | 321
FPE | 23 | HEATING, VENTILATING AND AIR CONDITIONING | 233713 | DIFFUSERS, REGISTERS, AND GRILLES | ME | Item | 946 | Diffusers | Supply diffusers 600x600 | E | 250 dn | 1 | Nr | 138 | 138 | [5 empty] | 250 dn | 1 | Nr | 138 | 138
FPE | 23 | HEATING, VENTILATING AND AIR CONDITIONING | 233713 | DIFFUSERS, REGISTERS, AND GRILLES | ME | Item | 947 | Diffusers | Supply diffusers 600x600 | F | 300 dn | 7 | Nr |  | 0 | [5 empty] | 300 dn | 7 | Nr |  | 0
FPE | 23 | HEATING, VENTILATING AND AIR CONDITIONING | 233713 | DIFFUSERS, REGISTERS, AND GRILLES | ME | Item | 948 | Diffusers | Supply diffusers 600x600 | G | 350 dn | 5 | Nr |  | 0 | [5 empty] | 350 dn | 5 | Nr |  | 0
FPE | 23 | HEATING, VENTILATING AND AIR CONDITIONING | 233713 | DIFFUSERS, REGISTERS, AND GRILLES | ME | Item | 949 | Diffusers | Supply diffusers 600x600 | F | 400 dn | 2 | Nr | 188 | 376 | [5 empty] | 400 dn | 2 | Nr | 188 | 376
FPE | 23 | HEATING, VENTILATING AND AIR CONDITIONING | 233713 | DIFFUSERS, REGISTERS, AND GRILLES | ME | Other | 950 | Diffusers | Return diffusers 600x600 |  | Return diffusers 600x600 |  |  | 0 | [6 empty] | Return diffusers 600x600 |  |  | 0
FPE | 23 | HEATING, VENTILATING AND AIR CONDITIONING | 233713 | DIFFUSERS, REGISTERS, AND GRILLES | ME | Item | 951 | Diffusers | Return diffusers 600x600 | G | 150 dn | 2 | Nr | 100 | 200 | [5 empty] | 150 dn | 2 | Nr | 100 | 200
FPE | 23 | HEATING, VENTILATING AND AIR CONDITIONING | 233713 | DIFFUSERS, REGISTERS, AND GRILLES | ME | Item | 952 | Diffusers | Return diffusers 600x600 | H | 250 dn | 4 | Nr | 107 | 428 | [5 empty] | 250 dn | 4 | Nr | 107 | 428
FPE | 23 | HEATING, VENTILATING AND AIR CONDITIONING | 233713 | DIFFUSERS, REGISTERS, AND GRILLES | ME | Item | 953 | Diffusers | Return diffusers 600x600 | L | 300 dn | 10 | Nr |  | 0 | [5 empty] | 300 dn | 10 | Nr
FPE | 23 | HEATING, VENTILATING AND AIR CONDITIONING | 233713 | DIFFUSERS, REGISTERS, AND GRILLES | ME | Item | 954 | Diffusers | Return diffusers 600x600 | M | 350 dn | 1 | Nr |  | 0 | [5 empty] | 350 dn | 1 | Nr
FPE | 23 | HEATING, VENTILATING AND AIR CONDITIONING | 233713 | DIFFUSERS, REGISTERS, AND GRILLES | ME | Item | 955 | Diffusers | Return diffusers 600x600 | J | 400 dn | 1 | Nr | 188 | 188 | [5 empty] | 400 dn | 1 | Nr | 188 | 188
FPE | 23 | HEATING, VENTILATING AND AIR CONDITIONING | 233713 | DIFFUSERS, REGISTERS, AND GRILLES | ME | Other | 956 | Diffusers | Exhaust diffusers 600x600 |  | Exhaust diffusers 600x600 |  |  | 0 | [6 empty] | Exhaust diffusers 600x600 |  |  | 0
FPE | 23 | HEATING, VENTILATING AND AIR CONDITIONING | 233713 | DIFFUSERS, REGISTERS, AND GRILLES | ME | Item | 957 | Diffusers | Exhaust diffusers 600x600 | P | 150 dn | 9 | Nr |  | 0 | [5 empty] | 150 dn | 9 | Nr |  | 0
FPE | 23 | HEATING, VENTILATING AND AIR CONDITIONING | 233713 | DIFFUSERS, REGISTERS, AND GRILLES | ME | Item | 958 | Diffusers | Exhaust diffusers 600x600 | Q | 250 dn | 6 | Nr |  | 0 | [5 empty] | 250 dn | 6 | Nr |  | 0
FPE | 23 | HEATING, VENTILATING AND AIR CONDITIONING | 233713 | DIFFUSERS, REGISTERS, AND GRILLES | ME | Item | 959 | Diffusers | Exhaust diffusers 600x600 | A | 350 dn | 3 | Nr |  | 0 | [5 empty] | 350 dn | 3 | Nr |  | 0
FPE | 23 | HEATING, VENTILATING AND AIR CONDITIONING | 233713 | DIFFUSERS, REGISTERS, AND GRILLES | ME | Item | 960 | Diffusers | Exhaust diffusers 600x600 | B | 400 dn | 1 | Nr |  | 0 | [5 empty] | 400 dn | 1 | Nr |  | 0
FPE | 23 | HEATING, VENTILATING AND AIR CONDITIONING | 233713 | DIFFUSERS, REGISTERS, AND GRILLES | ME | Other | 961 | Registers | Registers |  | Registers |  |  | 0 | [6 empty] | Registers |  |  | 0
FPE | 23 | HEATING, VENTILATING AND AIR CONDITIONING | 233713 | DIFFUSERS, REGISTERS, AND GRILLES | ME | Other | 962 | Registers | Supply registers |  | Supply registers |  |  | 0 | [6 empty] | Supply registers |  |  | 0
FPE | 23 | HEATING, VENTILATING AND AIR CONDITIONING | 233713 | DIFFUSERS, REGISTERS, AND GRILLES | ME | Item | 963 | Registers | Supply registers | A | 350 x 200 | 6 | Nr | 44 | 264 | [5 empty] | 350 x 200 | 6 | Nr | 44 | 264
FPE | 23 | HEATING, VENTILATING AND AIR CONDITIONING | 233713 | DIFFUSERS, REGISTERS, AND GRILLES | ME | Item | 964 | Registers | Supply registers | D | 400 x 250 | 2 | Nr |  | 0 | [5 empty] | 400 x 250 | 2 | Nr |  | 0
FPE | 23 | HEATING, VENTILATING AND AIR CONDITIONING | 233713 | DIFFUSERS, REGISTERS, AND GRILLES | ME | Item | 965 | Registers | Supply registers | E | 900 x 900 | 1 | Nr |  | 0 | [5 empty] | 900 x 900 | 1 | Nr |  | 0
FPE | 23 | HEATING, VENTILATING AND AIR CONDITIONING | 233713 | DIFFUSERS, REGISTERS, AND GRILLES | ME | Item | 966 | Registers | Supply registers | B | 600 x 350 | 2 | Nr | 63 | 126 | [5 empty] | 600 x 350 | 2 | Nr | 63 | 126
FPE | 23 | HEATING, VENTILATING AND AIR CONDITIONING | 233713 | DIFFUSERS, REGISTERS, AND GRILLES | ME | Item | 967 | Registers | Supply registers | C | 450 x 300 | 4 | Nr |  | 0 | [5 empty] | 450 x 300 | 4 | Nr |  | 0
FPE | 23 | HEATING, VENTILATING AND AIR CONDITIONING | 233713 | DIFFUSERS, REGISTERS, AND GRILLES | ME | Item | 968 | Registers | Supply registers | H | 600 x 300 | 1 | Nr |  | 0 | [5 empty] | 600 x 300 | 1 | Nr |  | 0
FPE | 23 | HEATING, VENTILATING AND AIR CONDITIONING | 233713 | DIFFUSERS, REGISTERS, AND GRILLES | ME | Other | 969 | Registers | Return air registers |  | Return air registers |  |  | 0 | [6 empty] | Return air registers |  |  | 0
FPE | 23 | HEATING, VENTILATING AND AIR CONDITIONING | 233713 | DIFFUSERS, REGISTERS, AND GRILLES | ME | Item | 970 | Registers | Return air registers | C | 350 x 200 | 6 | Nr | 44 | 264 | [5 empty] | 350 x 200 | 6 | Nr | 44 | 264
FPE | 23 | HEATING, VENTILATING AND AIR CONDITIONING | 233713 | DIFFUSERS, REGISTERS, AND GRILLES | ME | Item | 971 | Registers | Return air registers | K | 400 x 250 | 2 | Nr |  | 0 | [5 empty] | 400 x 250 | 2 | Nr |  | 0
FPE | 23 | HEATING, VENTILATING AND AIR CONDITIONING | 233713 | DIFFUSERS, REGISTERS, AND GRILLES | ME | Item | 972 | Registers | Return air registers | L | 150 x 150 | 1 | Nr |  | 0 | [5 empty] | 150 x 150 | 1 | Nr |  | 0
FPE | 23 | HEATING, VENTILATING AND AIR CONDITIONING | 233713 | DIFFUSERS, REGISTERS, AND GRILLES | ME | Item | 973 | Registers | Return air registers | M | 900 x 900 | 1 | Nr |  | 0 | [5 empty] | 900 x 900 | 1 | Nr |  | 0
FPE | 23 | HEATING, VENTILATING AND AIR CONDITIONING | 233713 | DIFFUSERS, REGISTERS, AND GRILLES | ME | Item | 974 | Registers | Return air registers | D | 600 x 350 | 2 | Nr | 94 | 188 | [5 empty] | 600 x 350 | 2 | Nr | 94 | 188
FPE | 23 | HEATING, VENTILATING AND AIR CONDITIONING | 233713 | DIFFUSERS, REGISTERS, AND GRILLES | ME | Item | 975 | Registers | Return air registers | p | 450 x 300 | 4 | Nr |  | 0 | [5 empty] | 450 x 300 | 4 | Nr
FPE | 23 | HEATING, VENTILATING AND AIR CONDITIONING | 233713 | DIFFUSERS, REGISTERS, AND GRILLES | ME | Item | 976 | Registers | Return air registers | Q | 600 x 300 | 1 | Nr |  | 0 | [5 empty] | 600 x 300 | 1 | Nr |  | 0
FPE | 23 | HEATING, VENTILATING AND AIR CONDITIONING | 233713 | DIFFUSERS, REGISTERS, AND GRILLES | ME | Other | 977 | Registers | Exhaust air registers |  | Exhaust air registers |  |  | 0 | [6 empty] | Exhaust air registers |  |  | 0
FPE | 23 | HEATING, VENTILATING AND AIR CONDITIONING | 233713 | DIFFUSERS, REGISTERS, AND GRILLES | ME | Item | 978 | Registers | Exhaust air registers | A | 150 x 150 | 12 | Nr | 32 | 384 | [5 empty] | 150 x 150 | 12 | Nr | 32 | 384
FPE | 23 | HEATING, VENTILATING AND AIR CONDITIONING | 233713 | DIFFUSERS, REGISTERS, AND GRILLES | ME | Item | 979 | Registers | Exhaust air registers | B | 300 x 200 | 1 | Nr |  | 0 | [5 empty] | 300 x 200 | 1 | Nr |  | 0
FPE | 23 | HEATING, VENTILATING AND AIR CONDITIONING | 233713 | DIFFUSERS, REGISTERS, AND GRILLES | ME | Item | 980 | Registers | Exhaust air registers | B | 200 x 200 | 1 | Nr | 32 | 32 | [5 empty] | 200 x 200 | 1 | Nr | 32 | 32
FPE | 23 | HEATING, VENTILATING AND AIR CONDITIONING | 233713 | DIFFUSERS, REGISTERS, AND GRILLES | ME | Other | 981 | Grilles | Grilles |  | Grilles |  |  | 0 | [6 empty] | Grilles |  |  | 0
FPE | 23 | HEATING, VENTILATING AND AIR CONDITIONING | 233713 | DIFFUSERS, REGISTERS, AND GRILLES | ME | Other | 982 | Grilles | Door grilles |  | Door grilles |  |  | 0 | [6 empty] | Door grilles |  |  | 0
FPE | 23 | HEATING, VENTILATING AND AIR CONDITIONING | 233713 | DIFFUSERS, REGISTERS, AND GRILLES | ME | Item | 983 | Grilles | Door grilles | C | 200 x 100 | 12 | Nr | 25 | 300 | [5 empty] | 200 x 100 | 12 | Nr | 25 | 300
FPE | 23 | HEATING, VENTILATING AND AIR CONDITIONING | 233713 | DIFFUSERS, REGISTERS, AND GRILLES | ME | Item | 984 | Grilles | Door grilles | E | 300 x 250 | 1 | Nr |  | 0 | [5 empty] | 300 x 250 | 1 | Nr |  | 0
FPE | 23 | HEATING, VENTILATING AND AIR CONDITIONING | 233713 | DIFFUSERS, REGISTERS, AND GRILLES | ME | Item | 985 | Grilles | Door grilles | F | 350 x 150 | 2 | Nr |  | 0 | [5 empty] | 350 x 150 | 2 | Nr |  | 0
FPE | 23 | HEATING, VENTILATING AND AIR CONDITIONING | 235100 | BREECHINGS, CHIMNEYS, AND STACKS | ME | Other | 986 | 235100 - BREECHINGS, CHIMNEYS, AND STACKS | 235100 - BREECHINGS, CHIMNEYS, AND STACKS |  | 235100 - BREECHINGS, CHIMNEYS, AND STACKS |  |  | 0 | [6 empty] | 235100 - BREECHINGS, CHIMNEYS, AND STACKS |  |  | 0
FPE | 23 | HEATING, VENTILATING AND AIR CONDITIONING | 235100 | BREECHINGS, CHIMNEYS, AND STACKS | ME | Other | 987 | Boiler breeching ductwork | Boiler breeching ductwork |  | Boiler breeching ductwork |  |  | 0 | [6 empty] | Boiler breeching ductwork |  |  | 0
FPE | 23 | HEATING, VENTILATING AND AIR CONDITIONING | 235100 | BREECHINGS, CHIMNEYS, AND STACKS | ME | Item | 988 | 235100 - BREECHINGS, CHIMNEYS, AND STACKS | 235100 - BREECHINGS, CHIMNEYS, AND STACKS | G | 600 dn | 13 | m |  | 0 | [5 empty] | 600 dn | 13 | m |  | 0
FPE | 23 | HEATING, VENTILATING AND AIR CONDITIONING | 235223 | CAST IRON BOILERS | ME | Other | 989 | 235223 - CAST IRON BOILERS | 235223 - CAST IRON BOILERS |  | 235223 - CAST IRON BOILERS |  |  | 0 | [6 empty] | 235223 - CAST IRON BOILERS |  |  | 0
FPE | 23 | HEATING, VENTILATING AND AIR CONDITIONING | 235223 | CAST IRON BOILERS | ME | Other | 990 | Hot-water boilers | Hot-water boilers |  | Hot-water boilers |  |  | 0 | [6 empty] | Hot-water boilers |  |  | 0
FPE | 23 | HEATING, VENTILATING AND AIR CONDITIONING | 235223 | CAST IRON BOILERS | ME | Item | 991 | 235223 - CAST IRON BOILERS | 235223 - CAST IRON BOILERS | H | Type B-GF-01 & 02 | 2 | Nr |  | 0 | [5 empty] | Type B-GF-01 & 02 | 2 | Nr |  | 0
FPE | 23 | HEATING, VENTILATING AND AIR CONDITIONING | 235223 | CAST IRON BOILERS | ME | Item | 992 | Hot-water boilers | Hot-water boilers | J | Spare parts as specified for and hot water boilers |  | Item |  | 0 | [5 empty] | Spare parts as specified for and hot water boilers |  | Item
FPE | 23 | HEATING, VENTILATING AND AIR CONDITIONING | 237320 | VARIABLE REFRIGERANT VOLUME AIR CONDITIONNING UNITS | ME | Other | 993 | 237320 - VARIABLE REFRIGERANT VOLUME AIR CONDITIONNING UNITS | 237320 - VARIABLE REFRIGERANT VOLUME AIR CONDITIONNING UNITS |  | 237320 - VARIABLE REFRIGERANT VOLUME AIR CONDITIONNING UNITS |  |  | 0 | [6 empty] | 237320 - VARIABLE REFRIGERANT VOLUME AIR CONDITIONNING UNITS |  |  | 0
FPE | 23 | HEATING, VENTILATING AND AIR CONDITIONING | 237320 | VARIABLE REFRIGERANT VOLUME AIR CONDITIONNING UNITS | ME | Other | 994 | Indoor Units | Indoor Units |  | Indoor Units |  |  | 0 | [6 empty] | Indoor Units |  |  | 0
FPE | 23 | HEATING, VENTILATING AND AIR CONDITIONING | 237320 | VARIABLE REFRIGERANT VOLUME AIR CONDITIONNING UNITS | ME | Item | 995 | 237320 - VARIABLE REFRIGERANT VOLUME AIR CONDITIONNING UNITS | 237320 - VARIABLE REFRIGERANT VOLUME AIR CONDITIONNING UNITS | A | Type VRAC-01 | 3 | Nr | 375 | 1125 | [5 empty] | Type VRAC-01 | 3 | Nr | 375 | 1125
FPE | 23 | HEATING, VENTILATING AND AIR CONDITIONING | 237320 | VARIABLE REFRIGERANT VOLUME AIR CONDITIONNING UNITS | ME | Item | 996 | Indoor Units | Indoor Units | B | Type VRAC-02 | 2 | Nr | 375 | 750 | [5 empty] | Type VRAC-02 | 2 | Nr | 375 | 750
FPE | 23 | HEATING, VENTILATING AND AIR CONDITIONING | 237320 | VARIABLE REFRIGERANT VOLUME AIR CONDITIONNING UNITS | ME | Item | 997 | 237320 - VARIABLE REFRIGERANT VOLUME AIR CONDITIONNING UNITS | 237320 - VARIABLE REFRIGERANT VOLUME AIR CONDITIONNING UNITS | C | Type VRAC-03 | 6 | Nr | 500 | 3000 | [5 empty] | Type VRAC-03 | 6 | Nr | 500 | 3000
FPE | 23 | HEATING, VENTILATING AND AIR CONDITIONING | 237320 | VARIABLE REFRIGERANT VOLUME AIR CONDITIONNING UNITS | ME | Item | 998 | Indoor Units | Indoor Units | D | Type VRAC-04 | 2 | Nr |  | 0 | [5 empty] | Type VRAC-04 | 2 | Nr |  | 0
FPE | 23 | HEATING, VENTILATING AND AIR CONDITIONING | 237320 | VARIABLE REFRIGERANT VOLUME AIR CONDITIONNING UNITS | ME | Item | 999 | 237320 - VARIABLE REFRIGERANT VOLUME AIR CONDITIONNING UNITS | 237320 - VARIABLE REFRIGERANT VOLUME AIR CONDITIONNING UNITS | D | Type VRAC-05 | 1 | Nr | 600 | 600 | [5 empty] | Type VRAC-05 | 1 | Nr | 600 | 600
FPE | 23 | HEATING, VENTILATING AND AIR CONDITIONING | 237320 | VARIABLE REFRIGERANT VOLUME AIR CONDITIONNING UNITS | ME | Item | 1000 | Indoor Units | Indoor Units | F | Type VRAC-06 | 2 | Nr |  | 0 | [5 empty] | Type VRAC-06 | 2 | Nr |  | 0
FPE | 23 | HEATING, VENTILATING AND AIR CONDITIONING | 237320 | VARIABLE REFRIGERANT VOLUME AIR CONDITIONNING UNITS | ME | Item | 1001 | 237320 - VARIABLE REFRIGERANT VOLUME AIR CONDITIONNING UNITS | 237320 - VARIABLE REFRIGERANT VOLUME AIR CONDITIONNING UNITS | G | Type VRAC-07 | 1 | Nr |  | 0 | [5 empty] | Type VRAC-07 | 1 | Nr |  | 0
FPE | 23 | HEATING, VENTILATING AND AIR CONDITIONING | 237320 | VARIABLE REFRIGERANT VOLUME AIR CONDITIONNING UNITS | ME | Item | 1002 | Indoor Units | Indoor Units | E | Type VRAC-08 | 3 | Nr | 1000 | 3000 | [5 empty] | Type VRAC-08 | 3 | Nr | 1000 | 3000
FPE | 23 | HEATING, VENTILATING AND AIR CONDITIONING | 237320 | VARIABLE REFRIGERANT VOLUME AIR CONDITIONNING UNITS | ME | Other | 1003 | Outdoor Units | Outdoor Units |  | Outdoor Units |  |  | 0 | [6 empty] | Outdoor Units |  |  | 0
FPE | 23 | HEATING, VENTILATING AND AIR CONDITIONING | 237320 | VARIABLE REFRIGERANT VOLUME AIR CONDITIONNING UNITS | ME | Item | 1004 | Indoor Units | Indoor Units | J | Type VRCU-01 | 1 | Nr |  | 0 | [5 empty] | Type VRCU-01 | 1 | Nr |  | 0
FPE | 23 | HEATING, VENTILATING AND AIR CONDITIONING | 237320 | VARIABLE REFRIGERANT VOLUME AIR CONDITIONNING UNITS | ME | Item | 1005 | Outdoor Units | Outdoor Units | K | Type VRCU-02 | 1 | Nr | 16000 | 16000 | [5 empty] | Type VRCU-02 | 1 | Nr | 16000 | 16000
FPE | 23 | HEATING, VENTILATING AND AIR CONDITIONING | 237320 | VARIABLE REFRIGERANT VOLUME AIR CONDITIONNING UNITS | ME | Item | 1006 | Indoor Units | Indoor Units | L | Type VRCU-03 | 1 | Nr |  | 0 | [5 empty] | Type VRCU-03 | 1 | Nr |  | 0
FPE | 23 | HEATING, VENTILATING AND AIR CONDITIONING | 237320 | VARIABLE REFRIGERANT VOLUME AIR CONDITIONNING UNITS | ME | Item | 1007 | Outdoor Units | Outdoor Units | F | Refrigerant Piping, complete with all Insulation, Valves and Fittings. | 1 | Item | 11250 | 11250 | [5 empty] | Refrigerant Piping, complete with all Insulation, Valves and Fittings. | 1 | Item | 11250 | 11250
FPE | 23 | HEATING, VENTILATING AND AIR CONDITIONING | 237413 | PACKAGED, OUTDOOR, CENTRAL STATION AIR-HANDLING UNITS | ME | Other | 1008 | 237413 - PACKAGED, OUTDOOR, CENTRAL STATION AIR-HANDLING UNITS | 237413 - PACKAGED, OUTDOOR, CENTRAL STATION AIR-HANDLING UNITS |  | 237413 - PACKAGED, OUTDOOR, CENTRAL STATION AIR-HANDLING UNITS |  |  | 0 | [6 empty] | 237413 - PACKAGED, OUTDOOR, CENTRAL STATION AIR-HANDLING UNITS |  |  | 0
FPE | 23 | HEATING, VENTILATING AND AIR CONDITIONING | 237413 | PACKAGED, OUTDOOR, CENTRAL STATION AIR-HANDLING UNITS | ME | Item | 1009 | Outdoor Units | Outdoor Units | A | Type RTU-FF-01 | 1 | Nr |  | 0 | [5 empty] | Type RTU-FF-01 | 1 | Nr |  | 0
FPE | 23 | HEATING, VENTILATING AND AIR CONDITIONING | 237413 | PACKAGED, OUTDOOR, CENTRAL STATION AIR-HANDLING UNITS | ME | Item | 1010 | 237413 - PACKAGED, OUTDOOR, CENTRAL STATION AIR-HANDLING UNITS | 237413 - PACKAGED, OUTDOOR, CENTRAL STATION AIR-HANDLING UNITS | B | Type RTU-RF-01 | 1 | Nr |  | 0 | [5 empty] | Type RTU-RF-01 | 1 | Nr |  | 0
FPE | 23 | HEATING, VENTILATING AND AIR CONDITIONING | 237413 | PACKAGED, OUTDOOR, CENTRAL STATION AIR-HANDLING UNITS | ME | Item | 1011 | Outdoor Units | Outdoor Units | C | Type RTU-RF-02 | 1 | Nr |  | 0 | [5 empty] | Type RTU-RF-02 | 1 | Nr |  | 0
FPE | 23 | HEATING, VENTILATING AND AIR CONDITIONING | 237413 | PACKAGED, OUTDOOR, CENTRAL STATION AIR-HANDLING UNITS | ME | Item | 1012 | 237413 - PACKAGED, OUTDOOR, CENTRAL STATION AIR-HANDLING UNITS | 237413 - PACKAGED, OUTDOOR, CENTRAL STATION AIR-HANDLING UNITS | D | Type RTU-RF-03 | 1 | Nr |  | 0 | [5 empty] | Type RTU-RF-03 | 1 | Nr |  | 0
FPE | 23 | HEATING, VENTILATING AND AIR CONDITIONING | 237413 | PACKAGED, OUTDOOR, CENTRAL STATION AIR-HANDLING UNITS | ME | Item | 1013 | Outdoor Units | Outdoor Units | E | Spare parts as specified for air handling units |  | Item |  | 0 | [5 empty] | Spare parts as specified for air handling units |  | Item
FPE | 23 | HEATING, VENTILATING AND AIR CONDITIONING | 238126 | Split System Air Conditionners | ME | Other | 1014 | 238126 - Split System Air Conditionners | 238126 - Split System Air Conditionners |  | 238126 - Split System Air Conditionners |  |  | 0 | [6 empty] | 238126 - Split System Air Conditionners |  |  | 0
FPE | 23 | HEATING, VENTILATING AND AIR CONDITIONING | 238126 | Split System Air Conditionners | ME | Item | 1015 | Outdoor Units | Outdoor Units | A | Type SRAC-GF-01/ SRCU-GF-01 | 3 | Nr | 1063 | 3189 | [5 empty] | Type SRAC-GF-01/ SRCU-GF-01 | 3 | Nr | 1063 | 3189
FPE | 23 | HEATING, VENTILATING AND AIR CONDITIONING | 238126 | Split System Air Conditionners | ME | Item | 1016 | 238126 - Split System Air Conditionners | 238126 - Split System Air Conditionners | G | Type SRAC-RF-02/ SRCU-RF-02 | 1 | Nr |  | 0 | [5 empty] | Type SRAC-RF-02/ SRCU-RF-02 | 1 | Nr |  | 0
FPE | 23 | HEATING, VENTILATING AND AIR CONDITIONING | 238126 | Split System Air Conditionners | ME | Item | 1017 | Outdoor Units | Outdoor Units | H | Type SRAC-RF-03/ SRCU-RF-03 | 1 | Nr |  | 0 | [5 empty] | Type SRAC-RF-03/ SRCU-RF-03 | 1 | Nr |  | 0
FPE | 23 | HEATING, VENTILATING AND AIR CONDITIONING | 238233 | CONVECTORS | ME | Other | 1018 | 238233 - CONVECTORS | 238233 - CONVECTORS |  | 238233 - CONVECTORS |  |  | 0 | [6 empty] | 238233 - CONVECTORS |  |  | 0
FPE | 23 | HEATING, VENTILATING AND AIR CONDITIONING | 238233 | CONVECTORS | ME | Other | 1019 | Radiators | Room Radiators: |  | Radiators |  |  | 0 | [6 empty] | Radiators |  |  | 0
FPE | 23 | HEATING, VENTILATING AND AIR CONDITIONING | 238233 | CONVECTORS | ME | Other | 1020 | Radiators | Room Radiators: |  | Room Radiators: |  |  | 0 | [6 empty] | Room Radiators: |  |  | 0
FPE | 23 | HEATING, VENTILATING AND AIR CONDITIONING | 238233 | CONVECTORS | ME | Item | 1021 | Radiators | Room Radiators: | J | Type R4-750 | 4 | Nr |  | 0 | [5 empty] | Type R4-750 | 4 | Nr |  | 0
FPE | 23 | HEATING, VENTILATING AND AIR CONDITIONING | 238233 | CONVECTORS | ME | Item | 1022 | Radiators | Room Radiators: | K | Type R5-750 | 13 | Nr |  | 0 | [5 empty] | Type R5-750 | 13 | Nr |  | 0
FPE | 23 | HEATING, VENTILATING AND AIR CONDITIONING | 238233 | CONVECTORS | ME | Item | 1023 | Radiators | Room Radiators: | L | Type R6-750 | 6 | Nr |  | 0 | [5 empty] | Type R6-750 | 6 | Nr |  | 0
FPE | 23 | HEATING, VENTILATING AND AIR CONDITIONING | 238233 | CONVECTORS | ME | Item | 1024 | Radiators | Room Radiators: | M | Type R9-750 | 1 | Nr |  | 0 | [5 empty] | Type R9-750 | 1 | Nr |  | 0
FPE | 23 | HEATING, VENTILATING AND AIR CONDITIONING | 238233 | CONVECTORS | ME | Item | 1025 | Radiators | Room Radiators: | N | Type R10-750 | 3 | Nr |  | 0 | [5 empty] | Type R10-750 | 3 | Nr |  | 0
FPE | 23 | HEATING, VENTILATING AND AIR CONDITIONING | 238233 | CONVECTORS | ME | Item | 1026 | Radiators | Room Radiators: | P | Type R11-750 | 9 | Nr |  | 0 | [5 empty] | Type R11-750 | 9 | Nr |  | 0
FPE | 23 | HEATING, VENTILATING AND AIR CONDITIONING | 238233 | CONVECTORS | ME | Item | 1027 | Radiators | Room Radiators: | A | Type R12-750 | 9 | Nr |  | 0 | [5 empty] | Type R12-750 | 9 | Nr |  | 0
FPE | 23 | HEATING, VENTILATING AND AIR CONDITIONING | 238233 | CONVECTORS | ME | Item | 1028 | Radiators | Room Radiators: | B | Type R13-750 | 10 | Nr |  | 0 | [5 empty] | Type R13-750 | 10 | Nr |  | 0
FPE | 23 | HEATING, VENTILATING AND AIR CONDITIONING | 238233 | CONVECTORS | ME | Item | 1029 | Radiators | Room Radiators: | C | Type R14-750 | 7 | Nr |  | 0 | [5 empty] | Type R14-750 | 7 | Nr |  | 0
FPE | 23 | HEATING, VENTILATING AND AIR CONDITIONING | 238233 | CONVECTORS | ME | Item | 1030 | Radiators | Room Radiators: | D | Type R15-750 | 4 | Nr |  | 0 | [5 empty] | Type R15-750 | 4 | Nr |  | 0
FPE | 23 | HEATING, VENTILATING AND AIR CONDITIONING | 238233 | CONVECTORS | ME | Item | 1031 | Radiators | Room Radiators: | E | Type R16-750 | 1 | Nr |  | 0 | [5 empty] | Type R16-750 | 1 | Nr |  | 0
FPE | 23 | HEATING, VENTILATING AND AIR CONDITIONING | 238233 | CONVECTORS | ME | Other | 1032 | Water Cabinets | Steel cabinet only |  | Water Cabinets |  |  | 0 | [6 empty] | Water Cabinets |  |  | 0
FPE | 23 | HEATING, VENTILATING AND AIR CONDITIONING | 238233 | CONVECTORS | ME | Other | 1033 | Water Cabinets | Steel cabinet only |  | Steel cabinet only |  |  | 0 | [6 empty] | Steel cabinet only |  |  | 0
FPE | 23 | HEATING, VENTILATING AND AIR CONDITIONING | 238233 | CONVECTORS | ME | Other | 1034 | includes two manifolds, one supply and one return, with all necessary accessories, valves, & fittings required for system operation and maintenance | includes two manifolds, one supply and one return, with all necessary accessories, valves, & fittings required for system operation and maintenance |  | includes two manifolds, one supply and one return, with all necessary accessories, valves, & fittings required for system operation and maintenance |  |  | 0 | [6 empty] | includes two manifolds, one supply and one return, with all necessary accessories, valves, & fittings required for system operation and maintenance |  |  | 0
FPE | 23 | HEATING, VENTILATING AND AIR CONDITIONING | 238233 | CONVECTORS | ME | Other | 1035 | Manifold (number of inlets & outlets as shown on drawings) | Manifold (number of inlets & outlets as shown on drawings) |  | Manifold (number of inlets & outlets as shown on drawings) | [9 empty] | Manifold (number of inlets & outlets as shown on drawings)
FPE | 23 | HEATING, VENTILATING AND AIR CONDITIONING | 238233 | CONVECTORS | ME | Item | 1036 | Water Cabinets | Steel cabinet only | A | WHC-GF-01 | 1 | Nr | 80 | 80 | [5 empty] | WHC-GF-01 | 1 | Nr | 80 | 80
FPE | 23 | HEATING, VENTILATING AND AIR CONDITIONING | 238233 | CONVECTORS | ME | Item | 1037 | Water Cabinets | Steel cabinet only | B | WHC-FF-01 | 1 | Nr | 80 | 80 | [5 empty] | WHC-FF-01 | 1 | Nr | 80 | 80
FPE | 23 | HEATING, VENTILATING AND AIR CONDITIONING | 238233 | CONVECTORS | ME | Item | 1038 | Water Cabinets | Steel cabinet only | C | WHC-FF-02 | 1 | Nr | 80 | 80 | [5 empty] | WHC-FF-02 | 1 | Nr | 80 | 80
FPE | 23 | HEATING, VENTILATING AND AIR CONDITIONING | 238233 | CONVECTORS | ME | Item | 1039 | Water Cabinets | Steel cabinet only | D | WHC-FF-03 | 1 | Nr | 80 | 80 | [5 empty] | WHC-FF-03 | 1 | Nr | 80 | 80
FPE | 23 | HEATING, VENTILATING AND AIR CONDITIONING | 238233 | CONVECTORS | ME | Item | 1040 | Water Cabinets | Steel cabinet only | E | WHC-SF-01 | 1 | Nr | 80 | 80 | [5 empty] | WHC-SF-01 | 1 | Nr | 80 | 80
FPE | 23 | HEATING, VENTILATING AND AIR CONDITIONING | 238233 | CONVECTORS | ME | Item | 1041 | Water Cabinets | Steel cabinet only | F | WHC-SF-02 | 1 | Nr | 80 | 80 | [5 empty] | WHC-SF-02 | 1 | Nr | 80 | 80
FPE | 23 | HEATING, VENTILATING AND AIR CONDITIONING | 238233 | CONVECTORS | ME | Item | 1042 | Water Cabinets | Steel cabinet only | G | WHC-SF-03 | 1 | Nr | 80 | 80 | [5 empty] | WHC-SF-03 | 1 | Nr | 80 | 80
FPE | 23 | HEATING, VENTILATING AND AIR CONDITIONING | 239000 | SOLAR HEATING SYSTEM | ME | Other | 1043 | 239000 - SOLAR HEATING SYSTEM | 239000 - SOLAR HEATING SYSTEM |  | 239000 - SOLAR HEATING SYSTEM | [9 empty] | 239000 - SOLAR HEATING SYSTEM
FPE | 23 | HEATING, VENTILATING AND AIR CONDITIONING | 239000 | SOLAR HEATING SYSTEM | ME | Other | 1044 | Solar Collectors | Solar Collectors |  | Solar Collectors | [9 empty] | Solar Collectors
FPE | 23 | HEATING, VENTILATING AND AIR CONDITIONING | 239000 | SOLAR HEATING SYSTEM | ME | Other | 1045 | Type SC-01 | Type SC-01 |  | Type SC-01 | [9 empty] | Type SC-01
FPE | 23 | HEATING, VENTILATING AND AIR CONDITIONING | 239000 | SOLAR HEATING SYSTEM | ME | Item | 1046 | Solar Collectors | Solar Collectors | A | Hot Water Piping, complete with all Insulation, Valves and Fittings. |  | Item |  | 0 | [5 empty] | Hot Water Piping, complete with all Insulation, Valves and Fittings. |  | Item
FPE | 23 | HEATING, VENTILATING AND AIR CONDITIONING | 239000 | SOLAR HEATING SYSTEM | ME | Other | 1047 | Type SC-01 | Type SC-01 | BILL NO. 23 - HEATING, VENTILATING AND AIR CONDITIONING
FPE | 23 | HEATING, VENTILATING AND AIR CONDITIONING | To Summary | To Summary |  | Bill Sum | 1048 | Solar Collectors | Solar Collectors | To Summary |  |  |  | J.D | 0 | [8 empty] | J.D | 78217.5
FPE | 26 | ELECTRICAL | 260519 | CONDUCTORS AND CABLES | EL | Other | 1049 | Type SC-01 | Type SC-01 | BILL NO. 26
FPE | 26 | ELECTRICAL | 260519 | CONDUCTORS AND CABLES | EL | Other | 1050 | Solar Collectors | Solar Collectors | ELECTRICAL
FPE | 26 | ELECTRICAL | 260519 | CONDUCTORS AND CABLES | EL | Other | 1051 | Type SC-01 | Type SC-01 | Item | Description | Qty | Unit | Rate | Amount | [5 empty] | Description | Qty | Unit | Rate | Amount
FPE | 26 | ELECTRICAL | 260519 | CONDUCTORS AND CABLES | EL | Other | 1052 | Solar Collectors | Solar Collectors | [5 empty] | J.D | [9 empty] | J.D
FPE | 26 | ELECTRICAL | 260519 | CONDUCTORS AND CABLES | EL | Other | 1053 | General | General |  | General | [9 empty] | General
FPE | 26 | ELECTRICAL | 260519 | CONDUCTORS AND CABLES | EL | Item | 1054 | Solar Collectors | Solar Collectors | A | Coordination with local power authorities for the substitution of the existing outdoor MV transformer to an outdoor 630kVA MV transformer, including substitution of all the relevants (switchgear, earthing, accessories , outgoings LV-S panel, etc.) as per single line diagram. Payment shall include all fees of corrdination, subscription and any other fees to local power authorities to ensure that power is available to site. | 1 | Item | 3125 | 3125 | [5 empty] | Coordination with local power authorities for the substitution of the existing outdoor MV transformer to an outdoor 630kVA MV transformer, including substitution of all the relevants (switchgear, earthing, accessories , outgoings LV-S panel, etc.) as per single line diagram. Payment shall include all fees of corrdination, subscription and any other fees to local power authorities to ensure that power is available to site. |  | Item | 3125 | 3125
FPE | 26 | ELECTRICAL | 260519 | CONDUCTORS AND CABLES | EL | Other | 1055 | 260519 - CONDUCTORS AND CABLES | 260519 - CONDUCTORS AND CABLES |  | 260519 - CONDUCTORS AND CABLES |  |  | 0 | [6 empty] | 260519 - CONDUCTORS AND CABLES |  |  | 0
FPE | 26 | ELECTRICAL | 260519 | CONDUCTORS AND CABLES | EL | Other | 1056 | Single core, copper conductor, PVC insulated, (grounding cables), unarmoured; 0.6/1 kV | Single core, copper conductor, PVC insulated, (grounding cables), unarmoured; 0.6/1 kV |  | Single core, copper conductor, PVC insulated, (grounding cables), unarmoured; 0.6/1 kV |  |  | 0 | [6 empty] | Single core, copper conductor, PVC insulated, (grounding cables), unarmoured; 0.6/1 kV |  |  | 0
FPE | 26 | ELECTRICAL | 260519 | CONDUCTORS AND CABLES | EL | Item | 1057 | 260519 - CONDUCTORS AND CABLES | 260519 - CONDUCTORS AND CABLES | B | 6 mm2 | 15 | m | 3 | 45 | [5 empty] | 6 mm2 | 15 | m | 3 | 45
FPE | 26 | ELECTRICAL | 260519 | CONDUCTORS AND CABLES | EL | Item | 1058 | Single core, copper conductor, PVC insulated, (grounding cables), unarmoured; 0.6/1 kV | Single core, copper conductor, PVC insulated, (grounding cables), unarmoured; 0.6/1 kV | C | 10 mm2 | 200 | m | 4 | 800 | [5 empty] | 10 mm2 | 200 | m | 4 | 800
FPE | 26 | ELECTRICAL | 260519 | CONDUCTORS AND CABLES | EL | Item | 1059 | 260519 - CONDUCTORS AND CABLES | 260519 - CONDUCTORS AND CABLES | D | 16 mm2 | 200 | m | 5 | 1000 | [5 empty] | 16 mm2 | 200 | m | 5 | 1000
FPE | 26 | ELECTRICAL | 260519 | CONDUCTORS AND CABLES | EL | Item | 1060 | Single core, copper conductor, PVC insulated, (grounding cables), unarmoured; 0.6/1 kV | Single core, copper conductor, PVC insulated, (grounding cables), unarmoured; 0.6/1 kV | E | 25 mm2 | 100 | m | 7 | 700 | [5 empty] | 25 mm2 | 100 | m | 7 | 700
FPE | 26 | ELECTRICAL | 260519 | CONDUCTORS AND CABLES | EL | Item | 1061 | 260519 - CONDUCTORS AND CABLES | 260519 - CONDUCTORS AND CABLES | F | 35 mm2 | 30 | m | 8 | 240 | [5 empty] | 35 mm2 | 30 | m | 8 | 240
FPE | 26 | ELECTRICAL | 260519 | CONDUCTORS AND CABLES | EL | Item | 1062 | Single core, copper conductor, PVC insulated, (grounding cables), unarmoured; 0.6/1 kV | Single core, copper conductor, PVC insulated, (grounding cables), unarmoured; 0.6/1 kV | G | 70 mm2 | 120 | m | 9 | 1080 | [5 empty] | 70 mm2 | 120 | m | 9 | 1080
FPE | 26 | ELECTRICAL | 260519 | CONDUCTORS AND CABLES | EL | Item | 1063 | 260519 - CONDUCTORS AND CABLES | 260519 - CONDUCTORS AND CABLES | H | 120 mm2 | 100 | m | 15 | 1500 | [5 empty] | 120 mm2 | 100 | m | 15 | 1500
FPE | 26 | ELECTRICAL | 260519 | CONDUCTORS AND CABLES | EL | Item | 1064 | Single core, copper conductor, PVC insulated, (grounding cables), unarmoured; 0.6/1 kV | Single core, copper conductor, PVC insulated, (grounding cables), unarmoured; 0.6/1 kV | J | 150 mm2 | 115 | m | 18 | 2070 | [5 empty] | 150 mm2 | 115 | m | 18 | 2070
FPE | 26 | ELECTRICAL | 260519 | CONDUCTORS AND CABLES | EL | Item | 1065 | 260519 - CONDUCTORS AND CABLES | 260519 - CONDUCTORS AND CABLES | K | 240 mm2 | 65 | m | 28 | 1820 | [5 empty] | 240 mm2 | 65 | m | 28 | 1820
FPE | 26 | ELECTRICAL | 260519 | CONDUCTORS AND CABLES | EL | Other | 1066 | Multi core, copper conductor, XLPE insulated, PVC sheathed feeder cables; unarmoured; 0.6/1 kV | Multi core, copper conductor, XLPE insulated, PVC sheathed feeder cables; unarmoured; 0.6/1 kV |  | Multi core, copper conductor, XLPE insulated, PVC sheathed feeder cables; unarmoured; 0.6/1 kV |  |  | 0 | [6 empty] | Multi core, copper conductor, XLPE insulated, PVC sheathed feeder cables; unarmoured; 0.6/1 kV |  |  | 0
FPE | 26 | ELECTRICAL | 260519 | CONDUCTORS AND CABLES | EL | Item | 1067 | 260519 - CONDUCTORS AND CABLES | 260519 - CONDUCTORS AND CABLES | A | 4x6 mm2 | 15 | m | 12 | 180 | [5 empty] | 4x6 mm2 | 15 | m | 12 | 180
FPE | 26 | ELECTRICAL | 260519 | CONDUCTORS AND CABLES | EL | Item | 1068 | Multi core, copper conductor, XLPE insulated, PVC sheathed feeder cables; unarmoured; 0.6/1 kV | Multi core, copper conductor, XLPE insulated, PVC sheathed feeder cables; unarmoured; 0.6/1 kV | B | 4x10 mm2 | 200 | m | 14 | 2800 | [5 empty] | 4x10 mm2 | 200 | m | 14 | 2800
FPE | 26 | ELECTRICAL | 260519 | CONDUCTORS AND CABLES | EL | Item | 1069 | 260519 - CONDUCTORS AND CABLES | 260519 - CONDUCTORS AND CABLES | C | 4x16 mm2 | 200 | m | 18 | 3600 | [5 empty] | 4x16 mm2 | 200 | m | 18 | 3600
FPE | 26 | ELECTRICAL | 260519 | CONDUCTORS AND CABLES | EL | Item | 1070 | Multi core, copper conductor, XLPE insulated, PVC sheathed feeder cables; unarmoured; 0.6/1 kV | Multi core, copper conductor, XLPE insulated, PVC sheathed feeder cables; unarmoured; 0.6/1 kV | D | 4x25 mm2 | 80 | m | 22 | 1760 | [5 empty] | 4x25 mm2 | 80 | m | 22 | 1760
FPE | 26 | ELECTRICAL | 260519 | CONDUCTORS AND CABLES | EL | Item | 1071 | 260519 - CONDUCTORS AND CABLES | 260519 - CONDUCTORS AND CABLES | E | 4x50 mm2 | 100 | m | 30 | 3000 | [5 empty] | 4x50 mm2 | 100 | m | 30 | 3000
FPE | 26 | ELECTRICAL | 260519 | CONDUCTORS AND CABLES | EL | Item | 1072 | Multi core, copper conductor, XLPE insulated, PVC sheathed feeder cables; unarmoured; 0.6/1 kV | Multi core, copper conductor, XLPE insulated, PVC sheathed feeder cables; unarmoured; 0.6/1 kV | F | 4x120 mm2 | 180 | m | 62 | 11160 | [5 empty] | 4x120 mm2 | 180 | m | 62 | 11160
FPE | 26 | ELECTRICAL | 260519 | CONDUCTORS AND CABLES | EL | Item | 1073 | 260519 - CONDUCTORS AND CABLES | 260519 - CONDUCTORS AND CABLES | G | 4x240 mm2 | 340 | m | 113 | 38420 | [5 empty] | 4x240 mm2 | 340 | m | 113 | 38420
FPE | 26 | ELECTRICAL | 260519 | CONDUCTORS AND CABLES | EL | Item | 1074 | Multi core, copper conductor, XLPE insulated, PVC sheathed feeder cables; unarmoured; 0.6/1 kV | Multi core, copper conductor, XLPE insulated, PVC sheathed feeder cables; unarmoured; 0.6/1 kV | H | 4x300 mm2 | 115 | m | 138 | 15870 | [5 empty] | 4x300 mm2 | 115 | m | 138 | 15870
FPE | 26 | ELECTRICAL | 260519 | CONDUCTORS AND CABLES | EL | Other | 1075 | FP 400 Fire resistant armoured cables | FP 400 Fire resistant armoured cables |  | FP 400 Fire resistant armoured cables |  |  | 0 | [6 empty] | FP 400 Fire resistant armoured cables |  |  | 0
FPE | 26 | ELECTRICAL | 260519 | CONDUCTORS AND CABLES | EL | Item | 1076 | Multi core, copper conductor, XLPE insulated, PVC sheathed feeder cables; unarmoured; 0.6/1 kV | Multi core, copper conductor, XLPE insulated, PVC sheathed feeder cables; unarmoured; 0.6/1 kV | J | 4x35 mm2 | 25 | m | 44 | 1100 | [5 empty] | 4x35 mm2 | 25 | m | 44 | 1100
FPE | 26 | ELECTRICAL | 260526 | GROUNDING AND BONDING FOR ELECTRICAL SYSTEMS | EL | Other | 1077 | 260526 - GROUNDING AND BONDING FOR ELECTRICAL SYSTEMS | 260526 - GROUNDING AND BONDING FOR ELECTRICAL SYSTEMS |  | 260526 - GROUNDING AND BONDING FOR ELECTRICAL SYSTEMS |  |  | 0 | [6 empty] | 260526 - GROUNDING AND BONDING FOR ELECTRICAL SYSTEMS |  |  | 0
FPE | 26 | ELECTRICAL | 260526 | GROUNDING AND BONDING FOR ELECTRICAL SYSTEMS | EL | Other | 1078 | Type TN-S complete, for | Type TN-S complete, for |  | Type TN-S complete, for |  |  | 0 | [6 empty] | Type TN-S complete, for |  |  | 0
FPE | 26 | ELECTRICAL | 260526 | GROUNDING AND BONDING FOR ELECTRICAL SYSTEMS | EL | Item | 1079 | 260526 - GROUNDING AND BONDING FOR ELECTRICAL SYSTEMS | 260526 - GROUNDING AND BONDING FOR ELECTRICAL SYSTEMS | K | Main distribution board (MDB) | 1 | Item | 625 | 625 | [5 empty] | Main distribution board (MDB) |  | Item | 625 | 625
FPE | 26 | ELECTRICAL | 260526 | GROUNDING AND BONDING FOR ELECTRICAL SYSTEMS | EL | Item | 1080 | Type TN-S complete, for | Type TN-S complete, for | L | 200kVA standby generator | 1 | Item | 438 | 438 | [5 empty] | 200kVA standby generator |  | Item | 438 | 438
FPE | 26 | ELECTRICAL | 260526 | GROUNDING AND BONDING FOR ELECTRICAL SYSTEMS | EL | Item | 1081 | 260526 - GROUNDING AND BONDING FOR ELECTRICAL SYSTEMS | 260526 - GROUNDING AND BONDING FOR ELECTRICAL SYSTEMS | M | Distribution panelboards, final branch circuit panelboards, indoor and outdoor lighting installations and wiring accessories | 1 | Item | 438 | 438 | [5 empty] | Distribution panelboards, final branch circuit panelboards, indoor and outdoor lighting installations and wiring accessories |  | Item | 438 | 438
FPE | 26 | ELECTRICAL | 260526 | GROUNDING AND BONDING FOR ELECTRICAL SYSTEMS | EL | Item | 1082 | Type TN-S complete, for | Type TN-S complete, for | N | Signal and communication system | 1 | Item | 438 | 438 | [5 empty] | Signal and communication system |  | Item | 438 | 438
FPE | 26 | ELECTRICAL | 260536 | CABLE TRAYS FOR ELECTRICAL SYSTEMS | EL | Other | 1083 | 260536 - CABLE TRAYS FOR ELECTRICAL SYSTEMS | 260536 - CABLE TRAYS FOR ELECTRICAL SYSTEMS |  | 260536 - CABLE TRAYS FOR ELECTRICAL SYSTEMS |  |  | 0 | [6 empty] | 260536 - CABLE TRAYS FOR ELECTRICAL SYSTEMS |  |  | 0
FPE | 26 | ELECTRICAL | 260536 | CABLE TRAYS FOR ELECTRICAL SYSTEMS | EL | Item | 1084 | Type TN-S complete, for | Type TN-S complete, for | A | Cable tray 60 cm | 40 | m | 65 | 2600 | [5 empty] | Cable tray 60 cm | 40 | m | 65 | 2600
FPE | 26 | ELECTRICAL | 260536 | CABLE TRAYS FOR ELECTRICAL SYSTEMS | EL | Item | 1085 | 260536 - CABLE TRAYS FOR ELECTRICAL SYSTEMS | 260536 - CABLE TRAYS FOR ELECTRICAL SYSTEMS | B | Cable tray 30 cm | 50 | m | 35 | 1750 | [5 empty] | Cable tray 30 cm | 50 | m | 35 | 1750
FPE | 26 | ELECTRICAL | 260536 | CABLE TRAYS FOR ELECTRICAL SYSTEMS | EL | Item | 1086 | Type TN-S complete, for | Type TN-S complete, for | C | Cable tray 30 cm with cover | 30 | m | 45 | 1350 | [5 empty] | Cable tray 30 cm with cover | 30 | m | 45 | 1350
FPE | 26 | ELECTRICAL | 260543 | UNDERGROUND DUCTS AND RACEWAYS FOR ELECTRICAL SYSTEMS | EL | Other | 1087 | 260543 - UNDERGROUND DUCTS AND RACEWAYS FOR ELECTRICAL SYSTEMS | 260543 - UNDERGROUND DUCTS AND RACEWAYS FOR ELECTRICAL SYSTEMS |  | 260543 - UNDERGROUND DUCTS AND RACEWAYS FOR ELECTRICAL SYSTEMS |  |  | 0 | [6 empty] | 260543 - UNDERGROUND DUCTS AND RACEWAYS FOR ELECTRICAL SYSTEMS |  |  | 0
FPE | 26 | ELECTRICAL | 260543 | UNDERGROUND DUCTS AND RACEWAYS FOR ELECTRICAL SYSTEMS | EL | Other | 1088 | Underground cable duct assemblies encased in concrete | Underground cable duct assemblies encased in concrete |  | Underground cable duct assemblies encased in concrete |  |  | 0 | [6 empty] | Underground cable duct assemblies encased in concrete |  |  | 0
FPE | 26 | ELECTRICAL | 260543 | UNDERGROUND DUCTS AND RACEWAYS FOR ELECTRICAL SYSTEMS | EL | Item | 1089 | 260543 - UNDERGROUND DUCTS AND RACEWAYS FOR ELECTRICAL SYSTEMS | 260543 - UNDERGROUND DUCTS AND RACEWAYS FOR ELECTRICAL SYSTEMS | D | Duct bank of 4f150 mm conduits | 12 | m | 44 | 528 | [5 empty] | Duct bank of 4f150 mm conduits | 12 | m | 44 | 528
FPE | 26 | ELECTRICAL | 260543 | UNDERGROUND DUCTS AND RACEWAYS FOR ELECTRICAL SYSTEMS | EL | Item | 1090 | Underground cable duct assemblies encased in concrete | Underground cable duct assemblies encased in concrete | E | Duct bank of 2f150 mm conduits | 50 | m | 25 | 1250 | [5 empty] | Duct bank of 2f150 mm conduits | 50 | m | 25 | 1250
FPE | 26 | ELECTRICAL | 260543 | UNDERGROUND DUCTS AND RACEWAYS FOR ELECTRICAL SYSTEMS | EL | Other | 1091 | Trenches for directly buried LV cables | Trenches for directly buried LV cables |  | Trenches for directly buried LV cables |  |  | 0 | [6 empty] | Trenches for directly buried LV cables |  |  | 0
FPE | 26 | ELECTRICAL | 260543 | UNDERGROUND DUCTS AND RACEWAYS FOR ELECTRICAL SYSTEMS | EL | Item | 1092 | Underground cable duct assemblies encased in concrete | Underground cable duct assemblies encased in concrete | F | Trench (widthxdepth: 600x800mm) | 72 | m | 28 | 2016 | [5 empty] | Trench (widthxdepth: 600x800mm) | 72 | m | 28 | 2016
FPE | 26 | ELECTRICAL | 260543 | UNDERGROUND DUCTS AND RACEWAYS FOR ELECTRICAL SYSTEMS | EL | Other | 1093 | Manholes | Manholes |  | Manholes |  |  | 0 | [6 empty] | Manholes |  |  | 0
FPE | 26 | ELECTRICAL | 260543 | UNDERGROUND DUCTS AND RACEWAYS FOR ELECTRICAL SYSTEMS | EL | Item | 1094 | Underground cable duct assemblies encased in concrete | Underground cable duct assemblies encased in concrete | G | Manhole 800x800x800mm | 8 | Nr | 363 | 2904 | [5 empty] | Manhole 800x800x800mm | 8 | Nr | 363 | 2904
FPE | 26 | ELECTRICAL | 262413 | SWITCHBOARDS | EL | Other | 1095 | 262413 - SWITCHBOARDS | 262413 - SWITCHBOARDS |  | 262413 - SWITCHBOARDS |  |  | 0 | [6 empty] | 262413 - SWITCHBOARDS |  |  | 0
FPE | 26 | ELECTRICAL | 262413 | SWITCHBOARDS | EL | Other | 1096 | LV Main distribution panels including circuit breakers, busbars,etc. , as specified and as shown on drawings | LV Main distribution panels including circuit breakers, busbars,etc. , as specified and as shown on drawings |  | LV Main distribution panels including circuit breakers, busbars,etc. , as specified and as shown on drawings |  |  | 0 | [6 empty] | LV Main distribution panels including circuit breakers, busbars,etc. , as specified and as shown on drawings |  |  | 0
FPE | 26 | ELECTRICAL | 262413 | SWITCHBOARDS | EL | Item | 1097 | 262413 - SWITCHBOARDS | 262413 - SWITCHBOARDS | H | MDB | 1 | Nr | 4750 | 4750 | [5 empty] | MDB | 1 | Nr | 4750 | 4750
FPE | 26 | ELECTRICAL | 262416 | PANELBOARDS | EL | Other | 1098 | 262416 - PANELBOARDS | 262416 - PANELBOARDS |  | 262416 - PANELBOARDS |  |  | 0 | [6 empty] | 262416 - PANELBOARDS |  |  | 0
FPE | 26 | ELECTRICAL | 262416 | PANELBOARDS | EL | Other | 1099 | Distribution Panelboards (DPs) | Distribution Panelboards (DPs) |  | Distribution Panelboards (DPs) |  |  | 0 | [6 empty] | Distribution Panelboards (DPs) |  |  | 0
FPE | 26 | ELECTRICAL | 262416 | PANELBOARDS | EL | Item | 1100 | 262416 - PANELBOARDS | 262416 - PANELBOARDS | J | EDP | 1 | Nr | 1375 | 1375 | [5 empty] | EDP | 1 | Nr | 1375 | 1375
FPE | 26 | ELECTRICAL | 262416 | PANELBOARDS | EL | Other | 1101 | Subdistribution panels | Subdistribution panels |  | Subdistribution panels |  |  | 0 | [6 empty] | Subdistribution panels |  |  | 0
FPE | 26 | ELECTRICAL | 262416 | PANELBOARDS | EL | Item | 1102 | 262416 - PANELBOARDS | 262416 - PANELBOARDS | A | SDP-G | 1 | Nr | 938 | 938 | [5 empty] | SDP-G | 1 | Nr | 938 | 938
FPE | 26 | ELECTRICAL | 262416 | PANELBOARDS | EL | Item | 1103 | Subdistribution panels | Subdistribution panels | B | SDP-GL | 1 | Nr |  | 0 | [5 empty] | SDP-GL | 1 | Nr |  | 0
FPE | 26 | ELECTRICAL | 262416 | PANELBOARDS | EL | Item | 1104 | 262416 - PANELBOARDS | 262416 - PANELBOARDS | B | SDP-R | 1 | Nr | 1375 | 1375 | [5 empty] | SDP-R | 1 | Nr | 1375 | 1375
FPE | 26 | ELECTRICAL | 262416 | PANELBOARDS | EL | Item | 1105 | Subdistribution panels | Subdistribution panels | C | ESDP-G | 1 | Nr | 688 | 688 | [5 empty] | ESDP-G | 1 | Nr | 688 | 688
FPE | 26 | ELECTRICAL | 262416 | PANELBOARDS | EL | Item | 1106 | 262416 - PANELBOARDS | 262416 - PANELBOARDS | D | ESDP-R | 1 | Nr | 688 | 688 | [5 empty] | ESDP-R | 1 | Nr | 688 | 688
FPE | 26 | ELECTRICAL | 262416 | PANELBOARDS | EL | Other | 1107 | Final branch circuit panels | Final branch circuit panels |  | Final branch circuit panels |  |  | 0 | [6 empty] | Final branch circuit panels |  |  | 0
FPE | 26 | ELECTRICAL | 262416 | PANELBOARDS | EL | Item | 1108 | 262416 - PANELBOARDS | 262416 - PANELBOARDS | F | LP-S | 1 | Nr |  | 0 | [5 empty] | LP-S | 1 | Nr |  | 0
FPE | 26 | ELECTRICAL | 262416 | PANELBOARDS | EL | Item | 1109 | Final branch circuit panels | Final branch circuit panels | G | LP-GL | 1 | Nr |  | 0 | [5 empty] | LP-GL | 1 | Nr |  | 0
FPE | 26 | ELECTRICAL | 262416 | PANELBOARDS | EL | Item | 1110 | 262416 - PANELBOARDS | 262416 - PANELBOARDS | H | LP-G1 | 1 | Nr |  | 0 | [5 empty] | LP-G1 | 1 | Nr |  | 0
FPE | 26 | ELECTRICAL | 262416 | PANELBOARDS | EL | Item | 1111 | Final branch circuit panels | Final branch circuit panels | J | LP-G2 | 1 | Nr |  | 0 | [5 empty] | LP-G2 | 1 | Nr |  | 0
FPE | 26 | ELECTRICAL | 262416 | PANELBOARDS | EL | Item | 1112 | 262416 - PANELBOARDS | 262416 - PANELBOARDS | E | LP-11 | 1 | Nr | 375 | 375 | [5 empty] | LP-11 | 1 | Nr | 375 | 375
FPE | 26 | ELECTRICAL | 262416 | PANELBOARDS | EL | Item | 1113 | Final branch circuit panels | Final branch circuit panels | F | LP-12 | 1 | Nr | 375 | 375 | [5 empty] | LP-12 | 1 | Nr | 375 | 375
FPE | 26 | ELECTRICAL | 262416 | PANELBOARDS | EL | Item | 1114 | 262416 - PANELBOARDS | 262416 - PANELBOARDS | M | LP-21 | 1 | Nr |  | 0 | [5 empty] | LP-21 | 1 | Nr |  | 0
FPE | 26 | ELECTRICAL | 262416 | PANELBOARDS | EL | Item | 1115 | Final branch circuit panels | Final branch circuit panels | N | LP-22 | 1 | Nr |  | 0 | [5 empty] | LP-22 | 1 | Nr |  | 0
FPE | 26 | ELECTRICAL | 262416 | PANELBOARDS | EL | Item | 1116 | 262416 - PANELBOARDS | 262416 - PANELBOARDS | P | LP-R | 1 | Nr |  | 0 | [5 empty] | LP-R | 1 | Nr |  | 0
FPE | 26 | ELECTRICAL | 262416 | PANELBOARDS | EL | Item | 1117 | Final branch circuit panels | Final branch circuit panels | Q | ELP-S | 1 | Nr |  | 0 | [5 empty] | ELP-S | 1 | Nr |  | 0
FPE | 26 | ELECTRICAL | 262416 | PANELBOARDS | EL | Item | 1118 | 262416 - PANELBOARDS | 262416 - PANELBOARDS | R | ELP-G1 | 1 | Nr |  | 0 | [5 empty] | ELP-G1 | 1 | Nr |  | 0
FPE | 26 | ELECTRICAL | 262416 | PANELBOARDS | EL | Item | 1119 | Final branch circuit panels | Final branch circuit panels | S | ELP-G2 | 1 | Nr |  | 0 | [5 empty] | ELP-G2 | 1 | Nr |  | 0
FPE | 26 | ELECTRICAL | 262416 | PANELBOARDS | EL | Item | 1120 | 262416 - PANELBOARDS | 262416 - PANELBOARDS | G | ELP-11 | 1 | Nr | 375 | 375 | [5 empty] | ELP-11 | 1 | Nr | 375 | 375
FPE | 26 | ELECTRICAL | 262416 | PANELBOARDS | EL | Item | 1121 | Final branch circuit panels | Final branch circuit panels | H | ELP-12 | 1 | Nr | 375 | 375 | [5 empty] | ELP-12 | 1 | Nr | 375 | 375
FPE | 26 | ELECTRICAL | 262416 | PANELBOARDS | EL | Item | 1122 | 262416 - PANELBOARDS | 262416 - PANELBOARDS | A | ELP-21 | 1 | Nr |  | 0 | [5 empty] | ELP-21 | 1 | Nr |  | 0
FPE | 26 | ELECTRICAL | 262416 | PANELBOARDS | EL | Item | 1123 | Final branch circuit panels | Final branch circuit panels | B | ELP-22 | 1 | Nr |  | 0 | [5 empty] | ELP-22 | 1 | Nr |  | 0
FPE | 26 | ELECTRICAL | 262416 | PANELBOARDS | EL | Item | 1124 | 262416 - PANELBOARDS | 262416 - PANELBOARDS | C | ELP-R | 1 | Nr |  | 0 | [5 empty] | ELP-R | 1 | Nr |  | 0
FPE | 26 | ELECTRICAL | 262416 | PANELBOARDS | EL | Item | 1125 | Final branch circuit panels | Final branch circuit panels | D | ULP-1 | 1 | Nr |  | 0 | [5 empty] | ULP-1 | 1 | Nr |  | 0
FPE | 26 | ELECTRICAL | 262419 | MOTOR CONTROL CENTERS | EL | Other | 1126 | 262419 MOTOR CONTROL CENTERS | 262419 MOTOR CONTROL CENTERS |  | 262419 MOTOR CONTROL CENTERS |  |  | 0 | [6 empty] | 262419 MOTOR CONTROL CENTERS |  |  | 0
FPE | 26 | ELECTRICAL | 262419 | MOTOR CONTROL CENTERS | EL | Item | 1127 | Final branch circuit panels | Final branch circuit panels | A | MCC-RF | 1 | Nr | 813 | 813 | [5 empty] | MCC-RF | 1 | Nr | 813 | 813
FPE | 26 | ELECTRICAL | 262726 | WIRING DEVICES | EL | Other | 1128 | 262726 - WIRING DEVICES | 262726 - WIRING DEVICES |  | 262726 - WIRING DEVICES |  |  | 0 | [6 empty] | 262726 - WIRING DEVICES |  |  | 0
FPE | 26 | ELECTRICAL | 262726 | WIRING DEVICES | EL | Other | 1129 | Switches | Switches |  | Switches |  |  | 0 | [6 empty] | Switches |  |  | 0
FPE | 26 | ELECTRICAL | 262726 | WIRING DEVICES | EL | Item | 1130 | 262726 - WIRING DEVICES | 262726 - WIRING DEVICES | B | General lighting switch (S1); one way | 30 | Nr | 8 | 240 | [5 empty] | General lighting switch (S1); one way | 30 | Nr | 8 | 240
FPE | 26 | ELECTRICAL | 262726 | WIRING DEVICES | EL | Item | 1131 | Switches | Switches | C | General lighting switch (S1); two way | 12 | Nr | 10 | 120 | [5 empty] | General lighting switch (S1); two way | 12 | Nr | 10 | 120
FPE | 26 | ELECTRICAL | 262726 | WIRING DEVICES | EL | Item | 1132 | 262726 - WIRING DEVICES | 262726 - WIRING DEVICES | D | General lighting switch (S1); one way two gang | 6 | Nr | 10 | 60 | [5 empty] | General lighting switch (S1); one way two gang | 6 | Nr | 10 | 60
FPE | 26 | ELECTRICAL | 262726 | WIRING DEVICES | EL | Item | 1133 | Switches | Switches | E | General lighting switch (S15); one way | 8 | Nr | 10 | 80 | [5 empty] | General lighting switch (S15); one way | 8 | Nr | 10 | 80
FPE | 26 | ELECTRICAL | 262726 | WIRING DEVICES | EL | Item | 1134 | 262726 - WIRING DEVICES | 262726 - WIRING DEVICES | F | General lighting switch (S15); two way | 2 | Nr | 15 | 30 | [5 empty] | General lighting switch (S15); two way | 2 | Nr | 15 | 30
FPE | 26 | ELECTRICAL | 262726 | WIRING DEVICES | EL | Item | 1135 | Switches | Switches | L | Push button | 5 | Nr | 32 | 160 | [5 empty] | Push button | 5 | Nr | 32 | 160
FPE | 26 | ELECTRICAL | 262726 | WIRING DEVICES | EL | Other | 1136 | Socket Outlets | Socket Outlets |  | Socket Outlets |  |  | 0 | [6 empty] | Socket Outlets |  |  | 0
FPE | 26 | ELECTRICAL | 262726 | WIRING DEVICES | EL | Item | 1137 | Switches | Switches | G | Type R01; simplex | 34 | Nr | 45 | 1530 | [5 empty] | Type R01; simplex | 34 | Nr | 45 | 1530
FPE | 26 | ELECTRICAL | 262726 | WIRING DEVICES | EL | Item | 1138 | Socket Outlets | Socket Outlets | H | Type R01; duplex | 16 | Nr | 53 | 848 | [5 empty] | Type R01; duplex | 16 | Nr | 53 | 848
FPE | 26 | ELECTRICAL | 262726 | WIRING DEVICES | EL | Item | 1139 | Switches | Switches | J | Type R05; simplex | 16 | Nr | 73 | 1168 | [5 empty] | Type R05; simplex | 16 | Nr | 73 | 1168
FPE | 26 | ELECTRICAL | 262726 | WIRING DEVICES | EL | Item | 1140 | Socket Outlets | Socket Outlets | K | Type R05; duplex | 1 | Nr | 85 | 85 | [5 empty] | Type R05; duplex | 1 | Nr | 85 | 85
FPE | 26 | ELECTRICAL | 262726 | WIRING DEVICES | EL | Item | 1141 | Switches | Switches | R | Type R01; simplex; floor mounted | 2 | Nr |  | 0 | [5 empty] | Type R01; simplex; floor mounted | 2 | Nr |  | 0
FPE | 26 | ELECTRICAL | 262726 | WIRING DEVICES | EL | Item | 1142 | Socket Outlets | Socket Outlets | A | Type R01; duplex; floor mounted | 1 | Nr |  | 0 | [5 empty] | Type R01; duplex; floor mounted | 1 | Nr |  | 0
FPE | 26 | ELECTRICAL | 262726 | WIRING DEVICES | EL | Other | 1143 | Electric Outlets | Electric Outlets |  | Electric Outlets |  |  | 0 | [6 empty] | Electric Outlets |  |  | 0
FPE | 26 | ELECTRICAL | 262726 | WIRING DEVICES | EL | Item | 1144 | Socket Outlets | Socket Outlets | A | Lighting outlet ;ceiling mounted; 16Amp,2P | 26 | Nr | 60 | 1560 | [5 empty] | Lighting outlet ;ceiling mounted; 16Amp,2P | 26 | Nr | 60 | 1560
FPE | 26 | ELECTRICAL | 262726 | WIRING DEVICES | EL | Item | 1145 | Electric Outlets | Electric Outlets | C | Lighting outlet ;wall mounted; 16Amp,2P | 14 | Nr |  | 0 | [5 empty] | Lighting outlet ;wall mounted; 16Amp,2P | 14 | Nr |  | 0
FPE | 26 | ELECTRICAL | 262816 | ENCLOSED SWITCHES AND CIRCUIT BREAKERS | EL | Other | 1146 | 262816 - ENCLOSED SWITCHES AND CIRCUIT BREAKERS | 262816 - ENCLOSED SWITCHES AND CIRCUIT BREAKERS |  | 262816 - ENCLOSED SWITCHES AND CIRCUIT BREAKERS |  |  | 0 | [6 empty] | 262816 - ENCLOSED SWITCHES AND CIRCUIT BREAKERS |  |  | 0
FPE | 26 | ELECTRICAL | 262816 | ENCLOSED SWITCHES AND CIRCUIT BREAKERS | EL | Other | 1147 | Switch Disconnectors (Disconnecting Switches) | Switch Disconnectors (Disconnecting Switches) |  | Switch Disconnectors (Disconnecting Switches) |  |  | 0 | [6 empty] | Switch Disconnectors (Disconnecting Switches) |  |  | 0
FPE | 26 | ELECTRICAL | 262816 | ENCLOSED SWITCHES AND CIRCUIT BREAKERS | EL | Item | 1148 | 262816 - ENCLOSED SWITCHES AND CIRCUIT BREAKERS | 262816 - ENCLOSED SWITCHES AND CIRCUIT BREAKERS | B | 16Amp, 2P | 15 | Nr | 50 | 750 | [5 empty] | 16Amp, 2P | 15 | Nr | 50 | 750
FPE | 26 | ELECTRICAL | 262816 | ENCLOSED SWITCHES AND CIRCUIT BREAKERS | EL | Item | 1149 | Switch Disconnectors (Disconnecting Switches) | Switch Disconnectors (Disconnecting Switches) | E | 16Amp, 2P, weatherproof | 6 | Nr |  | 0 | [5 empty] | 16Amp, 2P, weatherproof | 6 | Nr |  | 0
FPE | 26 | ELECTRICAL | 262816 | ENCLOSED SWITCHES AND CIRCUIT BREAKERS | EL | Item | 1150 | 262816 - ENCLOSED SWITCHES AND CIRCUIT BREAKERS | 262816 - ENCLOSED SWITCHES AND CIRCUIT BREAKERS | F | 16Amp, 2P, weatherproof, pedestal type | 3 | Nr |  | 0 | [5 empty] | 16Amp, 2P, weatherproof, pedestal type | 3 | Nr |  | 0
FPE | 26 | ELECTRICAL | 262816 | ENCLOSED SWITCHES AND CIRCUIT BREAKERS | EL | Item | 1151 | Switch Disconnectors (Disconnecting Switches) | Switch Disconnectors (Disconnecting Switches) | C | 20Amp, 2P | 2 | Nr | 100 | 200 | [5 empty] | 20Amp, 2P | 2 | Nr | 100 | 200
FPE | 26 | ELECTRICAL | 262816 | ENCLOSED SWITCHES AND CIRCUIT BREAKERS | EL | Item | 1152 | 262816 - ENCLOSED SWITCHES AND CIRCUIT BREAKERS | 262816 - ENCLOSED SWITCHES AND CIRCUIT BREAKERS | H | 20Amp, 2P, weatherproof, pedestal type | 3 | Nr |  | 0 | [5 empty] | 20Amp, 2P, weatherproof, pedestal type | 3 | Nr |  | 0
FPE | 26 | ELECTRICAL | 262816 | ENCLOSED SWITCHES AND CIRCUIT BREAKERS | EL | Item | 1153 | Switch Disconnectors (Disconnecting Switches) | Switch Disconnectors (Disconnecting Switches) | J | 32Amp, 2P | 3 | Nr |  | 0 | [5 empty] | 32Amp, 2P | 3 | Nr |  | 0
FPE | 26 | ELECTRICAL | 262816 | ENCLOSED SWITCHES AND CIRCUIT BREAKERS | EL | Item | 1154 | 262816 - ENCLOSED SWITCHES AND CIRCUIT BREAKERS | 262816 - ENCLOSED SWITCHES AND CIRCUIT BREAKERS | K | 32Amp, 2P, pedestal type | 1 | Nr |  | 0 | [5 empty] | 32Amp, 2P, pedestal type | 1 | Nr |  | 0
FPE | 26 | ELECTRICAL | 262816 | ENCLOSED SWITCHES AND CIRCUIT BREAKERS | EL | Item | 1155 | Switch Disconnectors (Disconnecting Switches) | Switch Disconnectors (Disconnecting Switches) | L | 32Amp, 2P, weatherproof | 2 | Nr |  | 0 | [5 empty] | 32Amp, 2P, weatherproof | 2 | Nr |  | 0
FPE | 26 | ELECTRICAL | 262816 | ENCLOSED SWITCHES AND CIRCUIT BREAKERS | EL | Item | 1156 | 262816 - ENCLOSED SWITCHES AND CIRCUIT BREAKERS | 262816 - ENCLOSED SWITCHES AND CIRCUIT BREAKERS | M | 32Amp, 4P | 1 | Nr |  | 0 | [5 empty] | 32Amp, 4P | 1 | Nr |  | 0
FPE | 26 | ELECTRICAL | 262816 | ENCLOSED SWITCHES AND CIRCUIT BREAKERS | EL | Item | 1157 | Switch Disconnectors (Disconnecting Switches) | Switch Disconnectors (Disconnecting Switches) | N | 20Amp, 4P | 2 | Nr | 50 | 100 | [5 empty] | 20Amp, 4P | 2 | Nr | 50 | 100
FPE | 26 | ELECTRICAL | 262816 | ENCLOSED SWITCHES AND CIRCUIT BREAKERS | EL | Item | 1158 | 262816 - ENCLOSED SWITCHES AND CIRCUIT BREAKERS | 262816 - ENCLOSED SWITCHES AND CIRCUIT BREAKERS | P | 40Amp, 4P | 3 | Nr |  | 0 | [5 empty] | 40Amp, 4P | 3 | Nr |  | 0
FPE | 26 | ELECTRICAL | 262816 | ENCLOSED SWITCHES AND CIRCUIT BREAKERS | EL | Item | 1159 | Switch Disconnectors (Disconnecting Switches) | Switch Disconnectors (Disconnecting Switches) | Q | 63Amp, 4P | 3 | Nr |  | 0 | [5 empty] | 63Amp, 4P | 3 | Nr |  | 0
FPE | 26 | ELECTRICAL | 262816 | ENCLOSED SWITCHES AND CIRCUIT BREAKERS | EL | Item | 1160 | 262816 - ENCLOSED SWITCHES AND CIRCUIT BREAKERS | 262816 - ENCLOSED SWITCHES AND CIRCUIT BREAKERS | A | 63Amp, 4P, pedestal type | 1 | Nr |  | 0 | [5 empty] | 63Amp, 4P, pedestal type | 1 | Nr |  | 0
FPE | 26 | ELECTRICAL | 262816 | ENCLOSED SWITCHES AND CIRCUIT BREAKERS | EL | Other | 1161 | Switch Disconnectors with Combination Starter | Switch Disconnectors with Combination Starter |  | Switch Disconnectors with Combination Starter |  |  | 0 | [6 empty] | Switch Disconnectors with Combination Starter |  |  | 0
FPE | 26 | ELECTRICAL | 262816 | ENCLOSED SWITCHES AND CIRCUIT BREAKERS | EL | Item | 1162 | 262816 - ENCLOSED SWITCHES AND CIRCUIT BREAKERS | 262816 - ENCLOSED SWITCHES AND CIRCUIT BREAKERS | A | 16Amp, 2P, weatherproof | 1 | Nr | 50 | 50 | [5 empty] | 16Amp, 2P, weatherproof | 1 | Nr | 50 | 50
FPE | 26 | ELECTRICAL | 262816 | ENCLOSED SWITCHES AND CIRCUIT BREAKERS | EL | Item | 1163 | Switch Disconnectors with Combination Starter | Switch Disconnectors with Combination Starter | B | 16Amp, 2P, weatherproof, pedestal type | 1 | Nr | 75 | 75 | [5 empty] | 16Amp, 2P, weatherproof, pedestal type | 1 | Nr | 75 | 75
FPE | 26 | ELECTRICAL | 262816 | ENCLOSED SWITCHES AND CIRCUIT BREAKERS | EL | Item | 1164 | 262816 - ENCLOSED SWITCHES AND CIRCUIT BREAKERS | 262816 - ENCLOSED SWITCHES AND CIRCUIT BREAKERS | C | 16Amp, 4P, weatherproof | 1 | Nr | 100 | 100 | [5 empty] | 16Amp, 4P, weatherproof | 1 | Nr | 100 | 100
FPE | 26 | ELECTRICAL | 262816 | ENCLOSED SWITCHES AND CIRCUIT BREAKERS | EL | Item | 1165 | Switch Disconnectors with Combination Starter | Switch Disconnectors with Combination Starter | D | 20Amp, 4P, weatherproof | 1 | Nr | 75 | 75 | [5 empty] | 20Amp, 4P, weatherproof | 1 | Nr | 75 | 75
FPE | 26 | ELECTRICAL | 263213 | PACKAGED ENGINE GENERATORS | EL | Other | 1166 | 263213 - PACKAGED ENGINE GENERATORS | 263213 - PACKAGED ENGINE GENERATORS |  | 263213 - PACKAGED ENGINE GENERATORS |  |  | 0 | [6 empty] | 263213 - PACKAGED ENGINE GENERATORS |  |  | 0
FPE | 26 | ELECTRICAL | 263213 | PACKAGED ENGINE GENERATORS | EL | Other | 1167 | Oudooor sound proof generator, including enclosure, control panel, silencer, gas exhaust pipes, and installation of all accessories and equipment required. | Oudooor sound proof generator, including enclosure, control panel, silencer, gas exhaust pipes, and installation of all accessories and equipment required. |  | Oudooor sound proof generator, including enclosure, control panel, silencer, gas exhaust pipes, and installation of all accessories and equipment required. |  |  | 0 | [6 empty] | Oudooor sound proof generator, including enclosure, control panel, silencer, gas exhaust pipes, and installation of all accessories and equipment required. |  |  | 0
FPE | 26 | ELECTRICAL | 263213 | PACKAGED ENGINE GENERATORS | EL | Item | 1168 | 263213 - PACKAGED ENGINE GENERATORS | 263213 - PACKAGED ENGINE GENERATORS | E | 200 kVA, 400 V, 50 Hz (standby), 1500rpm, three phase, four wire, as shown on drawings | 1 | Nr | 36250 | 36250 | [5 empty] | 200 kVA, 400 V, 50 Hz (standby), 1500rpm, three phase, four wire, as shown on drawings | 1 | Nr | 36250 | 36250
FPE | 26 | ELECTRICAL | 263213 | PACKAGED ENGINE GENERATORS | EL | Item | 1169 | Oudooor sound proof generator, including enclosure, control panel, silencer, gas exhaust pipes, and installation of all accessories and equipment required. | Oudooor sound proof generator, including enclosure, control panel, silencer, gas exhaust pipes, and installation of all accessories and equipment required. | F | Daily fuel tank (500 Liters) | 1 | Nr | 750 | 750 | [5 empty] | Daily fuel tank (500 Liters) | 1 | Nr | 750 | 750
FPE | 26 | ELECTRICAL | 263353 | STATIC UNINTERRUPTIBLE POWER SUPPLY | EL | Other | 1170 | 263353 - STATIC UNINTERRUPTIBLE POWER SUPPLY | 263353 - STATIC UNINTERRUPTIBLE POWER SUPPLY |  | 263353 - STATIC UNINTERRUPTIBLE POWER SUPPLY |  |  | 0 | [6 empty] | 263353 - STATIC UNINTERRUPTIBLE POWER SUPPLY |  |  | 0
FPE | 26 | ELECTRICAL | 263353 | STATIC UNINTERRUPTIBLE POWER SUPPLY | EL | Other | 1171 | UPS system complete, including | UPS system complete, including |  | UPS system complete, including |  |  | 0 | [6 empty] | UPS system complete, including |  |  | 0
FPE | 26 | ELECTRICAL | 263353 | STATIC UNINTERRUPTIBLE POWER SUPPLY | EL | Other | 1172 | battery, charger, inverter, transfer | battery, charger, inverter, transfer |  | battery, charger, inverter, transfer |  |  | 0 | [6 empty] | battery, charger, inverter, transfer |  |  | 0
FPE | 26 | ELECTRICAL | 263353 | STATIC UNINTERRUPTIBLE POWER SUPPLY | EL | Other | 1173 | switch and manual by pass switch | switch and manual by pass switch |  | switch and manual by pass switch |  |  | 0 | [6 empty] | switch and manual by pass switch |  |  | 0
FPE | 26 | ELECTRICAL | 263353 | STATIC UNINTERRUPTIBLE POWER SUPPLY | EL | Item | 1174 | battery, charger, inverter, transfer | battery, charger, inverter, transfer | G | UPS, 25 kVA , 3-phase 230V/400V input, 3-phase 230V/400V output | 1 | Nr | 10000 | 10000 | [5 empty] | UPS, 25 kVA , 3-phase 230V/400V input, 3-phase 230V/400V output | 1 | Nr | 10000 | 10000
FPE | 26 | ELECTRICAL | 263600 | TRANSFER SWITCHES | EL | Other | 1175 | 263600 - TRANSFER SWITCHES | 263600 - TRANSFER SWITCHES |  | 263600 - TRANSFER SWITCHES |  |  | 0 | [6 empty] | 263600 - TRANSFER SWITCHES |  |  | 0
FPE | 26 | ELECTRICAL | 263600 | TRANSFER SWITCHES | EL | Other | 1176 | Automatic transfer switch | Automatic transfer switch |  | Automatic transfer switch |  |  | 0 | [6 empty] | Automatic transfer switch |  |  | 0
FPE | 26 | ELECTRICAL | 263600 | TRANSFER SWITCHES | EL | Item | 1177 | 263600 - TRANSFER SWITCHES | 263600 - TRANSFER SWITCHES | A | ATS,400 A, 4 poles | 1 | Nr | 1375 | 1375 | [5 empty] | ATS,400 A, 4 poles | 1 | Nr | 1375 | 1375
FPE | 26 | ELECTRICAL | 264113 | LIGHTNING PROTECTION FOR STRUCTURES | EL | Other | 1178 | 264113 - LIGHTNING PROTECTION FOR STRUCTURES | 264113 - LIGHTNING PROTECTION FOR STRUCTURES |  | 264113 - LIGHTNING PROTECTION FOR STRUCTURES |  |  | 0 | [6 empty] | 264113 - LIGHTNING PROTECTION FOR STRUCTURES |  |  | 0
FPE | 26 | ELECTRICAL | 264113 | LIGHTNING PROTECTION FOR STRUCTURES | EL | Item | 1179 | 263600 - TRANSFER SWITCHES | 263600 - TRANSFER SWITCHES | B | Complete faraday cage system for the new building as specified and as shown on drawings | 1 | Item | 8750 | 8750 | [5 empty] | Complete faraday cage system for the new building as specified and as shown on drawings |  | Item | 8750 | 8750
FPE | 26 | ELECTRICAL | 265100 | INTERIOR LIGHTING | EL | Other | 1180 | 265100 - INTERIOR LIGHTING | 265100 - INTERIOR LIGHTING |  | 265100 - INTERIOR LIGHTING |  |  | 0 | [6 empty] | 265100 - INTERIOR LIGHTING |  |  | 0
FPE | 26 | ELECTRICAL | 265100 | INTERIOR LIGHTING | EL | Other | 1181 | Lighting Fixtures | Lighting Fixtures |  | Lighting Fixtures |  |  | 0 | [6 empty] | Lighting Fixtures |  |  | 0
FPE | 26 | ELECTRICAL | 265100 | INTERIOR LIGHTING | EL | Item | 1182 | 265100 - INTERIOR LIGHTING | 265100 - INTERIOR LIGHTING | C | Type A1 | 2 | Nr | 85 | 170 | [5 empty] | Type A1 | 2 | Nr | 85 | 170
FPE | 26 | ELECTRICAL | 265100 | INTERIOR LIGHTING | EL | Item | 1183 | Lighting Fixtures | Lighting Fixtures | D | Type A2 | 8 | Nr | 60 | 480 | [5 empty] | Type A2 | 8 | Nr | 60 | 480
FPE | 26 | ELECTRICAL | 265100 | INTERIOR LIGHTING | EL | Item | 1184 | 265100 - INTERIOR LIGHTING | 265100 - INTERIOR LIGHTING | E | Type A3 | 23 | Nr | 85 | 1955 | [5 empty] | Type A3 | 23 | Nr | 85 | 1955
FPE | 26 | ELECTRICAL | 265100 | INTERIOR LIGHTING | EL | Item | 1185 | Lighting Fixtures | Lighting Fixtures | F | Type A5 | 3 | Nr |  | 0 | [5 empty] | Type A5 | 3 | Nr |  | 0
FPE | 26 | ELECTRICAL | 265100 | INTERIOR LIGHTING | EL | Item | 1186 | 265100 - INTERIOR LIGHTING | 265100 - INTERIOR LIGHTING | G | Type B1 | 3 | Nr |  | 0 | [5 empty] | Type B1 | 3 | Nr |  | 0
FPE | 26 | ELECTRICAL | 265100 | INTERIOR LIGHTING | EL | Item | 1187 | Lighting Fixtures | Lighting Fixtures | F | Type B2 | 39 | Nr | 94 | 3666 | [5 empty] | Type B2 | 39 | Nr | 94 | 3666
FPE | 26 | ELECTRICAL | 265100 | INTERIOR LIGHTING | EL | Item | 1188 | 265100 - INTERIOR LIGHTING | 265100 - INTERIOR LIGHTING | G | Type B3 | 2 | Nr | 107 | 214 | [5 empty] | Type B3 | 2 | Nr | 107 | 214
FPE | 26 | ELECTRICAL | 265100 | INTERIOR LIGHTING | EL | Item | 1189 | Lighting Fixtures | Lighting Fixtures | H | Type C1 | 11 | Nr | 107 | 1177 | [5 empty] | Type C1 | 11 | Nr | 107 | 1177
FPE | 26 | ELECTRICAL | 265100 | INTERIOR LIGHTING | EL | Item | 1190 | 265100 - INTERIOR LIGHTING | 265100 - INTERIOR LIGHTING | J | Type C2 | 2 | Nr | 150 | 300 | [5 empty] | Type C2 | 2 | Nr | 150 | 300
FPE | 26 | ELECTRICAL | 265100 | INTERIOR LIGHTING | EL | Item | 1191 | Lighting Fixtures | Lighting Fixtures | M | Type C3 | 15 | Nr |  | 0 | [5 empty] | Type C3 | 15 | Nr |  | 0
FPE | 26 | ELECTRICAL | 265100 | INTERIOR LIGHTING | EL | Item | 1192 | 265100 - INTERIOR LIGHTING | 265100 - INTERIOR LIGHTING | N | Type C4 | 9 | Nr |  | 0 | [5 empty] | Type C4 | 9 | Nr |  | 0
FPE | 26 | ELECTRICAL | 265100 | INTERIOR LIGHTING | EL | Item | 1193 | Lighting Fixtures | Lighting Fixtures | P | Type C5 | 40 | Nr |  | 0 | [5 empty] | Type C5 | 40 | Nr |  | 0
FPE | 26 | ELECTRICAL | 265100 | INTERIOR LIGHTING | EL | Item | 1194 | 265100 - INTERIOR LIGHTING | 265100 - INTERIOR LIGHTING | K | Type E1 | 5 | Nr | 85 | 425 | [5 empty] | Type E1 | 5 | Nr | 85 | 425
FPE | 26 | ELECTRICAL | 265100 | INTERIOR LIGHTING | EL | Item | 1195 | Lighting Fixtures | Lighting Fixtures | A | Type E11 | 3 | Nr | 150 | 450 | [5 empty] | Type E11 | 3 | Nr | 150 | 450
FPE | 26 | ELECTRICAL | 265100 | INTERIOR LIGHTING | EL | Item | 1196 | 265100 - INTERIOR LIGHTING | 265100 - INTERIOR LIGHTING | B | Type E2 | 16 | Nr |  | 0 | [5 empty] | Type E2 | 16 | Nr |  | 0
FPE | 26 | ELECTRICAL | 265100 | INTERIOR LIGHTING | EL | Item | 1197 | Lighting Fixtures | Lighting Fixtures | B | Type M1 | 6 | Nr | 60 | 360 | [5 empty] | Type M1 | 6 | Nr | 60 | 360
FPE | 26 | ELECTRICAL | 265100 | INTERIOR LIGHTING | EL | Item | 1198 | 265100 - INTERIOR LIGHTING | 265100 - INTERIOR LIGHTING | C | Type BH | 2 | Nr | 138 | 276 | [5 empty] | Type BH | 2 | Nr | 138 | 276
FPE | 26 | ELECTRICAL | 265100 | INTERIOR LIGHTING | EL | Item | 1199 | Lighting Fixtures | Lighting Fixtures | D | Type U2 | 10 | Nr | 150 | 1500 | [5 empty] | Type U2 | 10 | Nr | 150 | 1500
FPE | 26 | ELECTRICAL | 265100 | INTERIOR LIGHTING | EL | Item | 1200 | 265100 - INTERIOR LIGHTING | 265100 - INTERIOR LIGHTING | F | Type U3 | 7 | Nr |  | 0 | [5 empty] | Type U3 | 7 | Nr |  | 0
FPE | 26 | ELECTRICAL | 265100 | INTERIOR LIGHTING | EL | Item | 1201 | Lighting Fixtures | Lighting Fixtures | G | Type S1 | 533 | m |  | 0 | [5 empty] | Type S1 | 533 | m |  | 0
FPE | 26 | ELECTRICAL | 265100 | INTERIOR LIGHTING | EL | Other | 1202 | 265100 - INTERIOR LIGHTING | 265100 - INTERIOR LIGHTING | BILL NO. 26 - ELECTRICAL |  |  |  | J.D | 0 | [8 empty] | J.D | 192063
FPE | 26 | ELECTRICAL | To Summary | To Summary |  | Bill Sum | 1203 | Lighting Fixtures | Lighting Fixtures | To Summary
FPE | 27 | COMMUNICATIONS | 270536 | CABLE TRAYS FOR COMMUNICATIONS SYSTEMS | EL | Other | 1204 | 265100 - INTERIOR LIGHTING | 265100 - INTERIOR LIGHTING | BILL NO. 27
FPE | 27 | COMMUNICATIONS | 270536 | CABLE TRAYS FOR COMMUNICATIONS SYSTEMS | EL | Other | 1205 | Lighting Fixtures | Lighting Fixtures | COMMUNICATIONS
FPE | 27 | COMMUNICATIONS | 270536 | CABLE TRAYS FOR COMMUNICATIONS SYSTEMS | EL | Other | 1206 | 265100 - INTERIOR LIGHTING | 265100 - INTERIOR LIGHTING | Item | Description | Qty | Unit | Rate | Amount | [5 empty] | Description | Qty | Unit | Rate | Amount
FPE | 27 | COMMUNICATIONS | 270536 | CABLE TRAYS FOR COMMUNICATIONS SYSTEMS | EL | Other | 1207 | Lighting Fixtures | Lighting Fixtures | [5 empty] | J.D | [9 empty] | J.D
FPE | 27 | COMMUNICATIONS | 270536 | CABLE TRAYS FOR COMMUNICATIONS SYSTEMS | EL | Other | 1208 | 270536 - CABLE TRAYS FOR COMMUNICATIONS SYSTEMS | 270536 - CABLE TRAYS FOR COMMUNICATIONS SYSTEMS |  | 270536 - CABLE TRAYS FOR COMMUNICATIONS SYSTEMS | [9 empty] | 270536 - CABLE TRAYS FOR COMMUNICATIONS SYSTEMS
FPE | 27 | COMMUNICATIONS | 270536 | CABLE TRAYS FOR COMMUNICATIONS SYSTEMS | EL | Other | 1209 | Supply, installation, testing, commissioning, putting into satisfactory operation and handing over complete Cable Trays for Communication Systems; including all necessary accessories, fittings, Support, fixation, cable bonding and labelling, cable management, licenses and all required software ; complete; As shown on drawings and described in specifications | Supply, installation, testing, commissioning, putting into satisfactory operation and handing over complete Cable Trays for Communication Systems; including all necessary accessories, fittings, Support, fixation, cable bonding and labelling, cable management, licenses and all required software ; complete; As shown on drawings and described in specifications |  | Supply, installation, testing, commissioning, putting into satisfactory operation and handing over complete Cable Trays for Communication Systems; including all necessary accessories, fittings, Support, fixation, cable bonding and labelling, cable management, licenses and all required software ; complete; As shown on drawings and described in specifications | [9 empty] | Supply, installation, testing, commissioning, putting into satisfactory operation and handing over complete Cable Trays for Communication Systems; including all necessary accessories, fittings, Support, fixation, cable bonding and labelling, cable management, licenses and all required software ; complete; As shown on drawings and described in specifications
FPE | 27 | COMMUNICATIONS | 270536 | CABLE TRAYS FOR COMMUNICATIONS SYSTEMS | EL | Other | 1210 | Covered Cable Trays | Covered Cable Trays |  | Covered Cable Trays | [9 empty] | Covered Cable Trays
FPE | 27 | COMMUNICATIONS | 270536 | CABLE TRAYS FOR COMMUNICATIONS SYSTEMS | EL | Item | 1211 | Supply, installation, testing, commissioning, putting into satisfactory operation and handing over complete Cable Trays for Communication Systems; including all necessary accessories, fittings, Support, fixation, cable bonding and labelling, cable management, licenses and all required software ; complete; As shown on drawings and described in specifications | Supply, installation, testing, commissioning, putting into satisfactory operation and handing over complete Cable Trays for Communication Systems; including all necessary accessories, fittings, Support, fixation, cable bonding and labelling, cable management, licenses and all required software ; complete; As shown on drawings and described in specifications | A | Horizontal cable tray 150 x100mm | 150 | m | 40 | 6000 | [5 empty] | Horizontal cable tray 150 x100mm | 150 | m | 40 | 6000
FPE | 27 | COMMUNICATIONS | 270536 | CABLE TRAYS FOR COMMUNICATIONS SYSTEMS | EL | Item | 1212 | Covered Cable Trays | Covered Cable Trays | B | Vertical cable tray 150 x 100 mm | 5 | m | 40 | 200 | [5 empty] | Vertical cable tray 150 x 100 mm | 5 | m | 40 | 200
FPE | 27 | COMMUNICATIONS | 271105 | COMMUNICATIONS EQUIPMENT ROOM FITTINGS (TIA) | EL | Other | 1213 | 271105 - COMMUNICATIONS EQUIPMENT ROOM FITTINGS (TIA) | 271105 - COMMUNICATIONS EQUIPMENT ROOM FITTINGS (TIA) |  | 271105 - COMMUNICATIONS EQUIPMENT ROOM FITTINGS (TIA) |  |  | 0 | [6 empty] | 271105 - COMMUNICATIONS EQUIPMENT ROOM FITTINGS (TIA) |  |  | 0
FPE | 27 | COMMUNICATIONS | 271105 | COMMUNICATIONS EQUIPMENT ROOM FITTINGS (TIA) | EL | Other | 1214 | Supply, installation, testing, commissioning, putting into satisfactory operation and handing over complete Communication Equipment Room Fittings ; including all necessary accessories, fittings, Support, fixation, cable bonding and labelling, cable management, licenses and all required software ; complete; As shown on drawings and described in specifications | Supply, installation, testing, commissioning, putting into satisfactory operation and handing over complete Communication Equipment Room Fittings ; including all necessary accessories, fittings, Support, fixation, cable bonding and labelling, cable management, licenses and all required software ; complete; As shown on drawings and described in specifications |  | Supply, installation, testing, commissioning, putting into satisfactory operation and handing over complete Communication Equipment Room Fittings ; including all necessary accessories, fittings, Support, fixation, cable bonding and labelling, cable management, licenses and all required software ; complete; As shown on drawings and described in specifications |  |  | 0 | [6 empty] | Supply, installation, testing, commissioning, putting into satisfactory operation and handing over complete Communication Equipment Room Fittings ; including all necessary accessories, fittings, Support, fixation, cable bonding and labelling, cable management, licenses and all required software ; complete; As shown on drawings and described in specifications |  |  | 0
FPE | 27 | COMMUNICATIONS | 271105 | COMMUNICATIONS EQUIPMENT ROOM FITTINGS (TIA) | EL | Other | 1215 | Telecommunications equipment cabinets; wall-mounted; modular type; | Telecommunications equipment cabinets; wall-mounted; modular type; |  | Telecommunications equipment cabinets; wall-mounted; modular type; |  |  | 0 | [6 empty] | Telecommunications equipment cabinets; wall-mounted; modular type; |  |  | 0
FPE | 27 | COMMUNICATIONS | 271105 | COMMUNICATIONS EQUIPMENT ROOM FITTINGS (TIA) | EL | Item | 1216 | Supply, installation, testing, commissioning, putting into satisfactory operation and handing over complete Communication Equipment Room Fittings ; including all necessary accessories, fittings, Support, fixation, cable bonding and labelling, cable management, licenses and all required software ; complete; As shown on drawings and described in specifications | Supply, installation, testing, commissioning, putting into satisfactory operation and handing over complete Communication Equipment Room Fittings ; including all necessary accessories, fittings, Support, fixation, cable bonding and labelling, cable management, licenses and all required software ; complete; As shown on drawings and described in specifications | A | Wall Mounted Cabinet, door & ventilation provisions as specified; 600 x 600 mm; 24 RU ; | 1 | Nr | 938 | 938 | [5 empty] | Wall Mounted Cabinet, door & ventilation provisions as specified; 600 x 600 mm; 24 RU ; | 1 | Nr | 938 | 938
FPE | 27 | COMMUNICATIONS | 271305 | COMMUNICATIONS BACKBONE CABLING (TIA) | EL | Other | 1217 | 271305 - COMMUNICATIONS BACKBONE CABLING (TIA) | 271305 - COMMUNICATIONS BACKBONE CABLING (TIA) |  | 271305 - COMMUNICATIONS BACKBONE CABLING (TIA) |  |  | 0 | [6 empty] | 271305 - COMMUNICATIONS BACKBONE CABLING (TIA) |  |  | 0
FPE | 27 | COMMUNICATIONS | 271305 | COMMUNICATIONS BACKBONE CABLING (TIA) | EL | Other | 1218 | Supply, installation, testing, commissioning, putting into satisfactory operation and handing over complete communication backbone cabling ; including all necessary accessories, fittings, Support, fixation, cable bonding and labelling, cable management, licenses and all required software ; complete; As shown on drawings and described in specifications | Supply, installation, testing, commissioning, putting into satisfactory operation and handing over complete communication backbone cabling ; including all necessary accessories, fittings, Support, fixation, cable bonding and labelling, cable management, licenses and all required software ; complete; As shown on drawings and described in specifications |  | Supply, installation, testing, commissioning, putting into satisfactory operation and handing over complete communication backbone cabling ; including all necessary accessories, fittings, Support, fixation, cable bonding and labelling, cable management, licenses and all required software ; complete; As shown on drawings and described in specifications |  |  | 0 | [6 empty] | Supply, installation, testing, commissioning, putting into satisfactory operation and handing over complete communication backbone cabling ; including all necessary accessories, fittings, Support, fixation, cable bonding and labelling, cable management, licenses and all required software ; complete; As shown on drawings and described in specifications |  |  | 0
FPE | 27 | COMMUNICATIONS | 271305 | COMMUNICATIONS BACKBONE CABLING (TIA) | EL | Other | 1219 | Backbone Cables: UTP; CAT 3; PVC sheathed; suitable for indoor use as specified; | Backbone Cables: UTP; CAT 3; PVC sheathed; suitable for indoor use as specified; |  | Backbone Cables: UTP; CAT 3; PVC sheathed; suitable for indoor use as specified; |  |  | 0 | [6 empty] | Backbone Cables: UTP; CAT 3; PVC sheathed; suitable for indoor use as specified; |  |  | 0
FPE | 27 | COMMUNICATIONS | 271305 | COMMUNICATIONS BACKBONE CABLING (TIA) | EL | Item | 1220 | Supply, installation, testing, commissioning, putting into satisfactory operation and handing over complete communication backbone cabling ; including all necessary accessories, fittings, Support, fixation, cable bonding and labelling, cable management, licenses and all required software ; complete; As shown on drawings and described in specifications | Supply, installation, testing, commissioning, putting into satisfactory operation and handing over complete communication backbone cabling ; including all necessary accessories, fittings, Support, fixation, cable bonding and labelling, cable management, licenses and all required software ; complete; As shown on drawings and described in specifications | B | 50-Pair Cat 3, UTP Cable; | 170 | m | 40 | 6800 | [5 empty] | 50-Pair Cat 3, UTP Cable; | 170 | m | 40 | 6800
FPE | 27 | COMMUNICATIONS | 271305 | COMMUNICATIONS BACKBONE CABLING (TIA) | EL | Other | 1221 | Main and Intermediate Cross-Connects | Main and Intermediate Cross-Connects |  | Main and Intermediate Cross-Connects |  |  | 0 | [6 empty] | Main and Intermediate Cross-Connects |  |  | 0
FPE | 27 | COMMUNICATIONS | 271305 | COMMUNICATIONS BACKBONE CABLING (TIA) | EL | Item | 1222 | Supply, installation, testing, commissioning, putting into satisfactory operation and handing over complete communication backbone cabling ; including all necessary accessories, fittings, Support, fixation, cable bonding and labelling, cable management, licenses and all required software ; complete; As shown on drawings and described in specifications | Supply, installation, testing, commissioning, putting into satisfactory operation and handing over complete communication backbone cabling ; including all necessary accessories, fittings, Support, fixation, cable bonding and labelling, cable management, licenses and all required software ; complete; As shown on drawings and described in specifications | A | Main Distribution Frame (MDF) - 50 Pair | 1 | Nr | 2344 | 2344 | [5 empty] | Main Distribution Frame (MDF) - 50 Pair | 1 | Nr | 2344 | 2344
FPE | 27 | COMMUNICATIONS | 271305 | COMMUNICATIONS BACKBONE CABLING (TIA) | EL | Item | 1223 | Main and Intermediate Cross-Connects | Main and Intermediate Cross-Connects | B | IDC 110 Block (50 Pairs) | 1 | Nr | 2344 | 2344 | [5 empty] | IDC 110 Block (50 Pairs) | 1 | Nr | 2344 | 2344
FPE | 27 | COMMUNICATIONS | 271505 | COMMUNICATIONS HORIZONTAL CABLING (TIA) | EL | Other | 1224 | 271505 - COMMUNICATIONS HORIZONTAL CABLING (TIA) | 271505 - COMMUNICATIONS HORIZONTAL CABLING (TIA) |  | 271505 - COMMUNICATIONS HORIZONTAL CABLING (TIA) |  |  | 0 | [6 empty] | 271505 - COMMUNICATIONS HORIZONTAL CABLING (TIA) |  |  | 0
FPE | 27 | COMMUNICATIONS | 271505 | COMMUNICATIONS HORIZONTAL CABLING (TIA) | EL | Other | 1225 | Supply, installation, testing, commissioning, putting into satisfactory operation and handing over complete communication horizontal cabling ; including all necessary accessories, fittings, Support, fixation, cable bonding and labelling, cable management, licenses and all required software ; complete; As shown on drawings and described in specifications | Supply, installation, testing, commissioning, putting into satisfactory operation and handing over complete communication horizontal cabling ; including all necessary accessories, fittings, Support, fixation, cable bonding and labelling, cable management, licenses and all required software ; complete; As shown on drawings and described in specifications |  | Supply, installation, testing, commissioning, putting into satisfactory operation and handing over complete communication horizontal cabling ; including all necessary accessories, fittings, Support, fixation, cable bonding and labelling, cable management, licenses and all required software ; complete; As shown on drawings and described in specifications |  |  | 0 | [6 empty] | Supply, installation, testing, commissioning, putting into satisfactory operation and handing over complete communication horizontal cabling ; including all necessary accessories, fittings, Support, fixation, cable bonding and labelling, cable management, licenses and all required software ; complete; As shown on drawings and described in specifications |  |  | 0
FPE | 27 | COMMUNICATIONS | 271505 | COMMUNICATIONS HORIZONTAL CABLING (TIA) | EL | Other | 1226 | Telecommunications Outlets/Connectors | Telecommunications Outlets/Connectors |  | Telecommunications Outlets/Connectors |  |  | 0 | [6 empty] | Telecommunications Outlets/Connectors |  |  | 0
FPE | 27 | COMMUNICATIONS | 271505 | COMMUNICATIONS HORIZONTAL CABLING (TIA) | EL | Item | 1227 | Supply, installation, testing, commissioning, putting into satisfactory operation and handing over complete communication horizontal cabling ; including all necessary accessories, fittings, Support, fixation, cable bonding and labelling, cable management, licenses and all required software ; complete; As shown on drawings and described in specifications | Supply, installation, testing, commissioning, putting into satisfactory operation and handing over complete communication horizontal cabling ; including all necessary accessories, fittings, Support, fixation, cable bonding and labelling, cable management, licenses and all required software ; complete; As shown on drawings and described in specifications | C | Single (1) Cat 6A RJ45 Outlet; Wall-Mounted; | 11 | Nr | 104 | 1144 | [5 empty] | Single (1) Cat 6A RJ45 Outlet; Wall-Mounted; | 11 | Nr | 104 | 1144
FPE | 27 | COMMUNICATIONS | 271505 | COMMUNICATIONS HORIZONTAL CABLING (TIA) | EL | Item | 1228 | Telecommunications Outlets/Connectors | Telecommunications Outlets/Connectors | D | Single (1) Cat 6A RJ45 Outlet; Ceiling-Mounted; | 4 | Nr | 107 | 428 | [5 empty] | Single (1) Cat 6A RJ45 Outlet; Ceiling-Mounted; | 4 | Nr | 107 | 428
FPE | 27 | COMMUNICATIONS | 271505 | COMMUNICATIONS HORIZONTAL CABLING (TIA) | EL | Item | 1229 | Supply, installation, testing, commissioning, putting into satisfactory operation and handing over complete communication horizontal cabling ; including all necessary accessories, fittings, Support, fixation, cable bonding and labelling, cable management, licenses and all required software ; complete; As shown on drawings and described in specifications | Supply, installation, testing, commissioning, putting into satisfactory operation and handing over complete communication horizontal cabling ; including all necessary accessories, fittings, Support, fixation, cable bonding and labelling, cable management, licenses and all required software ; complete; As shown on drawings and described in specifications | E | Duplex (2) Cat 6A RJ45 Outlet; Wall-Mounted; | 5 | Nr | 107 | 535 | [5 empty] | Duplex (2) Cat 6A RJ45 Outlet; Wall-Mounted; | 5 | Nr | 107 | 535
FPE | 27 | COMMUNICATIONS | 271505 | COMMUNICATIONS HORIZONTAL CABLING (TIA) | EL | Item | 1230 | Telecommunications Outlets/Connectors | Telecommunications Outlets/Connectors | F | Duplex (2) Cat 6A RJ45 Outlet; Floor-Mounted; | 1 | Nr |  | 0 | [5 empty] | Duplex (2) Cat 6A RJ45 Outlet; Floor-Mounted; | 1 | Nr
FPE | 27 | COMMUNICATIONS | 271505 | COMMUNICATIONS HORIZONTAL CABLING (TIA) | EL | Other | 1231 | Horizontal Cross-connects, | Horizontal Cross-connects, |  | Horizontal Cross-connects, |  |  | 0 | [6 empty] | Horizontal Cross-connects, |  |  | 0
FPE | 27 | COMMUNICATIONS | 271505 | COMMUNICATIONS HORIZONTAL CABLING (TIA) | EL | Item | 1232 | Telecommunications Outlets/Connectors | Telecommunications Outlets/Connectors | F | 48-Port Cat 6A UTP/STP RJ45; fully equipped; Patch Panels; | 1 | Nr | 250 | 250 | [5 empty] | 48-Port Cat 6A UTP/STP RJ45; fully equipped; Patch Panels; | 1 | Nr | 250 | 250
FPE | 27 | COMMUNICATIONS | 272109 | DATA COMM FOR CAMPUS NETWORK | EL | Other | 1233 | 272109 - DATA COMM FOR CAMPUS NETWORK | 272109 - DATA COMM FOR CAMPUS NETWORK |  | 272109 - DATA COMM FOR CAMPUS NETWORK |  |  | 0 | [6 empty] | 272109 - DATA COMM FOR CAMPUS NETWORK |  |  | 0
FPE | 27 | COMMUNICATIONS | 272109 | DATA COMM FOR CAMPUS NETWORK | EL | Other | 1234 | Supply, installation, testing, commissioning, putting into satisfactory operation and handing over complete Data Communication Devices ; including all necessary accessories, fittings, Support, fixation, cable bonding and labelling, cable management, licenses and all required software ; complete; As shown on drawings and described in specifications | Supply, installation, testing, commissioning, putting into satisfactory operation and handing over complete Data Communication Devices ; including all necessary accessories, fittings, Support, fixation, cable bonding and labelling, cable management, licenses and all required software ; complete; As shown on drawings and described in specifications |  | Supply, installation, testing, commissioning, putting into satisfactory operation and handing over complete Data Communication Devices ; including all necessary accessories, fittings, Support, fixation, cable bonding and labelling, cable management, licenses and all required software ; complete; As shown on drawings and described in specifications |  |  | 0 | [6 empty] | Supply, installation, testing, commissioning, putting into satisfactory operation and handing over complete Data Communication Devices ; including all necessary accessories, fittings, Support, fixation, cable bonding and labelling, cable management, licenses and all required software ; complete; As shown on drawings and described in specifications |  |  | 0
FPE | 27 | COMMUNICATIONS | 272109 | DATA COMM FOR CAMPUS NETWORK | EL | Other | 1235 | Active communications and data processing equipment | Active communications and data processing equipment |  | Active communications and data processing equipment |  |  | 0 | [6 empty] | Active communications and data processing equipment |  |  | 0
FPE | 27 | COMMUNICATIONS | 272109 | DATA COMM FOR CAMPUS NETWORK | EL | Item | 1236 | Supply, installation, testing, commissioning, putting into satisfactory operation and handing over complete Data Communication Devices ; including all necessary accessories, fittings, Support, fixation, cable bonding and labelling, cable management, licenses and all required software ; complete; As shown on drawings and described in specifications | Supply, installation, testing, commissioning, putting into satisfactory operation and handing over complete Data Communication Devices ; including all necessary accessories, fittings, Support, fixation, cable bonding and labelling, cable management, licenses and all required software ; complete; As shown on drawings and described in specifications | A | 48-Ports Access data switches ; | 1 | Nr | 1250 | 1250 | [5 empty] | 48-Ports Access data switches ; | 1 | Nr | 1250 | 1250
FPE | 27 | COMMUNICATIONS | 272133 | WIRELESS DATA NETWORK | EL | Other | 1237 | 272133 - WIRELESS DATA NETWORK | 272133 - WIRELESS DATA NETWORK |  | 272133 - WIRELESS DATA NETWORK |  |  | 0 | [6 empty] | 272133 - WIRELESS DATA NETWORK |  |  | 0
FPE | 27 | COMMUNICATIONS | 272133 | WIRELESS DATA NETWORK | EL | Other | 1238 | Supply, installation, testing, commissioning, putting into satisfactory operation and handing over complete Wireless Data Network ; including all necessary accessories, fittings, Support, fixation, cable bonding and labelling, cable management, licenses and all required software ; complete; As shown on drawings and described in specifications | Supply, installation, testing, commissioning, putting into satisfactory operation and handing over complete Wireless Data Network ; including all necessary accessories, fittings, Support, fixation, cable bonding and labelling, cable management, licenses and all required software ; complete; As shown on drawings and described in specifications |  | Supply, installation, testing, commissioning, putting into satisfactory operation and handing over complete Wireless Data Network ; including all necessary accessories, fittings, Support, fixation, cable bonding and labelling, cable management, licenses and all required software ; complete; As shown on drawings and described in specifications |  |  | 0 | [6 empty] | Supply, installation, testing, commissioning, putting into satisfactory operation and handing over complete Wireless Data Network ; including all necessary accessories, fittings, Support, fixation, cable bonding and labelling, cable management, licenses and all required software ; complete; As shown on drawings and described in specifications |  |  | 0
FPE | 27 | COMMUNICATIONS | 272133 | WIRELESS DATA NETWORK | EL | Other | 1239 | Wireless data network components | Wireless data network components |  | Wireless data network components |  |  | 0 | [6 empty] | Wireless data network components |  |  | 0
FPE | 27 | COMMUNICATIONS | 272133 | WIRELESS DATA NETWORK | EL | Item | 1240 | Supply, installation, testing, commissioning, putting into satisfactory operation and handing over complete Wireless Data Network ; including all necessary accessories, fittings, Support, fixation, cable bonding and labelling, cable management, licenses and all required software ; complete; As shown on drawings and described in specifications | Supply, installation, testing, commissioning, putting into satisfactory operation and handing over complete Wireless Data Network ; including all necessary accessories, fittings, Support, fixation, cable bonding and labelling, cable management, licenses and all required software ; complete; As shown on drawings and described in specifications | B | Wireless controllers, | 1 | Item | 3125 | 3125 | [5 empty] | Wireless controllers, |  | Item | 3125 | 3125
FPE | 27 | COMMUNICATIONS | 272133 | WIRELESS DATA NETWORK | EL | Item | 1241 | Wireless data network components | Wireless data network components | C | Wireless radio access points and antennas; | 4 | Nr | 282 | 1128 | [5 empty] | Wireless radio access points and antennas; | 4 | Nr | 282 | 1128
FPE | 27 | COMMUNICATIONS | 272133 | WIRELESS DATA NETWORK | EL | Item | 1242 | Supply, installation, testing, commissioning, putting into satisfactory operation and handing over complete Wireless Data Network ; including all necessary accessories, fittings, Support, fixation, cable bonding and labelling, cable management, licenses and all required software ; complete; As shown on drawings and described in specifications | Supply, installation, testing, commissioning, putting into satisfactory operation and handing over complete Wireless Data Network ; including all necessary accessories, fittings, Support, fixation, cable bonding and labelling, cable management, licenses and all required software ; complete; As shown on drawings and described in specifications | D | Wireless data network system administration software; | 1 | Item | 782 | 782 | [5 empty] | Wireless data network system administration software; |  | Item | 782 | 782
FPE | 27 | COMMUNICATIONS | 272133 | WIRELESS DATA NETWORK | EL | Item | 1243 | Wireless data network components | Wireless data network components | A | Access and security control software; | 1 | Item | 938 | 938 | [5 empty] | Access and security control software; |  | Item | 938 | 938
FPE | 27 | COMMUNICATIONS | 274133 | MASTER ANTENNA TELEVISION SYSTEM | EL | Other | 1244 | 274133- MASTER ANTENNA TELEVISION SYSTEM | 274133- MASTER ANTENNA TELEVISION SYSTEM |  | 274133- MASTER ANTENNA TELEVISION SYSTEM |  |  | 0 | [6 empty] | 274133- MASTER ANTENNA TELEVISION SYSTEM |  |  | 0
FPE | 27 | COMMUNICATIONS | 274133 | MASTER ANTENNA TELEVISION SYSTEM | EL | Other | 1245 | Supply, installation, testing, commissioning, putting into satisfactory operation and handing over complete Master Antenna Television System; including all necessary accessories, fittings, Support, fixation, cable bonding and labelling, cable management, licenses and all required software ; complete; As shown on drawings and described in specifications | Supply, installation, testing, commissioning, putting into satisfactory operation and handing over complete Master Antenna Television System; including all necessary accessories, fittings, Support, fixation, cable bonding and labelling, cable management, licenses and all required software ; complete; As shown on drawings and described in specifications |  | Supply, installation, testing, commissioning, putting into satisfactory operation and handing over complete Master Antenna Television System; including all necessary accessories, fittings, Support, fixation, cable bonding and labelling, cable management, licenses and all required software ; complete; As shown on drawings and described in specifications |  |  | 0 | [6 empty] | Supply, installation, testing, commissioning, putting into satisfactory operation and handing over complete Master Antenna Television System; including all necessary accessories, fittings, Support, fixation, cable bonding and labelling, cable management, licenses and all required software ; complete; As shown on drawings and described in specifications |  |  | 0
FPE | 27 | COMMUNICATIONS | 274133 | MASTER ANTENNA TELEVISION SYSTEM | EL | Item | 1246 | 274133- MASTER ANTENNA TELEVISION SYSTEM | 274133- MASTER ANTENNA TELEVISION SYSTEM | B | Satellite Dish | 1 | Nr | 235 | 235 | [5 empty] | Satellite Dish | 1 | Nr | 235 | 235
FPE | 27 | COMMUNICATIONS | 274133 | MASTER ANTENNA TELEVISION SYSTEM | EL | Item | 1247 | Supply, installation, testing, commissioning, putting into satisfactory operation and handing over complete Master Antenna Television System; including all necessary accessories, fittings, Support, fixation, cable bonding and labelling, cable management, licenses and all required software ; complete; As shown on drawings and described in specifications | Supply, installation, testing, commissioning, putting into satisfactory operation and handing over complete Master Antenna Television System; including all necessary accessories, fittings, Support, fixation, cable bonding and labelling, cable management, licenses and all required software ; complete; As shown on drawings and described in specifications | C | Quad LNB | 1 | Nr | 125 | 125 | [5 empty] | Quad LNB | 1 | Nr | 125 | 125
FPE | 27 | COMMUNICATIONS | 274133 | MASTER ANTENNA TELEVISION SYSTEM | EL | Item | 1248 | 274133- MASTER ANTENNA TELEVISION SYSTEM | 274133- MASTER ANTENNA TELEVISION SYSTEM | D | Multiswitch (5 input / 24 output) | 1 | Nr | 938 | 938 | [5 empty] | Multiswitch (5 input / 24 output) | 1 | Nr | 938 | 938
FPE | 27 | COMMUNICATIONS | 274133 | MASTER ANTENNA TELEVISION SYSTEM | EL | Item | 1249 | Supply, installation, testing, commissioning, putting into satisfactory operation and handing over complete Master Antenna Television System; including all necessary accessories, fittings, Support, fixation, cable bonding and labelling, cable management, licenses and all required software ; complete; As shown on drawings and described in specifications | Supply, installation, testing, commissioning, putting into satisfactory operation and handing over complete Master Antenna Television System; including all necessary accessories, fittings, Support, fixation, cable bonding and labelling, cable management, licenses and all required software ; complete; As shown on drawings and described in specifications | E | MATV Outlets; Wall Mounted | 7 | Nr | 134 | 938 | [5 empty] | MATV Outlets; Wall Mounted | 7 | Nr | 134 | 938
FPE | 27 | COMMUNICATIONS | 274116 | INTEGRATED AUDIOVISUAL SYSTEMS AND EQUIPMENT - FOR AUDITORIUM | EL | Other | 1250 | 274116 - INTEGRATED AUDIOVISUAL SYSTEMS AND EQUIPMENT - FOR AUDITORIUM | 274116 - INTEGRATED AUDIOVISUAL SYSTEMS AND EQUIPMENT - FOR AUDITORIUM |  | 274116 - INTEGRATED AUDIOVISUAL SYSTEMS AND EQUIPMENT - FOR AUDITORIUM |  |  | 0 | [6 empty] | 274116 - INTEGRATED AUDIOVISUAL SYSTEMS AND EQUIPMENT - FOR AUDITORIUM |  |  | 0
FPE | 27 | COMMUNICATIONS | 274116 | INTEGRATED AUDIOVISUAL SYSTEMS AND EQUIPMENT - FOR AUDITORIUM | EL | Other | 1251 | Supply, installation, testing, commissioning, putting into satisfactory operation and handing over complete Integrated AV System ; including all necessary accessories, fittings, Support, fixation, cable bonding and labelling, cable management, licenses and all required software ; complete; As shown on drawings and described in specifications | Supply, installation, testing, commissioning, putting into satisfactory operation and handing over complete Integrated AV System ; including all necessary accessories, fittings, Support, fixation, cable bonding and labelling, cable management, licenses and all required software ; complete; As shown on drawings and described in specifications |  | Supply, installation, testing, commissioning, putting into satisfactory operation and handing over complete Integrated AV System ; including all necessary accessories, fittings, Support, fixation, cable bonding and labelling, cable management, licenses and all required software ; complete; As shown on drawings and described in specifications |  |  | 0 | [6 empty] | Supply, installation, testing, commissioning, putting into satisfactory operation and handing over complete Integrated AV System ; including all necessary accessories, fittings, Support, fixation, cable bonding and labelling, cable management, licenses and all required software ; complete; As shown on drawings and described in specifications |  |  | 0
FPE | 27 | COMMUNICATIONS | 274116 | INTEGRATED AUDIOVISUAL SYSTEMS AND EQUIPMENT - FOR AUDITORIUM | EL | Other | 1252 | Signal Processing and Central Equipment: | Signal Processing and Central Equipment: |  | Signal Processing and Central Equipment: |  |  | 0 | [6 empty] | Signal Processing and Central Equipment: |  |  | 0
FPE | 27 | COMMUNICATIONS | 274116 | INTEGRATED AUDIOVISUAL SYSTEMS AND EQUIPMENT - FOR AUDITORIUM | EL | Item | 1253 | Supply, installation, testing, commissioning, putting into satisfactory operation and handing over complete Integrated AV System ; including all necessary accessories, fittings, Support, fixation, cable bonding and labelling, cable management, licenses and all required software ; complete; As shown on drawings and described in specifications | Supply, installation, testing, commissioning, putting into satisfactory operation and handing over complete Integrated AV System ; including all necessary accessories, fittings, Support, fixation, cable bonding and labelling, cable management, licenses and all required software ; complete; As shown on drawings and described in specifications | F | Control system; |  | Item | [7 empty] | Control system; |  | Item
FPE | 27 | COMMUNICATIONS | 274116 | INTEGRATED AUDIOVISUAL SYSTEMS AND EQUIPMENT - FOR AUDITORIUM | EL | Item | 1254 | Signal Processing and Central Equipment: | Signal Processing and Central Equipment: | A | Signal Processing Equipment; |  | Item | [7 empty] | Signal Processing Equipment; |  | Item
FPE | 27 | COMMUNICATIONS | 274116 | INTEGRATED AUDIOVISUAL SYSTEMS AND EQUIPMENT - FOR AUDITORIUM | EL | Other | 1255 | Video Projection Equipment & Accessories | Video Projection Equipment & Accessories |  | Video Projection Equipment & Accessories |  |  | 0 | [6 empty] | Video Projection Equipment & Accessories |  |  | 0
FPE | 27 | COMMUNICATIONS | 274116 | INTEGRATED AUDIOVISUAL SYSTEMS AND EQUIPMENT - FOR AUDITORIUM | EL | Item | 1256 | Signal Processing and Central Equipment: | Signal Processing and Central Equipment: | B | Projector | 1 | Nr |  | 0 | [5 empty] | Projector | 1 | Nr
FPE | 27 | COMMUNICATIONS | 274116 | INTEGRATED AUDIOVISUAL SYSTEMS AND EQUIPMENT - FOR AUDITORIUM | EL | Item | 1257 | Video Projection Equipment & Accessories | Video Projection Equipment & Accessories | C | Projector Mount | 1 | Nr |  | 0 | [5 empty] | Projector Mount | 1 | Nr
FPE | 27 | COMMUNICATIONS | 274116 | INTEGRATED AUDIOVISUAL SYSTEMS AND EQUIPMENT - FOR AUDITORIUM | EL | Item | 1258 | Signal Processing and Central Equipment: | Signal Processing and Central Equipment: | D | Motorized screen (267x356 cm) | 1 | Nr |  | 0 | [5 empty] | Motorized screen (267x356 cm) | 1 | Nr
FPE | 27 | COMMUNICATIONS | 274116 | INTEGRATED AUDIOVISUAL SYSTEMS AND EQUIPMENT - FOR AUDITORIUM | EL | Other | 1259 | Sound Re-inforcement Equipment: | Sound Re-inforcement Equipment: |  | Sound Re-inforcement Equipment: | [9 empty] | Sound Re-inforcement Equipment:
FPE | 27 | COMMUNICATIONS | 274116 | INTEGRATED AUDIOVISUAL SYSTEMS AND EQUIPMENT - FOR AUDITORIUM | EL | Item | 1260 | Signal Processing and Central Equipment: | Signal Processing and Central Equipment: | E | Ceiling loudspeakers | 10 | Nr |  | 0 | [5 empty] | Ceiling loudspeakers | 10 | Nr
FPE | 27 | COMMUNICATIONS | 274116 | INTEGRATED AUDIOVISUAL SYSTEMS AND EQUIPMENT - FOR AUDITORIUM | EL | Item | 1261 | Sound Re-inforcement Equipment: | Sound Re-inforcement Equipment: | F | Hardwired microphone | 3 | Nr |  | 0 | [5 empty] | Hardwired microphone | 3 | Nr
FPE | 27 | COMMUNICATIONS | 274116 | INTEGRATED AUDIOVISUAL SYSTEMS AND EQUIPMENT - FOR AUDITORIUM | EL | Item | 1262 | Signal Processing and Central Equipment: | Signal Processing and Central Equipment: | G | Wireless microphone | 2 | Nr |  | 0 | [5 empty] | Wireless microphone | 2 | Nr
FPE | 27 | COMMUNICATIONS | 274116 | INTEGRATED AUDIOVISUAL SYSTEMS AND EQUIPMENT - FOR AUDITORIUM | EL | Other | 1263 | Miscellaneous Components: | Miscellaneous Components: |  | Miscellaneous Components: | [9 empty] | Miscellaneous Components:
FPE | 27 | COMMUNICATIONS | 274116 | INTEGRATED AUDIOVISUAL SYSTEMS AND EQUIPMENT - FOR AUDITORIUM | EL | Item | 1264 | Signal Processing and Central Equipment: | Signal Processing and Central Equipment: | H | AV floor box | 1 | Nr |  | 0 | [5 empty] | AV floor box | 1 | Nr
FPE | 27 | COMMUNICATIONS | 274116 | INTEGRATED AUDIOVISUAL SYSTEMS AND EQUIPMENT - FOR AUDITORIUM | EL | Item | 1265 | Miscellaneous Components: | Miscellaneous Components: | J | AV wall plat | 1 | Nr |  | 0 | [5 empty] | AV wall plat | 1 | Nr
FPE | 27 | COMMUNICATIONS | 274116 | INTEGRATED AUDIOVISUAL SYSTEMS AND EQUIPMENT - FOR AUDITORIUM | EL | Item | 1266 | Signal Processing and Central Equipment: | Signal Processing and Central Equipment: | K | Touch Panel, (Wireless Touch Panel, 10.1"), | 1 | Nr |  | 0 | [5 empty] | Touch Panel, (Wireless Touch Panel, 10.1"), | 1 | Nr
FPE | 27 | COMMUNICATIONS | 274116 | INTEGRATED AUDIOVISUAL SYSTEMS AND EQUIPMENT - FOR AUDITORIUM | EL | Other | 1267 | A/V Equipment Racks/ Cabinets | A/V Equipment Racks/ Cabinets |  | A/V Equipment Racks/ Cabinets | [9 empty] | A/V Equipment Racks/ Cabinets
FPE | 27 | COMMUNICATIONS | 274116 | INTEGRATED AUDIOVISUAL SYSTEMS AND EQUIPMENT - FOR AUDITORIUM | EL | Item | 1268 | Signal Processing and Central Equipment: | Signal Processing and Central Equipment: | L | A/V Racks/Credenza; | 1 | Nr |  | 0 | [5 empty] | A/V Racks/Credenza; | 1 | Nr
FPE | 27 | COMMUNICATIONS | 275118 | PUBLIC ADDRESS / VOICE ALARM (PA/VA) SYSTEM | EL | Other | 1269 | 275118 - PUBLIC ADDRESS / VOICE ALARM (PA/VA) SYSTEM | 275118 - PUBLIC ADDRESS / VOICE ALARM (PA/VA) SYSTEM |  | 275118 - PUBLIC ADDRESS / VOICE ALARM (PA/VA) SYSTEM |  |  | 0 | [6 empty] | 275118 - PUBLIC ADDRESS / VOICE ALARM (PA/VA) SYSTEM |  |  | 0
FPE | 27 | COMMUNICATIONS | 275118 | PUBLIC ADDRESS / VOICE ALARM (PA/VA) SYSTEM | EL | Other | 1270 | Supply, installation, testing, commissioning, putting into satisfactory operation and handing over complete Public Address and Voice Alarm (PA/VA) System ; including all necessary accessories, fittings, Support, fixation, cable bonding and labelling, cable management, licenses and all required software ; complete; As shown on drawings and described in specifications | Supply, installation, testing, commissioning, putting into satisfactory operation and handing over complete Public Address and Voice Alarm (PA/VA) System ; including all necessary accessories, fittings, Support, fixation, cable bonding and labelling, cable management, licenses and all required software ; complete; As shown on drawings and described in specifications |  | Supply, installation, testing, commissioning, putting into satisfactory operation and handing over complete Public Address and Voice Alarm (PA/VA) System ; including all necessary accessories, fittings, Support, fixation, cable bonding and labelling, cable management, licenses and all required software ; complete; As shown on drawings and described in specifications |  |  | 0 | [6 empty] | Supply, installation, testing, commissioning, putting into satisfactory operation and handing over complete Public Address and Voice Alarm (PA/VA) System ; including all necessary accessories, fittings, Support, fixation, cable bonding and labelling, cable management, licenses and all required software ; complete; As shown on drawings and described in specifications |  |  | 0
FPE | 27 | COMMUNICATIONS | 275118 | PUBLIC ADDRESS / VOICE ALARM (PA/VA) SYSTEM | EL | Other | 1271 | Central (Headend) System Components; | Central (Headend) System Components; |  | Central (Headend) System Components; |  |  | 0 | [6 empty] | Central (Headend) System Components; |  |  | 0
FPE | 27 | COMMUNICATIONS | 275118 | PUBLIC ADDRESS / VOICE ALARM (PA/VA) SYSTEM | EL | Item | 1272 | Supply, installation, testing, commissioning, putting into satisfactory operation and handing over complete Public Address and Voice Alarm (PA/VA) System ; including all necessary accessories, fittings, Support, fixation, cable bonding and labelling, cable management, licenses and all required software ; complete; As shown on drawings and described in specifications | Supply, installation, testing, commissioning, putting into satisfactory operation and handing over complete Public Address and Voice Alarm (PA/VA) System ; including all necessary accessories, fittings, Support, fixation, cable bonding and labelling, cable management, licenses and all required software ; complete; As shown on drawings and described in specifications | A | PA system headend equipment, as specified; | 1 | Item | 7813 | 7813 | [5 empty] | PA system headend equipment, as specified; |  | Item | 7813 | 7813
FPE | 27 | COMMUNICATIONS | 275118 | PUBLIC ADDRESS / VOICE ALARM (PA/VA) SYSTEM | EL | Other | 1273 | System Peripheral Devices; | System Peripheral Devices; |  | System Peripheral Devices; |  |  | 0 | [6 empty] | System Peripheral Devices; |  |  | 0
FPE | 27 | COMMUNICATIONS | 275118 | PUBLIC ADDRESS / VOICE ALARM (PA/VA) SYSTEM | EL | Item | 1274 | Supply, installation, testing, commissioning, putting into satisfactory operation and handing over complete Public Address and Voice Alarm (PA/VA) System ; including all necessary accessories, fittings, Support, fixation, cable bonding and labelling, cable management, licenses and all required software ; complete; As shown on drawings and described in specifications | Supply, installation, testing, commissioning, putting into satisfactory operation and handing over complete Public Address and Voice Alarm (PA/VA) System ; including all necessary accessories, fittings, Support, fixation, cable bonding and labelling, cable management, licenses and all required software ; complete; As shown on drawings and described in specifications | B | Paging Microphone | 1 | Nr | 1250 | 1250 | [5 empty] | Paging Microphone | 1 | Nr | 1250 | 1250
FPE | 27 | COMMUNICATIONS | 275118 | PUBLIC ADDRESS / VOICE ALARM (PA/VA) SYSTEM | EL | Item | 1275 | System Peripheral Devices; | System Peripheral Devices; | C | Ceiling mounted speaker (6w) | 90 | Nr | 235 | 21150 | [5 empty] | Ceiling mounted speaker (6w) | 90 | Nr | 235 | 21150
FPE | 27 | COMMUNICATIONS | 275118 | PUBLIC ADDRESS / VOICE ALARM (PA/VA) SYSTEM | EL | Item | 1276 | Supply, installation, testing, commissioning, putting into satisfactory operation and handing over complete Public Address and Voice Alarm (PA/VA) System ; including all necessary accessories, fittings, Support, fixation, cable bonding and labelling, cable management, licenses and all required software ; complete; As shown on drawings and described in specifications | Supply, installation, testing, commissioning, putting into satisfactory operation and handing over complete Public Address and Voice Alarm (PA/VA) System ; including all necessary accessories, fittings, Support, fixation, cable bonding and labelling, cable management, licenses and all required software ; complete; As shown on drawings and described in specifications | D | Noise-operated gain controllers (Volume attenuator stations); | 1 | Nr | 782 | 782 | [5 empty] | Noise-operated gain controllers (Volume attenuator stations); | 1 | Nr | 782 | 782
FPE | 27 | COMMUNICATIONS | 275118 | PUBLIC ADDRESS / VOICE ALARM (PA/VA) SYSTEM | EL | Other | 1277 | A/V Equipment Racks/ Cabinets | A/V Equipment Racks/ Cabinets |  | A/V Equipment Racks/ Cabinets |  |  | 0 | [6 empty] | A/V Equipment Racks/ Cabinets |  |  | 0
FPE | 27 | COMMUNICATIONS | 275118 | PUBLIC ADDRESS / VOICE ALARM (PA/VA) SYSTEM | EL | Item | 1278 | Supply, installation, testing, commissioning, putting into satisfactory operation and handing over complete Public Address and Voice Alarm (PA/VA) System ; including all necessary accessories, fittings, Support, fixation, cable bonding and labelling, cable management, licenses and all required software ; complete; As shown on drawings and described in specifications | Supply, installation, testing, commissioning, putting into satisfactory operation and handing over complete Public Address and Voice Alarm (PA/VA) System ; including all necessary accessories, fittings, Support, fixation, cable bonding and labelling, cable management, licenses and all required software ; complete; As shown on drawings and described in specifications | E | Public Address Rack; | 1 | Nr | 4688 | 4688 | [5 empty] | Public Address Rack; | 1 | Nr | 4688 | 4688
FPE | 27 | COMMUNICATIONS | 275223 | NURSE CALL-CODE BLUE SYSTEMS | EL | Other | 1279 | 275223- NURSE CALL-CODE BLUE SYSTEMS | 275223- NURSE CALL-CODE BLUE SYSTEMS |  | 275223- NURSE CALL-CODE BLUE SYSTEMS |  |  | 0 | [6 empty] | 275223- NURSE CALL-CODE BLUE SYSTEMS |  |  | 0
FPE | 27 | COMMUNICATIONS | 275223 | NURSE CALL-CODE BLUE SYSTEMS | EL | Other | 1280 | Supply, installation, testing, commissioning, putting into satisfactory operation and handing over complete Nurse Call System ; including all necessary accessories, fittings, Support, fixation, cable bonding and labelling, cable management, licenses and all required software ; complete; As shown on drawings and described in specifications | Supply, installation, testing, commissioning, putting into satisfactory operation and handing over complete Nurse Call System ; including all necessary accessories, fittings, Support, fixation, cable bonding and labelling, cable management, licenses and all required software ; complete; As shown on drawings and described in specifications |  | Supply, installation, testing, commissioning, putting into satisfactory operation and handing over complete Nurse Call System ; including all necessary accessories, fittings, Support, fixation, cable bonding and labelling, cable management, licenses and all required software ; complete; As shown on drawings and described in specifications |  |  | 0 | [6 empty] | Supply, installation, testing, commissioning, putting into satisfactory operation and handing over complete Nurse Call System ; including all necessary accessories, fittings, Support, fixation, cable bonding and labelling, cable management, licenses and all required software ; complete; As shown on drawings and described in specifications |  |  | 0
FPE | 27 | COMMUNICATIONS | 275223 | NURSE CALL-CODE BLUE SYSTEMS | EL | Item | 1281 | 275223- NURSE CALL-CODE BLUE SYSTEMS | 275223- NURSE CALL-CODE BLUE SYSTEMS | A | Nurse Call Workstation | 1 | Nr | 2344 | 2344 | [5 empty] | Nurse Call Workstation | 1 | Nr | 2344 | 2344
FPE | 27 | COMMUNICATIONS | 275223 | NURSE CALL-CODE BLUE SYSTEMS | EL | Item | 1282 | Supply, installation, testing, commissioning, putting into satisfactory operation and handing over complete Nurse Call System ; including all necessary accessories, fittings, Support, fixation, cable bonding and labelling, cable management, licenses and all required software ; complete; As shown on drawings and described in specifications | Supply, installation, testing, commissioning, putting into satisfactory operation and handing over complete Nurse Call System ; including all necessary accessories, fittings, Support, fixation, cable bonding and labelling, cable management, licenses and all required software ; complete; As shown on drawings and described in specifications | B | Nurse Call Type-B | 6 | Nr | 1875 | 11250 | [5 empty] | Nurse Call Type-B | 6 | Nr | 1875 | 11250
FPE | 27 | COMMUNICATIONS | 275223 | NURSE CALL-CODE BLUE SYSTEMS | EL | Item | 1283 | 275223- NURSE CALL-CODE BLUE SYSTEMS | 275223- NURSE CALL-CODE BLUE SYSTEMS | C | Nurse Call Type-C | 1 | Nr | 1719 | 1719 | [5 empty] | Nurse Call Type-C | 1 | Nr | 1719 | 1719
FPE | 27 | COMMUNICATIONS | 275223 | NURSE CALL-CODE BLUE SYSTEMS | EL | Item | 1284 | Supply, installation, testing, commissioning, putting into satisfactory operation and handing over complete Nurse Call System ; including all necessary accessories, fittings, Support, fixation, cable bonding and labelling, cable management, licenses and all required software ; complete; As shown on drawings and described in specifications | Supply, installation, testing, commissioning, putting into satisfactory operation and handing over complete Nurse Call System ; including all necessary accessories, fittings, Support, fixation, cable bonding and labelling, cable management, licenses and all required software ; complete; As shown on drawings and described in specifications | D | Nurse Call Type-D | 1 | Nr | 1719 | 1719 | [5 empty] | Nurse Call Type-D | 1 | Nr | 1719 | 1719
FPE | 27 | COMMUNICATIONS | 275223 | NURSE CALL-CODE BLUE SYSTEMS | EL | Other | 1285 | 275223- NURSE CALL-CODE BLUE SYSTEMS | 275223- NURSE CALL-CODE BLUE SYSTEMS | BILL NO. 27 - COMMUNICATIONS |  |  |  | J.D | 0 | [8 empty] | J.D | 83157
FPE | 27 | COMMUNICATIONS | To Summary | To Summary |  | Bill Sum | 1286 | Supply, installation, testing, commissioning, putting into satisfactory operation and handing over complete Nurse Call System ; including all necessary accessories, fittings, Support, fixation, cable bonding and labelling, cable management, licenses and all required software ; complete; As shown on drawings and described in specifications | Supply, installation, testing, commissioning, putting into satisfactory operation and handing over complete Nurse Call System ; including all necessary accessories, fittings, Support, fixation, cable bonding and labelling, cable management, licenses and all required software ; complete; As shown on drawings and described in specifications | To Summary
FPE | 28 | ELECTRONIC SAFETY AND SECURITY | 284621.13 | CONVENTIONAL FIRE ALARM SYSTEM | EL | Other | 1287 | 275223- NURSE CALL-CODE BLUE SYSTEMS | 275223- NURSE CALL-CODE BLUE SYSTEMS | BILL NO. 28
FPE | 28 | ELECTRONIC SAFETY AND SECURITY | 284621.13 | CONVENTIONAL FIRE ALARM SYSTEM | EL | Other | 1288 | Supply, installation, testing, commissioning, putting into satisfactory operation and handing over complete Nurse Call System ; including all necessary accessories, fittings, Support, fixation, cable bonding and labelling, cable management, licenses and all required software ; complete; As shown on drawings and described in specifications | Supply, installation, testing, commissioning, putting into satisfactory operation and handing over complete Nurse Call System ; including all necessary accessories, fittings, Support, fixation, cable bonding and labelling, cable management, licenses and all required software ; complete; As shown on drawings and described in specifications | ELECTRONIC SAFETY AND SECURITY
FPE | 28 | ELECTRONIC SAFETY AND SECURITY | 284621.13 | CONVENTIONAL FIRE ALARM SYSTEM | EL | Other | 1289 | 275223- NURSE CALL-CODE BLUE SYSTEMS | 275223- NURSE CALL-CODE BLUE SYSTEMS | Item | Description | Qty | Unit | Rate | Amount | [5 empty] | Description | Qty | Unit | Rate | Amount
FPE | 28 | ELECTRONIC SAFETY AND SECURITY | 284621.13 | CONVENTIONAL FIRE ALARM SYSTEM | EL | Other | 1290 | Supply, installation, testing, commissioning, putting into satisfactory operation and handing over complete Nurse Call System ; including all necessary accessories, fittings, Support, fixation, cable bonding and labelling, cable management, licenses and all required software ; complete; As shown on drawings and described in specifications | Supply, installation, testing, commissioning, putting into satisfactory operation and handing over complete Nurse Call System ; including all necessary accessories, fittings, Support, fixation, cable bonding and labelling, cable management, licenses and all required software ; complete; As shown on drawings and described in specifications | [5 empty] | JD | [9 empty] | JD
FPE | 28 | ELECTRONIC SAFETY AND SECURITY | 284621.13 | CONVENTIONAL FIRE ALARM SYSTEM | EL | Other | 1291 | 284621.13 - CONVENTIONAL FIRE ALARM SYSTEM | 284621.13 - CONVENTIONAL FIRE ALARM SYSTEM |  | 284621.13 - CONVENTIONAL FIRE ALARM SYSTEM | [9 empty] | 284621.13 - CONVENTIONAL FIRE ALARM SYSTEM
FPE | 28 | ELECTRONIC SAFETY AND SECURITY | 284621.13 | CONVENTIONAL FIRE ALARM SYSTEM | EL | Other | 1292 | Supply, installation, testing, commissioning, putting into satisfactory operation and handing over complete Fire Alarm System ; including all necessary accessories, fittings, Support, fixation, cable bonding and labelling, cable management, licenses and all required software ; complete; As shown on drawings and described in specifications | Fire Alarm Control Unit |  | Supply, installation, testing, commissioning, putting into satisfactory operation and handing over complete Fire Alarm System ; including all necessary accessories, fittings, Support, fixation, cable bonding and labelling, cable management, licenses and all required software ; complete; As shown on drawings and described in specifications | [9 empty] | Supply, installation, testing, commissioning, putting into satisfactory operation and handing over complete Fire Alarm System ; including all necessary accessories, fittings, Support, fixation, cable bonding and labelling, cable management, licenses and all required software ; complete; As shown on drawings and described in specifications
FPE | 28 | ELECTRONIC SAFETY AND SECURITY | 284621.13 | CONVENTIONAL FIRE ALARM SYSTEM | EL | Other | 1293 | Supply, installation, testing, commissioning, putting into satisfactory operation and handing over complete Fire Alarm System ; including all necessary accessories, fittings, Support, fixation, cable bonding and labelling, cable management, licenses and all required software ; complete; As shown on drawings and described in specifications | Fire Alarm Control Unit |  | Fire Alarm Control Unit |  |  |  | 0 | [5 empty] | Fire Alarm Control Unit |  |  |  | 0
FPE | 28 | ELECTRONIC SAFETY AND SECURITY | 284621.13 | CONVENTIONAL FIRE ALARM SYSTEM | EL | Item | 1294 | Supply, installation, testing, commissioning, putting into satisfactory operation and handing over complete Fire Alarm System ; including all necessary accessories, fittings, Support, fixation, cable bonding and labelling, cable management, licenses and all required software ; complete; As shown on drawings and described in specifications | Fire Alarm Control Unit | A | Fire Alarm Control Panel (FACP) | 1 | Nr | 1200 | 1200 | [5 empty] | Fire Alarm Control Panel (FACP) | 1 | Nr | 1200 | 1200
FPE | 28 | ELECTRONIC SAFETY AND SECURITY | 284621.13 | CONVENTIONAL FIRE ALARM SYSTEM | EL | Other | 1295 | Fire-alarm signal initiation devices | Fire-alarm signal initiation devices |  | Fire-alarm signal initiation devices |  |  | 0 | 0 | [5 empty] | Fire-alarm signal initiation devices |  |  | 0 | 0
FPE | 28 | ELECTRONIC SAFETY AND SECURITY | 284621.13 | CONVENTIONAL FIRE ALARM SYSTEM | EL | Item | 1296 | Supply, installation, testing, commissioning, putting into satisfactory operation and handing over complete Fire Alarm System ; including all necessary accessories, fittings, Support, fixation, cable bonding and labelling, cable management, licenses and all required software ; complete; As shown on drawings and described in specifications | Fire Alarm Control Unit | B | Manual fire alarm station | 4 | Nr | 90 | 360 | [5 empty] | Manual fire alarm station | 4 | Nr | 90 | 360
FPE | 28 | ELECTRONIC SAFETY AND SECURITY | 284621.13 | CONVENTIONAL FIRE ALARM SYSTEM | EL | Item | 1297 | Fire-alarm signal initiation devices | Fire-alarm signal initiation devices | C | Smoke detectors, photoelectric type; | 40 | Nr | 75 | 3000 | [5 empty] | Smoke detectors, photoelectric type; | 40 | Nr | 75 | 3000
FPE | 28 | ELECTRONIC SAFETY AND SECURITY | 284621.13 | CONVENTIONAL FIRE ALARM SYSTEM | EL | Item | 1298 | Supply, installation, testing, commissioning, putting into satisfactory operation and handing over complete Fire Alarm System ; including all necessary accessories, fittings, Support, fixation, cable bonding and labelling, cable management, licenses and all required software ; complete; As shown on drawings and described in specifications | Fire Alarm Control Unit | D | Smoke detectors, photoelectric type; With Sounder Base | 6 | Nr | 75 | 450 | [5 empty] | Smoke detectors, photoelectric type; With Sounder Base | 6 | Nr | 75 | 450
FPE | 28 | ELECTRONIC SAFETY AND SECURITY | 284621.13 | CONVENTIONAL FIRE ALARM SYSTEM | EL | Item | 1299 | Fire-alarm signal initiation devices | Fire-alarm signal initiation devices | E | Combined Optical/Heat detector (Multicriteria detector) | 4 | Nr | 85 | 340 | [5 empty] | Combined Optical/Heat detector (Multicriteria detector) | 4 | Nr | 85 | 340
FPE | 28 | ELECTRONIC SAFETY AND SECURITY | 284621.13 | CONVENTIONAL FIRE ALARM SYSTEM | EL | Item | 1300 | Supply, installation, testing, commissioning, putting into satisfactory operation and handing over complete Fire Alarm System ; including all necessary accessories, fittings, Support, fixation, cable bonding and labelling, cable management, licenses and all required software ; complete; As shown on drawings and described in specifications | Fire Alarm Control Unit | F | Heat detector | 3 | Nr | 75 | 225 | [5 empty] | Heat detector | 3 | Nr | 75 | 225
FPE | 28 | ELECTRONIC SAFETY AND SECURITY | 284621.13 | CONVENTIONAL FIRE ALARM SYSTEM | EL | Item | 1301 | Fire-alarm signal initiation devices | Fire-alarm signal initiation devices | G | Duct Smoke Detectors | 1 | Item | 1000 | 1000 | [5 empty] | Duct Smoke Detectors |  | Item | 1000 | 1000
FPE | 28 | ELECTRONIC SAFETY AND SECURITY | 284621.13 | CONVENTIONAL FIRE ALARM SYSTEM | EL | Other | 1302 | Fire-alarm Notification devices | Fire-alarm Notification devices |  | Fire-alarm Notification devices |  |  | 0 | 0 | [5 empty] | Fire-alarm Notification devices |  |  | 0 | 0
FPE | 28 | ELECTRONIC SAFETY AND SECURITY | 284621.13 | CONVENTIONAL FIRE ALARM SYSTEM | EL | Item | 1303 | Fire-alarm signal initiation devices | Fire-alarm signal initiation devices | A | Wall mounted Strobe light - 15 cd | 12 | Nr | 50 | 600 | [5 empty] | Wall mounted Strobe light - 15 cd | 12 | Nr | 50 | 600
FPE | 28 | ELECTRONIC SAFETY AND SECURITY | 284621.13 | CONVENTIONAL FIRE ALARM SYSTEM | EL | Item | 1304 | Fire-alarm Notification devices | Fire-alarm Notification devices | B | Wall mounted Strobe light - 30 cd | 2 | Nr | 70 | 140 | [5 empty] | Wall mounted Strobe light - 30 cd | 2 | Nr | 70 | 140
FPE | 28 | ELECTRONIC SAFETY AND SECURITY | 284621.13 | CONVENTIONAL FIRE ALARM SYSTEM | EL | Item | 1305 | Fire-alarm signal initiation devices | Fire-alarm signal initiation devices | C | Wall mounted Strobe light - 60 cd | 2 | Nr |  | 0 | [5 empty] | Wall mounted Strobe light - 60 cd | 2 | Nr |  | 0
FPE | 28 | ELECTRONIC SAFETY AND SECURITY | 284621.13 | CONVENTIONAL FIRE ALARM SYSTEM | EL | Item | 1306 | Fire-alarm Notification devices | Fire-alarm Notification devices | C | Wall mounted Strobe light - 95 cd | 1 | Nr | 140 | 140 | [5 empty] | Wall mounted Strobe light - 95 cd | 1 | Nr | 140 | 140
FPE | 28 | ELECTRONIC SAFETY AND SECURITY | 284621.13 | CONVENTIONAL FIRE ALARM SYSTEM | EL | Other | 1307 | Addressable interface devices, | Addressable interface devices, |  | Addressable interface devices, |  |  | 0 | 0 | [5 empty] | Addressable interface devices, |  |  | 0 | 0
FPE | 28 | ELECTRONIC SAFETY AND SECURITY | 284621.13 | CONVENTIONAL FIRE ALARM SYSTEM | EL | Item | 1308 | Fire-alarm Notification devices | Fire-alarm Notification devices | D | Control modules; | 2 | Nr | 140 | 280 | [5 empty] | Control modules; | 2 | Nr | 140 | 280
FPE | 28 | ELECTRONIC SAFETY AND SECURITY | 284621.13 | CONVENTIONAL FIRE ALARM SYSTEM | EL | Item | 1309 | Addressable interface devices, | Addressable interface devices, | E | Monitoring modules; | 2 | Nr | 140 | 280 | [5 empty] | Monitoring modules; | 2 | Nr | 140 | 280
FPE | 28 | ELECTRONIC SAFETY AND SECURITY | 284621.13 | CONVENTIONAL FIRE ALARM SYSTEM | EL | Item | 1310 | Fire-alarm Notification devices | Fire-alarm Notification devices | F | Line isolation modules; | 1 | Item | 200 | 200 | [5 empty] | Line isolation modules; |  | Item | 200 | 200
FPE | 28 | ELECTRONIC SAFETY AND SECURITY | 284621.13 | CONVENTIONAL FIRE ALARM SYSTEM | EL | Item | 1311 | Addressable interface devices, | Addressable interface devices, | G | End of line resistor/devices | 4 | Nr | 20 | 80 | [5 empty] | End of line resistor/devices | 4 | Nr | 20 | 80
FPE | 28 | ELECTRONIC SAFETY AND SECURITY | 284621.13 | CONVENTIONAL FIRE ALARM SYSTEM | EL | Other | 1312 | Fire-alarm Notification devices | Fire-alarm Notification devices | BILL NO. 28 - ELECTRONIC SAFETY AND SECURITY |  |  |  | J.D | 0 | [8 empty] | J.D | 8295
FPE | 28 | ELECTRONIC SAFETY AND SECURITY | To Summary | To Summary |  | Bill Sum | 1313 | Addressable interface devices, | Addressable interface devices, | To Summary
FPE | 31 | EARTHWORK | 311000 | SITE CLEARING | GE | Other | 1314 | Fire-alarm Notification devices | Fire-alarm Notification devices |  |  | BILL NO. 31 | [9 empty] | BILL NO. 31
FPE | 31 | EARTHWORK | 311000 | SITE CLEARING | GE | Other | 1315 | Addressable interface devices, | Addressable interface devices, |  |  | EARTHWORK | [9 empty] | EARTHWORK
FPE | 31 | EARTHWORK | 311000 | SITE CLEARING | GE | Other | 1316 | Fire-alarm Notification devices | Fire-alarm Notification devices | Item | Description | Qty | Unit | Rate | Amount | [5 empty] | Description | Qty | Unit | Rate | Amount
FPE | 31 | EARTHWORK | 311000 | SITE CLEARING | GE | Other | 1317 | Addressable interface devices, | Addressable interface devices, | [5 empty] | J.D | [9 empty] | J.D
FPE | 31 | EARTHWORK | 311000 | SITE CLEARING | GE | Other | 1318 | 311000 - SITE CLEARING | 311000 - SITE CLEARING |  | 311000 - SITE CLEARING | [9 empty] | 311000 - SITE CLEARING
FPE | 31 | EARTHWORK | 311000 | SITE CLEARING | GE | Other | 1319 | Site preparation | Site preparation |  | Site preparation | [9 empty] | Site preparation
FPE | 31 | EARTHWORK | 311000 | SITE CLEARING | GE | Item | 1320 | 311000 - SITE CLEARING | 311000 - SITE CLEARING | A | Clearing the site generally |  | Item |  | 0 | [5 empty] | Clearing the site generally |  | Item |  | 0
FPE | 31 | EARTHWORK | 311000 | SITE CLEARING | GE | Other | 1321 | Excavating | Excavating |  | Excavating | [9 empty] | Excavating
FPE | 31 | EARTHWORK | 311000 | SITE CLEARING | GE | Item | 1322 | 311000 - SITE CLEARING | 311000 - SITE CLEARING | B | Excavation from existing levels for Foundation, Ground Beams, Pits, trenches and beds | 415 | m3 |  | 0 | [5 empty] | Excavation from existing levels for Foundation, Ground Beams, Pits, trenches and beds | 415 | m3 |  | 0
FPE | 31 | EARTHWORK | 311000 | SITE CLEARING | GE | Other | 1323 | Filling | Filling |  | Filling | [9 empty] | Filling
FPE | 31 | EARTHWORK | 311000 | SITE CLEARING | GE | Item | 1324 | Filling | Filling | C | Filling from existing levels to makeup levels | 290 | m3 |  | 0 | [5 empty] | Filling from existing levels to makeup levels | 290 | m3 |  | 0
FPE | 31 | EARTHWORK | 311000 | SITE CLEARING | GE | Other | 1325 | Filling | Filling | BILL No. 31 - EARTHWORK
FPE | 31 | EARTHWORK | To Summary | To Summary |  | Bill Sum | 1326 | Filling | Filling | To Summary |  |  |  | J.D | 0 | [8 empty] | J.D | 0
FPE | 32 | EXTERIOR IMPROVEMENTS | 321400 | UNIT PAVING | LS | Other | 1327 | Filling | Filling |  |  | BILL NO. 32 | [9 empty] | BILL NO. 32
FPE | 32 | EXTERIOR IMPROVEMENTS | 321400 | UNIT PAVING | LS | Other | 1328 | Filling | Filling |  |  | EXTERIOR IMPROVEMENTS | [9 empty] | EXTERIOR IMPROVEMENTS
FPE | 32 | EXTERIOR IMPROVEMENTS | 321400 | UNIT PAVING | LS | Other | 1329 | Filling | Filling | Item | Description | Qty | Unit | Rate | Amount | [5 empty] | Description | Qty | Unit | Rate | Amount
FPE | 32 | EXTERIOR IMPROVEMENTS | 311000 | UNIT PAVING | GE | Other | 1330 | Filling | Filling | [5 empty] | J.D | [9 empty] | J.D
FPE | 32 | EXTERIOR IMPROVEMENTS | 321400 | UNIT PAVING | LS | Other | 1331 | 321400 - UNIT PAVING | 321400 - UNIT PAVING |  | 321400 - UNIT PAVING | [9 empty] | 321400 - UNIT PAVING
FPE | 32 | EXTERIOR IMPROVEMENTS | 321400 | UNIT PAVING | LS | Other | 1332 | Precast concrete curb; ordinary Portland cement, smooth finish, reinforced; including fittings and fixings; complete; as specified and as Drg. A-501; detail 12 | Precast concrete curb; ordinary Portland cement, smooth finish, reinforced; including fittings and fixings; complete; as specified and as Drg. A-501; detail 12 |  | Precast concrete curb; ordinary Portland cement, smooth finish, reinforced; including fittings and fixings; complete; as specified and as Drg. A-501; detail 12 | [9 empty] | Precast concrete curb; ordinary Portland cement, smooth finish, reinforced; including fittings and fixings; complete; as specified and as Drg. A-501; detail 12
FPE | 32 | EXTERIOR IMPROVEMENTS | 321400 | UNIT PAVING | LS | Item | 1333 | 321400 - UNIT PAVING | 321400 - UNIT PAVING | A | Curb; 150 x 300 high; with haunches | 210 | m |  | 0 | [5 empty] | Curb; 150 x 300 high; with haunches | 210 | m |  | 0
FPE | 32 | EXTERIOR IMPROVEMENTS | 321400 | UNIT PAVING | LS | Other | 1334 | Precast concrete tiles; including bedding mortar; to | Precast concrete tiles; including bedding mortar; to |  | Precast concrete tiles; including bedding mortar; to | [9 empty] | Precast concrete tiles; including bedding mortar; to
FPE | 32 | EXTERIOR IMPROVEMENTS | 321400 | UNIT PAVING | LS | Item | 1335 | 321400 - UNIT PAVING | 321400 - UNIT PAVING | B | Sidewalks and terraces; 40 thick | 464 | m2 |  | 0 | [5 empty] | Sidewalks and terraces; 40 thick | 464 | m2 |  | 0
FPE | 32 | EXTERIOR IMPROVEMENTS | 321116.16 | AGGREGATE SUBBASE COURSE | GE | Other | 1336 | 321116.16 - AGGREGATE SUBBASE COURSE | 321116.16 - AGGREGATE SUBBASE COURSE |  | 321116.16 - AGGREGATE SUBBASE COURSE | [9 empty] | 321116.16 - AGGREGATE SUBBASE COURSE
FPE | 32 | EXTERIOR IMPROVEMENTS | 321116.16 | AGGREGATE SUBBASE COURSE | GE | Item | 1337 | 321400 - UNIT PAVING | 321400 - UNIT PAVING | C | Subgrade Layer, laid and compacted as specified | 150 | m3 |  | 0 | [5 empty] | Subgrade Layer, laid and compacted as specified | 150 | m3 |  | 0
FPE | 32 | EXTERIOR IMPROVEMENTS | 321116.16 | AGGREGATE SUBBASE COURSE | GE | Item | 1338 | 321116.16 - AGGREGATE SUBBASE COURSE | 321116.16 - AGGREGATE SUBBASE COURSE | D | Aggregate Base Course; 200 thick; compacted to 100% Modified AASHTO Density, CBR ≥ 80% | 120 | m3 |  | 0 | [5 empty] | Aggregate Base Course; 200 thick; compacted to 100% Modified AASHTO Density, CBR ≥ 80% | 120 | m3 |  | 0
FPE | 32 | EXTERIOR IMPROVEMENTS | 321216 | ASPHALT PAVING | GE | Other | 1339 | 321216 - ASPHALT PAVING | 321216 - ASPHALT PAVING |  | 321216 - ASPHALT PAVING | [9 empty] | 321216 - ASPHALT PAVING
FPE | 32 | EXTERIOR IMPROVEMENTS | 321216 | ASPHALT PAVING | GE | Other | 1340 | 0.5 MESAL | 0.5 MESAL |  | 0.5 MESAL | [9 empty] | 0.5 MESAL
FPE | 32 | EXTERIOR IMPROVEMENTS | 321216 | ASPHALT PAVING | GE | Item | 1341 | 321216 - ASPHALT PAVING | 321216 - ASPHALT PAVING | E | Bituminous Prime Coat | 600 | m2 |  | 0 | [5 empty] | Bituminous Prime Coat | 600 | m2 |  | 0
FPE | 32 | EXTERIOR IMPROVEMENTS | 321216 | ASPHALT PAVING | GE | Item | 1342 | 0.5 MESAL | 0.5 MESAL | F | Bituminous Tack Coat | 600 | m2 |  | 0 | [5 empty] | Bituminous Tack Coat | 600 | m2 |  | 0
FPE | 32 | EXTERIOR IMPROVEMENTS | 321216 | ASPHALT PAVING | GE | Item | 1343 | 321216 - ASPHALT PAVING | 321216 - ASPHALT PAVING | G | 60 mm Bituminous Base Course | 37 | m3 |  | 0 | [5 empty] | 60 mm Bituminous Base Course | 37 | m3 |  | 0
FPE | 32 | EXTERIOR IMPROVEMENTS | 321216 | ASPHALT PAVING | GE | Item | 1344 | 0.5 MESAL | 0.5 MESAL | H | 40 mm Bituminous Surface Course | 25 | m3 |  | 0 | [5 empty] | 40 mm Bituminous Surface Course | 25 | m3 |  | 0
FPE | 32 | EXTERIOR IMPROVEMENTS | 321216 | ASPHALT PAVING | GE | Other | 1345 | 321216 - ASPHALT PAVING | 321216 - ASPHALT PAVING | BILL No. 32 - EXTERIOR IMPROVEMENTS
FPE | 32 | EXTERIOR IMPROVEMENTS | To Summary | To Summary |  | Bill Sum | 1346 | 0.5 MESAL | 0.5 MESAL | To Summary |  |  |  | J.D | 0 | [8 empty] | J.D | 0
FPE | Sum | SUMMARY | SUMMARY | SUMMARY |  | Total Sum | 1347 | SUMMARY | SUMMARY | SUMMARY
FPE | Sum | SUMMARY | SUMMARY | SUMMARY |  | Total Sum | 1348 | SUMMARY | SUMMARY |  |  |  | Amount | [9 empty] | Amount
FPE | Sum | SUMMARY | SUMMARY | SUMMARY |  | Total Sum | 1349 | SUMMARY | SUMMARY |  |  |  | J.D | [9 empty] | J.D
FPE | Sum | SUMMARY | SUMMARY | SUMMARY |  | Total Sum | 1350 | SUMMARY | SUMMARY | BILL NO. 1 | GENERAL REQUIREMENTS | [9 empty] | GENERAL REQUIREMENTS ( 8% is considered) |  | 66638.2
FPE | Sum | SUMMARY | SUMMARY | SUMMARY |  | Total Sum | 1351 | SUMMARY | SUMMARY | BILL NO. 2 | SITE CONSTRUCTION | [9 empty] | SITE CONSTRUCTION |  | 1960
FPE | Sum | SUMMARY | SUMMARY | SUMMARY |  | Total Sum | 1352 | SUMMARY | SUMMARY | BILL NO. 3 | CONCRETE | [9 empty] | CONCRETE |  | 20635.5
FPE | Sum | SUMMARY | SUMMARY | SUMMARY |  | Total Sum | 1353 | SUMMARY | SUMMARY | BILL NO. 4 | MASONRY | [9 empty] | MASONRY |  | 21158
FPE | Sum | SUMMARY | SUMMARY | SUMMARY |  | Total Sum | 1354 | SUMMARY | SUMMARY | BILL NO. 5 | METALS | [9 empty] | METALS |  | 4358
FPE | Sum | SUMMARY | SUMMARY | SUMMARY |  | Total Sum | 1355 | SUMMARY | SUMMARY | BILL NO. 6 | WOOD AND PLASTICS | [9 empty] | WOOD AND PLASTICS |  | 3100
FPE | Sum | SUMMARY | SUMMARY | SUMMARY |  | Total Sum | 1356 | SUMMARY | SUMMARY | BILL NO. 7 | THERMAL AND MOISTURE PROTECTION | [9 empty] | THERMAL AND MOISTURE PROTECTION |  | 112527
FPE | Sum | SUMMARY | SUMMARY | SUMMARY |  | Total Sum | 1357 | SUMMARY | SUMMARY | BILL NO. 8 | OPENINGS | [9 empty] | OPENINGS |  | 71276
FPE | Sum | SUMMARY | SUMMARY | SUMMARY |  | Total Sum | 1358 | SUMMARY | SUMMARY | BILL NO. 9 | FINISHES | [9 empty] | FINISHES |  | 103219
FPE | Sum | SUMMARY | SUMMARY | SUMMARY |  | Total Sum | 1359 | SUMMARY | SUMMARY | BILL NO. 10 | SPECIALTIES | [9 empty] | SPECIALTIES |  | 3319
FPE | Sum | SUMMARY | SUMMARY | SUMMARY |  | Total Sum | 1360 | SUMMARY | SUMMARY | BILL NO. 11 | EQUIPMENT | [9 empty] | EQUIPMENT
FPE | Sum | SUMMARY | SUMMARY | SUMMARY |  | Total Sum | 1361 | SUMMARY | SUMMARY | BILL NO. 12 | FURNISHINGS | [9 empty] | FURNISHINGS |  | 7224
FPE | Sum | SUMMARY | SUMMARY | SUMMARY |  | Total Sum | 1362 | SUMMARY | SUMMARY | BILL NO. 14 | CONVEYING EQUIPMENT | [9 empty] | CONVEYING EQUIPMENT
FPE | Sum | SUMMARY | SUMMARY | SUMMARY |  | Total Sum | 1363 | SUMMARY | SUMMARY | BILL NO. 21 | FIRE SUPPRESSION | [9 empty] | FIRE SUPPRESSION |  | 25238
FPE | Sum | SUMMARY | SUMMARY | SUMMARY |  | Total Sum | 1364 | SUMMARY | SUMMARY | BILL NO. 22 | PLUMBING | [9 empty] | PLUMBING |  | 92681.5
FPE | Sum | SUMMARY | SUMMARY | SUMMARY |  | Total Sum | 1365 | SUMMARY | SUMMARY | BILL NO. 23 | HEATING VENTILATING AND AIR CONDITIONING | [9 empty] | HEATING VENTILATING AND AIR CONDITIONING |  | 78217.5
FPE | Sum | SUMMARY | SUMMARY | SUMMARY |  | Total Sum | 1366 | SUMMARY | SUMMARY | BILL NO. 26 | ELECTRICAL | [9 empty] | ELECTRICAL |  | 192063
FPE | Sum | SUMMARY | SUMMARY | SUMMARY |  | Total Sum | 1367 | SUMMARY | SUMMARY | BILL NO. 27 | COMMUNICATIONS | [9 empty] | COMMUNICATIONS |  | 83157
FPE | Sum | SUMMARY | SUMMARY | SUMMARY |  | Total Sum | 1368 | SUMMARY | SUMMARY | BILL NO. 28 | ELECTRONIC SAFETY AND SECURITY |  |  | 832977.5 | [6 empty] | ELECTRONIC SAFETY AND SECURITY |  | 8295 | 832977.5
FPE | Sum | SUMMARY | SUMMARY | SUMMARY |  | Total Sum | 1369 | SUMMARY | SUMMARY | BILL NO. 31 | EARTHWORK | [9 empty] | EARTHWORK
FPE | Sum | SUMMARY | SUMMARY | SUMMARY |  | Total Sum | 1370 | SUMMARY | SUMMARY | BILL NO. 32 | EXTERIOR IMPROVEMENTS | [9 empty] | EXTERIOR IMPROVEMENTS
FPE | Sum | SUMMARY | SUMMARY | SUMMARY |  | Total Sum | 1371 | SUMMARY | SUMMARY | TOTAL
FPE | Sum | SUMMARY | SUMMARY | SUMMARY |  | Total Sum | 1372 | SUMMARY | SUMMARY | To Form of Tender |  | J.D | 0 | [8 empty] | J.D | 895066.7
Mansour | interleaf |  |  |  |  | Other | 1 |  |  | Fuhais - Jordan
Mansour | TOC |  |  |  |  | Other | 2 |  |  | TABLE OF CONTENTS
Mansour | TOC |  |  |  |  | Other | 3 |  |  | 01 | GENERAL REQUIREMENTS | [9 empty] | GENERAL REQUIREMENTS
Mansour | TOC |  |  |  |  | Other | 4 |  |  | 02 | SITE CONSTRUCTION | [9 empty] | SITE CONSTRUCTION
Mansour | TOC |  |  |  |  | Other | 5 |  |  | 03 | CONCRETE | [9 empty] | CONCRETE
Mansour | TOC |  |  |  |  | Other | 6 |  |  | 04 | MASONRY | [9 empty] | MASONRY
Mansour | TOC |  |  |  |  | Other | 7 |  |  | 05 | METALS | [9 empty] | METALS
Mansour | TOC |  |  |  |  | Other | 8 |  |  | 06 | WOOD AND PLASTICS | [9 empty] | WOOD AND PLASTICS
Mansour | TOC |  |  |  |  | Other | 9 |  |  | 07 | THERMAL AND MOISTURE PROTECTION | [9 empty] | THERMAL AND MOISTURE PROTECTION
Mansour | TOC |  |  |  |  | Other | 10 |  |  | 08 | OPENINGS | [9 empty] | OPENINGS
Mansour | TOC |  |  |  |  | Other | 11 |  |  | 09 | FINISHES | [9 empty] | FINISHES
Mansour | TOC |  |  |  |  | Other | 12 |  |  | 10 | SPECIALTIES | [9 empty] | SPECIALTIES
Mansour | TOC |  |  |  |  | Other | 13 |  |  | 11 | EQUIPMENT | [9 empty] | EQUIPMENT
Mansour | TOC |  |  |  |  | Other | 14 |  |  | 12 | FURNISHINGS | [9 empty] | FURNISHINGS
Mansour | TOC |  |  |  |  | Other | 15 |  |  | 14 | CONVEYING EQUIPMENT | [9 empty] | CONVEYING EQUIPMENT
Mansour | TOC |  |  |  |  | Other | 16 |  |  | 21 | FIRE SUPPRESSION | [9 empty] | FIRE SUPPRESSION
Mansour | TOC |  |  |  |  | Other | 17 |  |  | 22 | PLUMBING | [9 empty] | PLUMBING
Mansour | TOC |  |  |  |  | Other | 18 |  |  | 23 | HEATING VENTILATING AND AIR CONDITIONING | [9 empty] | HEATING VENTILATING AND AIR CONDITIONING
Mansour | TOC |  |  |  |  | Other | 19 |  |  | 26 | ELECTRICAL | [9 empty] | ELECTRICAL
Mansour | TOC |  |  |  |  | Other | 20 |  |  | 27 | COMMUNICATIONS | [9 empty] | COMMUNICATIONS
Mansour | TOC |  |  |  |  | Other | 21 |  |  | 28 | ELECTRONIC SAFETY AND SECURITY | [9 empty] | ELECTRONIC SAFETY AND SECURITY
Mansour | TOC |  |  |  |  | Other | 22 |  |  | 31 | EARTHWORK | [9 empty] | EARTHWORK
Mansour | TOC |  |  |  |  | Other | 23 |  |  | 32 | EXTERIOR IMPROVEMENTS | [9 empty] | EXTERIOR IMPROVEMENTS
Mansour | 1 | GENERAL REQUIREMENTS | 010000 | GENERAL REQUIREMENTS | AR | Other | 24 | The Contractor is required to insert and price those Items arising out of the Conditions of Contract and General Requirements of Division 01 of the Specification, which the Contractor considers to have a monetary value and the Contractor wishes to price. Example of such Items are given below. This list may be extended as required. | Conditions of Contract |  |  | BILL NO. 01 | [9 empty] | BILL NO. 01
Mansour | 1 | GENERAL REQUIREMENTS | 010000 | GENERAL REQUIREMENTS | AR | Other | 25 | The Contractor is required to insert and price those Items arising out of the Conditions of Contract and General Requirements of Division 01 of the Specification, which the Contractor considers to have a monetary value and the Contractor wishes to price. Example of such Items are given below. This list may be extended as required. | Conditions of Contract |  |  | GENERAL REQUIREMENTS | [9 empty] | GENERAL REQUIREMENTS
Mansour | 1 | GENERAL REQUIREMENTS | 010000 | GENERAL REQUIREMENTS | AR | Other | 26 | The Contractor is required to insert and price those Items arising out of the Conditions of Contract and General Requirements of Division 01 of the Specification, which the Contractor considers to have a monetary value and the Contractor wishes to price. Example of such Items are given below. This list may be extended as required. | Conditions of Contract | Item | Description | Qty | Unit | Rate | Amount | [5 empty] | Description | Qty | Unit | Rate | Amount
Mansour | 1 | GENERAL REQUIREMENTS | 010000 | GENERAL REQUIREMENTS | AR | Other | 27 | The Contractor is required to insert and price those Items arising out of the Conditions of Contract and General Requirements of Division 01 of the Specification, which the Contractor considers to have a monetary value and the Contractor wishes to price. Example of such Items are given below. This list may be extended as required. | Conditions of Contract | [5 empty] | J.D | [9 empty] | J.D
Mansour | 1 | GENERAL REQUIREMENTS | 010000 | GENERAL REQUIREMENTS | AR | Other | 28 | The Contractor is required to insert and price those Items arising out of the Conditions of Contract and General Requirements of Division 01 of the Specification, which the Contractor considers to have a monetary value and the Contractor wishes to price. Example of such Items are given below. This list may be extended as required. | Conditions of Contract |  | 01 - GENERAL REQUIREMENTS | [9 empty] | 01 - GENERAL REQUIREMENTS
Mansour | 1 | GENERAL REQUIREMENTS | 010000 | GENERAL REQUIREMENTS | AR | Other | 29 | The Contractor is required to insert and price those Items arising out of the Conditions of Contract and General Requirements of Division 01 of the Specification, which the Contractor considers to have a monetary value and the Contractor wishes to price. Example of such Items are given below. This list may be extended as required. | Conditions of Contract |  | CONDITIONS OF CONTRACT | [9 empty] | CONDITIONS OF CONTRACT
Mansour | 1 | GENERAL REQUIREMENTS | 010000 | GENERAL REQUIREMENTS | AR | Other | 30 | The Contractor is required to insert and price those Items arising out of the Conditions of Contract and General Requirements of Division 01 of the Specification, which the Contractor considers to have a monetary value and the Contractor wishes to price. Example of such Items are given below. This list may be extended as required. | Conditions of Contract |  | The Contractor is required to insert and price those Items arising out of the Conditions of Contract and General Requirements of Division 01 of the Specification, which the Contractor considers to have a monetary value and the Contractor wishes to price. Example of such Items are given below. This list may be extended as required. | [9 empty] | The Contractor is required to insert and price those Items arising out of the Conditions of Contract and General Requirements of Division 01 of the Specification, which the Contractor considers to have a monetary value and the Contractor wishes to price. Example of such Items are given below. This list may be extended as required.
Mansour | 1 | GENERAL REQUIREMENTS | 010000 | GENERAL REQUIREMENTS | AR | Other | 31 | The Contractor is required to insert and price those Items arising out of the Conditions of Contract and General Requirements of Division 01 of the Specification, which the Contractor considers to have a monetary value and the Contractor wishes to price. Example of such Items are given below. This list may be extended as required. | Conditions of Contract |  | Conditions of Contract | [9 empty] | Conditions of Contract
Mansour | 1 | GENERAL REQUIREMENTS | 010000 | GENERAL REQUIREMENTS | AR | Item | 32 | The Contractor is required to insert and price those Items arising out of the Conditions of Contract and General Requirements of Division 01 of the Specification, which the Contractor considers to have a monetary value and the Contractor wishes to price. Example of such Items are given below. This list may be extended as required. | Conditions of Contract | A | Performance Security |  | Item | 3320 | [6 empty] | Performance Security | 1 | Item | 3320 |  | 3220.4 | 3220.4
Mansour | 1 | GENERAL REQUIREMENTS | 010000 | GENERAL REQUIREMENTS | AR | Item | 33 | The Contractor is required to insert and price those Items arising out of the Conditions of Contract and General Requirements of Division 01 of the Specification, which the Contractor considers to have a monetary value and the Contractor wishes to price. Example of such Items are given below. This list may be extended as required. | Conditions of Contract | B | Insurances as per provision of the Conditions of Contract |  | Item | 7967 | [6 empty] | Insurances as per provision of the Conditions of Contract | 1 | Item | 7967 |  | 7727.99 | 7727.99
Mansour | 1 | GENERAL REQUIREMENTS | 010000 | GENERAL REQUIREMENTS | AR | Item | 34 | The Contractor is required to insert and price those Items arising out of the Conditions of Contract and General Requirements of Division 01 of the Specification, which the Contractor considers to have a monetary value and the Contractor wishes to price. Example of such Items are given below. This list may be extended as required. | Conditions of Contract | C | Contractor's facilities, Contractor's temporary facilities including establishment, maintenance and removal from Site |  | Item | 7170 | [6 empty] | Contractor's facilities, Contractor's temporary facilities including establishment, maintenance and removal from Site | 1 | Item | 7170 |  | 6954.9 | 6954.9
Mansour | 1 | GENERAL REQUIREMENTS | 010000 | GENERAL REQUIREMENTS | AR | Item | 35 | The Contractor is required to insert and price those Items arising out of the Conditions of Contract and General Requirements of Division 01 of the Specification, which the Contractor considers to have a monetary value and the Contractor wishes to price. Example of such Items are given below. This list may be extended as required. | Conditions of Contract | D | Maintenance, cleaning and provision of services and supplies for, etc. the Engineer's staff offices provided by the Employer (Refer to Section 015000) |  | Item | 12614 | [6 empty] | Maintenance, cleaning and provision of services and supplies for, etc. the Engineer's staff offices provided by the Employer (Refer to Section 015000) | 1 | Item | 12614 |  | 12235.58 | 12235.58
Mansour | 1 | GENERAL REQUIREMENTS | 010000 | GENERAL REQUIREMENTS | AR | Other | 36 | The Contractor is required to insert and price those Items arising out of the Conditions of Contract and General Requirements of Division 01 of the Specification, which the Contractor considers to have a monetary value and the Contractor wishes to price. Example of such Items are given below. This list may be extended as required. | Conditions of Contract | GENERAL REQUIREMENTS
Mansour | 1 | GENERAL REQUIREMENTS | To Summary | To Summary |  | Bill Sum | 37 | The Contractor is required to insert and price those Items arising out of the Conditions of Contract and General Requirements of Division 01 of the Specification, which the Contractor considers to have a monetary value and the Contractor wishes to price. Example of such Items are given below. This list may be extended as required. | Conditions of Contract | To Summary |  |  |  | J.D | 0 | [8 empty] | J.D | 31071
Mansour | 2 | SITE CONSTRUCTION | 024119 | SELECTIVE STRUCTURE DEMOLITION | AR | Other | 38 | The Contractor is required to insert and price those Items arising out of the Conditions of Contract and General Requirements of Division 01 of the Specification, which the Contractor considers to have a monetary value and the Contractor wishes to price. Example of such Items are given below. This list may be extended as required. | Conditions of Contract |  |  | BILL NO. 02 | [9 empty] | BILL NO. 02
Mansour | 2 | SITE CONSTRUCTION | 024119 | SELECTIVE STRUCTURE DEMOLITION | AR | Other | 39 | The Contractor is required to insert and price those Items arising out of the Conditions of Contract and General Requirements of Division 01 of the Specification, which the Contractor considers to have a monetary value and the Contractor wishes to price. Example of such Items are given below. This list may be extended as required. | Conditions of Contract |  |  | SITE CONSTRUCTION | [9 empty] | SITE CONSTRUCTION
Mansour | 2 | SITE CONSTRUCTION | 024119 | SELECTIVE STRUCTURE DEMOLITION | AR | Other | 40 | The Contractor is required to insert and price those Items arising out of the Conditions of Contract and General Requirements of Division 01 of the Specification, which the Contractor considers to have a monetary value and the Contractor wishes to price. Example of such Items are given below. This list may be extended as required. | Conditions of Contract | Item | Description | Qty | Unit | Rate | Amount | [5 empty] | Description | Qty | Unit | Rate | Amount
Mansour | 2 | SITE CONSTRUCTION | 024119 | SELECTIVE STRUCTURE DEMOLITION | AR | Other | 41 | The Contractor is required to insert and price those Items arising out of the Conditions of Contract and General Requirements of Division 01 of the Specification, which the Contractor considers to have a monetary value and the Contractor wishes to price. Example of such Items are given below. This list may be extended as required. | Conditions of Contract | [5 empty] | J.D | [9 empty] | J.D
Mansour | 2 | SITE CONSTRUCTION | 024119 | SELECTIVE STRUCTURE DEMOLITION | AR | Other | 42 | The Contractor is required to insert and price those Items arising out of the Conditions of Contract and General Requirements of Division 01 of the Specification, which the Contractor considers to have a monetary value and the Contractor wishes to price. Example of such Items are given below. This list may be extended as required. | Conditions of Contract |  | 024119 - SELECTIVE STRUCTURE DEMOLITION | [9 empty] | 024119 - SELECTIVE STRUCTURE DEMOLITION
Mansour | 2 | SITE CONSTRUCTION | 024119 | SELECTIVE STRUCTURE DEMOLITION | AR | Other | 43 | The Contractor is required to insert and price those Items arising out of the Conditions of Contract and General Requirements of Division 01 of the Specification, which the Contractor considers to have a monetary value and the Contractor wishes to price. Example of such Items are given below. This list may be extended as required. | Conditions of Contract |  | NOTES: | [9 empty] | NOTES:
Mansour | 2 | SITE CONSTRUCTION | 024119 | SELECTIVE STRUCTURE DEMOLITION | AR | Other | 44 | The Contractor is required to insert and price those Items arising out of the Conditions of Contract and General Requirements of Division 01 of the Specification, which the Contractor considers to have a monetary value and the Contractor wishes to price. Example of such Items are given below. This list may be extended as required. | Conditions of Contract |  | 1- Should the Employer wish to take any of the materials/furniture from the site before being demolished or after dismantling, contractor shall carefully hand over the selected materials/ items to the employer at a safe location as instructed by the Engineer. | [9 empty] | 1- Should the Employer wish to take any of the materials/furniture from the site before being demolished or after dismantling, contractor shall carefully hand over the selected materials/ items to the employer at a safe location as instructed by the Engineer.
Mansour | 2 | SITE CONSTRUCTION | 024119 | SELECTIVE STRUCTURE DEMOLITION | AR | Other | 45 | The Contractor is required to insert and price those Items arising out of the Conditions of Contract and General Requirements of Division 01 of the Specification, which the Contractor considers to have a monetary value and the Contractor wishes to price. Example of such Items are given below. This list may be extended as required. | Conditions of Contract |  | 2- Debris of materials shall be removed away from the site to an approved dumping areas. | [9 empty] | 2- Debris of materials shall be removed away from the site to an approved dumping areas.
Mansour | 2 | SITE CONSTRUCTION | 024119 | SELECTIVE STRUCTURE DEMOLITION | AR | Other | 46 | The Contractor is required to insert and price those Items arising out of the Conditions of Contract and General Requirements of Division 01 of the Specification, which the Contractor considers to have a monetary value and the Contractor wishes to price. Example of such Items are given below. This list may be extended as required. | Conditions of Contract |  | 3- The contractor is to study the scope of works on the existing site and the design of new additional works and submit for the Engineer's approval, details of the methods of shoring, supporting and protecting the existing and the new works. | [9 empty] | 3- The contractor is to study the scope of works on the existing site and the design of new additional works and submit for the Engineer's approval, details of the methods of shoring, supporting and protecting the existing and the new works.
Mansour | 2 | SITE CONSTRUCTION | 024119 | SELECTIVE STRUCTURE DEMOLITION | AR | Other | 47 | Demolition | Demolition |  | Demolition | [9 empty] | Demolition
Mansour | 2 | SITE CONSTRUCTION | 024119 | SELECTIVE STRUCTURE DEMOLITION | AR | Item | 48 | The Contractor is required to insert and price those Items arising out of the Conditions of Contract and General Requirements of Division 01 of the Specification, which the Contractor considers to have a monetary value and the Contractor wishes to price. Example of such Items are given below. This list may be extended as required. | Conditions of Contract | A | Demolishing a column and parapet (Refer to first floor sheets) | 17 | m2 | 49 | 833 | [5 empty] | Demolishing a column and parapet (Refer to first floor sheets) | 17 | m2 | 49 | 833 | 47.53 | 808.01
Mansour | 2 | SITE CONSTRUCTION | 024119 | SELECTIVE STRUCTURE DEMOLITION | AR | Item | 49 | Demolition | Demolition | B | Demolishing beds (Slab on grade) | 73 | m2 |  | 0 | [5 empty] | Demolishing beds (Slab on grade) | 73 | m2 |  | 0 | 0 | 0
Mansour | 2 | SITE CONSTRUCTION | 024119 | SELECTIVE STRUCTURE DEMOLITION | AR | Item | 50 | The Contractor is required to insert and price those Items arising out of the Conditions of Contract and General Requirements of Division 01 of the Specification, which the Contractor considers to have a monetary value and the Contractor wishes to price. Example of such Items are given below. This list may be extended as required. | Conditions of Contract | C | Demolishing walls | 22 | m2 |  | 0 | [5 empty] | Demolishing walls | 22 | m2 |  | 0 | 0 | 0
Mansour | 2 | SITE CONSTRUCTION | 024119 | SELECTIVE STRUCTURE DEMOLITION | AR | Other | 51 | Alteration | Alteration |  | Alteration |  |  | 0 | [6 empty] | Alteration |  |  | 0
Mansour | 2 | SITE CONSTRUCTION | 024119 | SELECTIVE STRUCTURE DEMOLITION | AR | Item | 52 | The Contractor is required to insert and price those Items arising out of the Conditions of Contract and General Requirements of Division 01 of the Specification, which the Contractor considers to have a monetary value and the Contractor wishes to price. Example of such Items are given below. This list may be extended as required. | Conditions of Contract | A | Cutting solid slab 250mm locally for shafts | 4 | m2 | 199 | 796 | [5 empty] | Cutting solid slab 250mm locally for shafts | 4 | m2 | 199 | 796 | 193.03 | 772.12
Mansour | 2 | SITE CONSTRUCTION | 024119 | SELECTIVE STRUCTURE DEMOLITION | AR | Item | 53 | Alteration | Alteration | B | Cutting wall 300mm for opening of size 600x200mm | 1 | Nr |  | 0 | [5 empty] | Cutting wall 300mm for opening of size 600x200mm | 1 | Nr |  | 0 | 0 | 0
Mansour | 2 | SITE CONSTRUCTION | 024119 | SELECTIVE STRUCTURE DEMOLITION | AR | Item | 54 | The Contractor is required to insert and price those Items arising out of the Conditions of Contract and General Requirements of Division 01 of the Specification, which the Contractor considers to have a monetary value and the Contractor wishes to price. Example of such Items are given below. This list may be extended as required. | Conditions of Contract | C | Coring through Ground beams 250mm in width | 8 | Nr |  | 0 | [5 empty] | Coring through Ground beams 250mm in width | 8 | Nr |  | 0 | 0 | 0
Mansour | 2 | SITE CONSTRUCTION | 024119 | SELECTIVE STRUCTURE DEMOLITION | AR | Item | 55 | Alteration | Alteration | B | Coring through a 250mm solid slab | 19 | Nr | 33 | 627 | [5 empty] | Coring through a 250mm solid slab | 19 | Nr | 33 | 627 | 32.01 | 608.19
Mansour | 2 | SITE CONSTRUCTION | 024119 | SELECTIVE STRUCTURE DEMOLITION | AR | Item | 56 | The Contractor is required to insert and price those Items arising out of the Conditions of Contract and General Requirements of Division 01 of the Specification, which the Contractor considers to have a monetary value and the Contractor wishes to price. Example of such Items are given below. This list may be extended as required. | Conditions of Contract | E | Coring through beams 600mm in width | 8 | Nr |  | 0 | [5 empty] | Coring through beams 600mm in width | 8 | Nr |  | 0 | 0 | 0
Mansour | 2 | SITE CONSTRUCTION | 024119 | SELECTIVE STRUCTURE DEMOLITION | AR | Other | 57 | Architectural Demolition | Demolish and cart away existing block (Solid and/or Hollow) and concrete elements with all finishes; including steel reinforcement, make good all disturbed surround to receive new finishes; complete; as specified, shown on Drawings and Engineer's instructions |  | Architectural Demolition |  |  | 0 | [6 empty] | Architectural Demolition |  |  | 0
Mansour | 2 | SITE CONSTRUCTION | 024119 | SELECTIVE STRUCTURE DEMOLITION | AR | Other | 58 | Architectural Demolition | Demolish and cart away existing block (Solid and/or Hollow) and concrete elements with all finishes; including steel reinforcement, make good all disturbed surround to receive new finishes; complete; as specified, shown on Drawings and Engineer's instructions |  | Demolish and cart away existing block (Solid and/or Hollow) and concrete elements with all finishes; including steel reinforcement, make good all disturbed surround to receive new finishes; complete; as specified, shown on Drawings and Engineer's instructions |  |  | 0 | [6 empty] | Demolish and cart away existing block (Solid and/or Hollow) and concrete elements with all finishes; including steel reinforcement, make good all disturbed surround to receive new finishes; complete; as specified, shown on Drawings and Engineer's instructions |  |  | 0
Mansour | 2 | SITE CONSTRUCTION | 024119 | SELECTIVE STRUCTURE DEMOLITION | AR | Item | 59 | Architectural Demolition | Demolish and cart away existing block (Solid and/or Hollow) and concrete elements with all finishes; including steel reinforcement, make good all disturbed surround to receive new finishes; complete; as specified, shown on Drawings and Engineer's instructions | C | Block walls of all thicknesses, approximate quantity (36m2) | 1 | Item | 360 | 360 | [5 empty] | Block walls of all thicknesses, approximate quantity (36m2) | 1 | Item | 360 | 360 | 349.2 | 349.2
Mansour | 2 | SITE CONSTRUCTION | 024119 | SELECTIVE STRUCTURE DEMOLITION | AR | Other | 60 | Architectural Demolition | Demolish and cart away existing finish; including all related works, make good all disturbed surround to receive new finish; complete; as specified, shown on Drawings and Engineer's instructions |  | Demolish and cart away existing finish; including all related works, make good all disturbed surround to receive new finish; complete; as specified, shown on Drawings and Engineer's instructions | [9 empty] | Demolish and cart away existing finish; including all related works, make good all disturbed surround to receive new finish; complete; as specified, shown on Drawings and Engineer's instructions
Mansour | 2 | SITE CONSTRUCTION | 024119 | SELECTIVE STRUCTURE DEMOLITION | AR | Item | 61 | Architectural Demolition | Demolish and cart away existing finish; including all related works, make good all disturbed surround to receive new finish; complete; as specified, shown on Drawings and Engineer's instructions | G | Floor finish of any type, approximate quantity (30m2) |  | Item | 0 | 0 | No.6 GF |  |  |  |  | Floor finish of any type, approximate quantity (30m2) | 1 | Item | 0 | 0 | 0 | 0
Mansour | 2 | SITE CONSTRUCTION | 024119 | SELECTIVE STRUCTURE DEMOLITION | AR | Item | 62 | Architectural Demolition | Demolish and cart away existing finish; including all related works, make good all disturbed surround to receive new finish; complete; as specified, shown on Drawings and Engineer's instructions | H | Wall finish of any type, approximate quantity (10m2) |  | Item | 0 | 0 | [5 empty] | Wall finish of any type, approximate quantity (10m2) | 1 | Item | 0 | 0 | 0 | 0
Mansour | 2 | SITE CONSTRUCTION | 024119 | SELECTIVE STRUCTURE DEMOLITION | AR | Item | 63 | Architectural Demolition | Demolish and cart away existing finish; including all related works, make good all disturbed surround to receive new finish; complete; as specified, shown on Drawings and Engineer's instructions | J | Ceiling finish of any type, approximate quantity (30m2) |  | Item | 0 | 0 | [5 empty] | Ceiling finish of any type, approximate quantity (30m2) | 1 | Item | 0 | 0 | 0 | 0
Mansour | 2 | SITE CONSTRUCTION | 024119 | SELECTIVE STRUCTURE DEMOLITION | AR | Other | 64 | Architectural Demolition | Cut and cart away existing block (Solid and/or Hollow) and concrete elements with all finishes; including steel reinforcement, make good all disturbed surround to receive new finishes, construct all required reinforced concrete stiffening elements; as specified, shown on Drawings and Engineer's instructions |  | Cut and cart away existing block (Solid and/or Hollow) and concrete elements with all finishes; including steel reinforcement, make good all disturbed surround to receive new finishes, construct all required reinforced concrete stiffening elements; as specified, shown on Drawings and Engineer's instructions |  |  | 0 | [6 empty] | Cut and cart away existing block (Solid and/or Hollow) and concrete elements with all finishes; including steel reinforcement, make good all disturbed surround to receive new finishes, construct all required reinforced concrete stiffening elements; as specified, shown on Drawings and Engineer's instructions |  |  | 0
Mansour | 2 | SITE CONSTRUCTION | 024119 | SELECTIVE STRUCTURE DEMOLITION | AR | Other | 65 | Architectural Demolition | Cut and cart away existing block (Solid and/or Hollow) and concrete elements with all finishes; including steel reinforcement, make good all disturbed surround to receive new finishes, construct all required reinforced concrete stiffening elements; as specified, shown on Drawings and Engineer's instructions |  | Note: Single or double walls must be measured from one side only |  |  | 0 | [6 empty] | Note: Single or double walls must be measured from one side only |  |  | 0
Mansour | 2 | SITE CONSTRUCTION | 024119 | SELECTIVE STRUCTURE DEMOLITION | AR | Item | 66 | Architectural Demolition | Cut and cart away existing block (Solid and/or Hollow) and concrete elements with all finishes; including steel reinforcement, make good all disturbed surround to receive new finishes, construct all required reinforced concrete stiffening elements; as specified, shown on Drawings and Engineer's instructions | A | Create window opening, approximate area (3m2) | 3 | Nr | 0 | 0 | No.3 |  |  |  |  | Create window opening, approximate area (3m2) | 3 | Nr | 0 | 0 | 0 | 0
Mansour | 2 | SITE CONSTRUCTION | 024119 | SELECTIVE STRUCTURE DEMOLITION | AR | Item | 67 | Architectural Demolition | Cut and cart away existing block (Solid and/or Hollow) and concrete elements with all finishes; including steel reinforcement, make good all disturbed surround to receive new finishes, construct all required reinforced concrete stiffening elements; as specified, shown on Drawings and Engineer's instructions | B | Create door opening, approximate area (2.5m2) | 10 | Nr | 0 | 0 | No.2 |  |  |  |  | Create door opening, approximate area (2.5m2) | 10 | Nr | 0 | 0 | 0 | 0
Mansour | 2 | SITE CONSTRUCTION | 024119 | SELECTIVE STRUCTURE DEMOLITION | AR | Item | 68 | Architectural Demolition | Cut and cart away existing block (Solid and/or Hollow) and concrete elements with all finishes; including steel reinforcement, make good all disturbed surround to receive new finishes, construct all required reinforced concrete stiffening elements; as specified, shown on Drawings and Engineer's instructions | C | Resize and enlarge of window opening, approximate resized area (2m2) | 5 | Nr | 0 | 0 | No.4 GF |  |  |  |  | Resize and enlarge of window opening, approximate resized area (2m2) | 5 | Nr | 0 | 0 | 0 | 0
Mansour | 2 | SITE CONSTRUCTION | 024119 | SELECTIVE STRUCTURE DEMOLITION | AR | Item | 69 | Architectural Demolition | Cut and cart away existing block (Solid and/or Hollow) and concrete elements with all finishes; including steel reinforcement, make good all disturbed surround to receive new finishes, construct all required reinforced concrete stiffening elements; as specified, shown on Drawings and Engineer's instructions | A | Create Fire Cabinet openings, approximate area (1m2) | 1 | Nr | 53 | 53 | No.5 GF & 2nd |  |  |  |  | Create Fire Cabinet openings, approximate area (1m2) | 1 | Nr | 53 | 53 | 51.41 | 51.41
Mansour | 2 | SITE CONSTRUCTION | 024119 | SELECTIVE STRUCTURE DEMOLITION | AR | Item | 70 | Architectural Demolition | Cut and cart away existing block (Solid and/or Hollow) and concrete elements with all finishes; including steel reinforcement, make good all disturbed surround to receive new finishes, construct all required reinforced concrete stiffening elements; as specified, shown on Drawings and Engineer's instructions | E | Create Electrical openings, approximate area (1m2) | 1 | Nr |  | 0 | No.9 1st floor |  |  |  |  | Create Electrical openings, approximate area (1m2) | 1 | Nr |  |  | 0 | 0
Mansour | 2 | SITE CONSTRUCTION | 024119 | SELECTIVE STRUCTURE DEMOLITION | AR | Other | 71 | Architectural Demolition | Cut and cart away existing block (Solid and/or Hollow) and concrete elements with all finishes; including steel reinforcement, make good all disturbed surround to receive new finishes, construct all required reinforced concrete stiffening elements; as specified, shown on Drawings and Engineer's instructions | BILL NO. 02 - SITE CONSTRUCTION
Mansour | 2 | SITE CONSTRUCTION | To Summary | To Summary |  | Bill Sum | 72 | Architectural Demolition | Cut and cart away existing block (Solid and/or Hollow) and concrete elements with all finishes; including steel reinforcement, make good all disturbed surround to receive new finishes, construct all required reinforced concrete stiffening elements; as specified, shown on Drawings and Engineer's instructions | To Summary |  |  |  | J.D | 0 | [8 empty] | J.D | 2669
Mansour | 3 | CONCRETE | 033000 | CAST - IN PLACE CONCRETE | ST | Other | 73 | Architectural Demolition | Cut and cart away existing block (Solid and/or Hollow) and concrete elements with all finishes; including steel reinforcement, make good all disturbed surround to receive new finishes, construct all required reinforced concrete stiffening elements; as specified, shown on Drawings and Engineer's instructions |  |  | BILL NO. 03 | [9 empty] | BILL NO. 03
Mansour | 3 | CONCRETE | 033000 | CAST - IN PLACE CONCRETE | ST | Other | 74 | Architectural Demolition | Cut and cart away existing block (Solid and/or Hollow) and concrete elements with all finishes; including steel reinforcement, make good all disturbed surround to receive new finishes, construct all required reinforced concrete stiffening elements; as specified, shown on Drawings and Engineer's instructions |  |  | CONCRETE | [9 empty] | CONCRETE
Mansour | 3 | CONCRETE | 024119 | CAST - IN PLACE CONCRETE | AR | Other | 75 | Architectural Demolition | Cut and cart away existing block (Solid and/or Hollow) and concrete elements with all finishes; including steel reinforcement, make good all disturbed surround to receive new finishes, construct all required reinforced concrete stiffening elements; as specified, shown on Drawings and Engineer's instructions | Item | Description | Qty | Unit | Rate | Amount | [5 empty] | Description | Qty | Unit | Rate | Amount
Mansour | 3 | CONCRETE | 024119 | CAST - IN PLACE CONCRETE | AR | Other | 76 | Architectural Demolition | Cut and cart away existing block (Solid and/or Hollow) and concrete elements with all finishes; including steel reinforcement, make good all disturbed surround to receive new finishes, construct all required reinforced concrete stiffening elements; as specified, shown on Drawings and Engineer's instructions | [5 empty] | J.D | [9 empty] | J.D
Mansour | 3 | CONCRETE | 033000 | CAST - IN PLACE CONCRETE | ST | Other | 77 | Architectural Demolition | Cut and cart away existing block (Solid and/or Hollow) and concrete elements with all finishes; including steel reinforcement, make good all disturbed surround to receive new finishes, construct all required reinforced concrete stiffening elements; as specified, shown on Drawings and Engineer's instructions |  | 033000 - CAST - IN PLACE CONCRETE | [9 empty] | 033000 - CAST - IN PLACE CONCRETE
Mansour | 3 | CONCRETE | 033000 | CAST - IN PLACE CONCRETE | ST | Other | 78 | Concrete; Compressive strength on cylinder 110 kg/cm2; Ordinary Portland cement (Type I ); plain | Concrete; Compressive strength on cylinder 110 kg/cm2; Ordinary Portland cement (Type I ); plain |  | Concrete; Compressive strength on cylinder 110 kg/cm2; Ordinary Portland cement (Type I ); plain | [9 empty] | Concrete; Compressive strength on cylinder 110 kg/cm2; Ordinary Portland cement (Type I ); plain
Mansour | 3 | CONCRETE | 033000 | CAST - IN PLACE CONCRETE | ST | Item | 79 | Architectural Demolition | Cut and cart away existing block (Solid and/or Hollow) and concrete elements with all finishes; including steel reinforcement, make good all disturbed surround to receive new finishes, construct all required reinforced concrete stiffening elements; as specified, shown on Drawings and Engineer's instructions | A | Beds (Slab on grade) | 38 | m3 | 0 | 0 | [5 empty] | Beds (Slab on grade) | 38 | m3 | 0 | 0 | 0 | 0
Mansour | 3 | CONCRETE | 033000 | CAST - IN PLACE CONCRETE | ST | Item | 80 | Concrete; Compressive strength on cylinder 110 kg/cm2; Ordinary Portland cement (Type I ); plain | Concrete; Compressive strength on cylinder 110 kg/cm2; Ordinary Portland cement (Type I ); plain | B | Foundation | 6 | m3 | 0 | 0 | [5 empty] | Foundation | 6 | m3 | 0 | 0 | 0 | 0
Mansour | 3 | CONCRETE | 033000 | CAST - IN PLACE CONCRETE | ST | Item | 81 | Architectural Demolition | Cut and cart away existing block (Solid and/or Hollow) and concrete elements with all finishes; including steel reinforcement, make good all disturbed surround to receive new finishes, construct all required reinforced concrete stiffening elements; as specified, shown on Drawings and Engineer's instructions | C | Ground beams | 5 | m3 | 0 | 0 | [5 empty] | Ground beams | 5 | m3 | 0 | 0 | 0 | 0
Mansour | 3 | CONCRETE | 033000 | CAST - IN PLACE CONCRETE | ST | Other | 82 | Concrete; Compression strength on cylinder 300 kg/cm2; Ordinary Portland cement Type I; including basic and plain finish formwork reinforced | Concrete; Compression strength on cylinder 300 kg/cm2; Ordinary Portland cement Type I; including basic and plain finish formwork reinforced |  | Concrete; Compression strength on cylinder 300 kg/cm2; Ordinary Portland cement Type I; including basic and plain finish formwork reinforced |  |  | 0 | [6 empty] | Concrete; Compression strength on cylinder 300 kg/cm2; Ordinary Portland cement Type I; including basic and plain finish formwork reinforced |  |  | 0
Mansour | 3 | CONCRETE | 033000 | CAST - IN PLACE CONCRETE | ST | Item | 83 | Architectural Demolition | Cut and cart away existing block (Solid and/or Hollow) and concrete elements with all finishes; including steel reinforcement, make good all disturbed surround to receive new finishes, construct all required reinforced concrete stiffening elements; as specified, shown on Drawings and Engineer's instructions | D | Strip Footings | 80 | m3 | 0 | 0 | [5 empty] | Strip Footings | 80 | m3 | 0 | 0 | 0 | 0
Mansour | 3 | CONCRETE | 033000 | CAST - IN PLACE CONCRETE | ST | Item | 84 | Concrete; Compression strength on cylinder 300 kg/cm2; Ordinary Portland cement Type I; including basic and plain finish formwork reinforced | Concrete; Compression strength on cylinder 300 kg/cm2; Ordinary Portland cement Type I; including basic and plain finish formwork reinforced | E | Ground Beams | 30 | m3 | 0 | 0 | [5 empty] | Ground Beams | 30 | m3 | 0 | 0 | 0 | 0
Mansour | 3 | CONCRETE | 033000 | CAST - IN PLACE CONCRETE | ST | Item | 85 | Architectural Demolition | Cut and cart away existing block (Solid and/or Hollow) and concrete elements with all finishes; including steel reinforcement, make good all disturbed surround to receive new finishes, construct all required reinforced concrete stiffening elements; as specified, shown on Drawings and Engineer's instructions | F | Columns | 1 | m3 | 0 | 0 | [5 empty] | Columns | 1 | m3 | 0 | 0 | 0 | 0
Mansour | 3 | CONCRETE | 033000 | CAST - IN PLACE CONCRETE | ST | Item | 86 | Concrete; Compression strength on cylinder 300 kg/cm2; Ordinary Portland cement Type I; including basic and plain finish formwork reinforced | Concrete; Compression strength on cylinder 300 kg/cm2; Ordinary Portland cement Type I; including basic and plain finish formwork reinforced | G | Retaining walls | 50 | m3 | 0 | 0 | [5 empty] | Retaining walls | 50 | m3 | 0 | 0 | 0 | 0
Mansour | 3 | CONCRETE | 033000 | CAST - IN PLACE CONCRETE | ST | Item | 87 | Architectural Demolition | Cut and cart away existing block (Solid and/or Hollow) and concrete elements with all finishes; including steel reinforcement, make good all disturbed surround to receive new finishes, construct all required reinforced concrete stiffening elements; as specified, shown on Drawings and Engineer's instructions | A | Solid Slab | 20 | m3 | 146 | 2920 | [5 empty] | Solid Slab | 20 | m3 | 146 | 2920 | 141.62 | 2832.4
Mansour | 3 | CONCRETE | 033000 | CAST - IN PLACE CONCRETE | ST | Item | 88 | Concrete; Compression strength on cylinder 300 kg/cm2; Ordinary Portland cement Type I; including basic and plain finish formwork reinforced | Concrete; Compression strength on cylinder 300 kg/cm2; Ordinary Portland cement Type I; including basic and plain finish formwork reinforced | B | Beams | 5 | m3 | 146 | 730 | [5 empty] | Beams | 5 | m3 | 146 | 730 | 141.62 | 708.1
Mansour | 3 | CONCRETE | 033000 | CAST - IN PLACE CONCRETE | ST | Item | 89 | Architectural Demolition | Cut and cart away existing block (Solid and/or Hollow) and concrete elements with all finishes; including steel reinforcement, make good all disturbed surround to receive new finishes, construct all required reinforced concrete stiffening elements; as specified, shown on Drawings and Engineer's instructions | K | Stairs | 1 | m3 |  | 0 | [5 empty] | Stairs | 1 | m3 |  | 0 | 0 | 0
Mansour | 3 | CONCRETE | 033000 | CAST - IN PLACE CONCRETE | ST | Item | 90 | Concrete; Compression strength on cylinder 300 kg/cm2; Ordinary Portland cement Type I; including basic and plain finish formwork reinforced | Concrete; Compression strength on cylinder 300 kg/cm2; Ordinary Portland cement Type I; including basic and plain finish formwork reinforced | C | Upstands | 5 | m3 | 133 | 665 | [5 empty] | Upstands | 5 | m3 | 133 | 665 | 129.01 | 645.05
Mansour | 3 | CONCRETE | 033000 | CAST - IN PLACE CONCRETE | ST | Item | 91 | Architectural Demolition | Cut and cart away existing block (Solid and/or Hollow) and concrete elements with all finishes; including steel reinforcement, make good all disturbed surround to receive new finishes, construct all required reinforced concrete stiffening elements; as specified, shown on Drawings and Engineer's instructions | D | Precast panel (Thickness of 100mm, as shown on drawings) | 32 | m2 | 15 | 480 | [5 empty] | Precast panel (Thickness of 100mm, as shown on drawings) | 32 | m2 | 15 | 480 | 14.55 | 465.6
Mansour | 3 | CONCRETE | 033000 | CAST - IN PLACE CONCRETE | ST | Item | 92 | Concrete; Compression strength on cylinder 300 kg/cm2; Ordinary Portland cement Type I; including basic and plain finish formwork reinforced | Concrete; Compression strength on cylinder 300 kg/cm2; Ordinary Portland cement Type I; including basic and plain finish formwork reinforced | E | Concrete pads | 2 | m3 | 133 | 266 | [5 empty] | Concrete pads | 2 | m3 | 133 | 266 | 129.01 | 258.02
Mansour | 3 | CONCRETE | 033000 | CAST - IN PLACE CONCRETE | ST | Other | 93 | Concrete; Compression strength on cylinder 250 kg/cm2; Ordinary Portland cement Type I; including basic and plain finish formwork reinforced | Concrete; Compression strength on cylinder 250 kg/cm2; Ordinary Portland cement Type I; including basic and plain finish formwork reinforced |  | Concrete; Compression strength on cylinder 250 kg/cm2; Ordinary Portland cement Type I; including basic and plain finish formwork reinforced | [9 empty] | Concrete; Compression strength on cylinder 250 kg/cm2; Ordinary Portland cement Type I; including basic and plain finish formwork reinforced
Mansour | 3 | CONCRETE | 033000 | CAST - IN PLACE CONCRETE | ST | Item | 94 | Concrete; Compression strength on cylinder 300 kg/cm2; Ordinary Portland cement Type I; including basic and plain finish formwork reinforced | Concrete; Compression strength on cylinder 300 kg/cm2; Ordinary Portland cement Type I; including basic and plain finish formwork reinforced | B | Beds (Slab on grade) | 93 | m3 |  | 0 | [5 empty] | Beds (Slab on grade) | 93 | m3 |  | 0 | 0 | 0
Mansour | 3 | CONCRETE | 033000 | CAST - IN PLACE CONCRETE | ST | Other | 95 | Bar reinforcement | Bar reinforcement |  | Bar reinforcement | [9 empty] | Bar reinforcement
Mansour | 3 | CONCRETE | 033000 | CAST - IN PLACE CONCRETE | ST | Item | 96 | Concrete; Compression strength on cylinder 300 kg/cm2; Ordinary Portland cement Type I; including basic and plain finish formwork reinforced | Concrete; Compression strength on cylinder 300 kg/cm2; Ordinary Portland cement Type I; including basic and plain finish formwork reinforced | A | High yield steel | 2.5 | T | 1009 | 2522.5 | [5 empty] | High yield steel | 2.5 | T | 1009 | 2522 | 978.73 | 2446.825
Mansour | 3 | CONCRETE | 033000 | CAST - IN PLACE CONCRETE | ST | Other | 97 | Dowel Bars Planted With Epoxy Mortar | Dowel Bars Planted With Epoxy Mortar |  | Dowel Bars Planted With Epoxy Mortar | [9 empty] | Dowel Bars Planted With Epoxy Mortar
Mansour | 3 | CONCRETE | 033000 | CAST - IN PLACE CONCRETE | ST | Item | 98 | Concrete; Compression strength on cylinder 300 kg/cm2; Ordinary Portland cement Type I; including basic and plain finish formwork reinforced | Concrete; Compression strength on cylinder 300 kg/cm2; Ordinary Portland cement Type I; including basic and plain finish formwork reinforced | B | T10 bars | 210 | Nr | 3 | 630 | [5 empty] | T10 bars | 210 | Nr | 3 | 630 | 2.91 | 611.1
Mansour | 3 | CONCRETE | 033000 | CAST - IN PLACE CONCRETE | ST | Item | 99 | Dowel Bars Planted With Epoxy Mortar | Dowel Bars Planted With Epoxy Mortar | C | T12 bars | 330 | Nr | 4 | 1320 | [5 empty] | T12 bars | 330 | Nr | 4 | 1320 | 3.88 | 1280.4
Mansour | 3 | CONCRETE | 033000 | CAST - IN PLACE CONCRETE | ST | Item | 100 | Concrete; Compression strength on cylinder 300 kg/cm2; Ordinary Portland cement Type I; including basic and plain finish formwork reinforced | Concrete; Compression strength on cylinder 300 kg/cm2; Ordinary Portland cement Type I; including basic and plain finish formwork reinforced | D | T14 bars | 102 | Nr | 5 | 510 | [5 empty] | T14 bars | 102 | Nr | 5 | 510 | 4.85 | 494.7
Mansour | 3 | CONCRETE | 033000 | CAST - IN PLACE CONCRETE | ST | Item | 101 | Dowel Bars Planted With Epoxy Mortar | Dowel Bars Planted With Epoxy Mortar | G | T18 bars | 30 | Nr |  | 0 | [5 empty] | T18 bars | 30 | Nr |  | 0 | 0 | 0
Mansour | 3 | CONCRETE | 033000 | CAST - IN PLACE CONCRETE | ST | Item | 102 | Concrete; Compression strength on cylinder 300 kg/cm2; Ordinary Portland cement Type I; including basic and plain finish formwork reinforced | Concrete; Compression strength on cylinder 300 kg/cm2; Ordinary Portland cement Type I; including basic and plain finish formwork reinforced | E | T20 bars | 4 | Nr | 11 | 44 | [5 empty] | T20 bars | 4 | Nr | 11 | 44 | 10.67 | 42.68
Mansour | 3 | CONCRETE | 033000 | CAST - IN PLACE CONCRETE | ST | Item | 103 | Dowel Bars Planted With Epoxy Mortar | Dowel Bars Planted With Epoxy Mortar | F | T25 bars | 8 | Nr | 15 | 120 | [5 empty] | T25 bars | 8 | Nr | 15 | 120 | 14.55 | 116.4
Mansour | 3 | CONCRETE | 035440 | CEMENT BASED SCREED | AR | Other | 104 | 035440 - CEMENT BASED SCREED | 035440 - CEMENT BASED SCREED |  | 035440 - CEMENT BASED SCREED | [9 empty] | 035440 - CEMENT BASED SCREED
Mansour | 3 | CONCRETE | 035440 | CEMENT BASED SCREED | AR | Other | 105 | Cement-sand screed; finished to receive sheet membrane; laid to falls and cross falls; to | Cement-sand screed; finished to receive sheet membrane; laid to falls and cross falls; to |  | Cement-sand screed; finished to receive sheet membrane; laid to falls and cross falls; to | [9 empty] | Cement-sand screed; finished to receive sheet membrane; laid to falls and cross falls; to
Mansour | 3 | CONCRETE | 035440 | CEMENT BASED SCREED | AR | Item | 106 | 035440 - CEMENT BASED SCREED | 035440 - CEMENT BASED SCREED | A | Roofs; 30 minimum thick | 1144 | m2 | 5 | 5720 | [5 empty] | Roofs; 30 minimum thick | 1144 | m2 | 5 | 5720 | 4.85 | 5548.4
Mansour | 3 | CONCRETE | 035440 | CEMENT BASED SCREED | AR | Item | 107 | Cement-sand screed; finished to receive sheet membrane; laid to falls and cross falls; to | Cement-sand screed; finished to receive sheet membrane; laid to falls and cross falls; to | B | Balcony; 50 minimum thick | 138 | m2 | 7 | 966 | [5 empty] | Balcony; 50 minimum thick | 138 | m2 | 7 | 966 | 6.79 | 937.02
Mansour | 3 | CONCRETE | 035440 | CEMENT BASED SCREED | AR | Item | 108 | 035440 - CEMENT BASED SCREED | 035440 - CEMENT BASED SCREED | C | Triangular fillet; 50 x 50 | 419 | m | 8 | 3352 | [5 empty] | Triangular fillet; 50 x 50 | 419 | m | 8 | 3352 | 7.76 | 3251.44
Mansour | 3 | CONCRETE | 035440 | CEMENT BASED SCREED | AR | Other | 109 | Cement-sand screed topping; trowelled finish; to receive finish; to | Cement-sand screed topping; trowelled finish; to receive finish; to |  | Cement-sand screed topping; trowelled finish; to receive finish; to | [9 empty] | Cement-sand screed topping; trowelled finish; to receive finish; to
Mansour | 3 | CONCRETE | 035440 | CEMENT BASED SCREED | AR | Item | 110 | 035440 - CEMENT BASED SCREED | 035440 - CEMENT BASED SCREED | D | Floors; 100 thick | 64 | m2 | 9 | 576 | [5 empty] | Floors; 100 thick | 64 | m2 | 9 | 576 | 8.73 | 558.72
Mansour | 3 | CONCRETE | 035440 | CEMENT BASED SCREED | AR | Item | 111 | Cement-sand screed topping; trowelled finish; to receive finish; to | Cement-sand screed topping; trowelled finish; to receive finish; to | E | Trench; 30 minimum; laid to falls | 8 | m2 | 5 | 40 | [5 empty] | Trench; 30 minimum; laid to falls | 8 | m2 | 5 | 40 | 4.85 | 38.8
Mansour | 3 | CONCRETE | 035440 | CEMENT BASED SCREED | AR | Item | 112 | 035440 - CEMENT BASED SCREED | 035440 - CEMENT BASED SCREED | F | Skirtings; 100 high | 70 | m | 4 | 280 | [5 empty] | Skirtings; 100 high | 70 | m | 4 | 280 | 3.88 | 271.6
Mansour | 3 | CONCRETE | 035440 | CEMENT BASED SCREED | AR | Other | 113 | Cement-sand screed filling; to receive finish; to | Cement-sand screed filling; to receive finish; to |  | Cement-sand screed filling; to receive finish; to | [9 empty] | Cement-sand screed filling; to receive finish; to
Mansour | 3 | CONCRETE | 035440 | CEMENT BASED SCREED | AR | Item | 114 | 035440 - CEMENT BASED SCREED | 035440 - CEMENT BASED SCREED | G | To Sunken slabs | 3 | m2 |  | 0 | [5 empty] | To Sunken slabs | 3 | m2 |  | 0 | 0 | 0
Mansour | 3 | CONCRETE | 035440 | CEMENT BASED SCREED | AR | Other | 115 | Cement-sand screed filling; to receive finish; to | Cement-sand screed filling; to receive finish; to | BILL NO. 03 - CONCRETE
Mansour | 3 | CONCRETE | To Summary | To Summary |  | Bill Sum | 116 | 035440 - CEMENT BASED SCREED | 035440 - CEMENT BASED SCREED | To Summary |  |  |  | J.D | 21141.5 | [8 empty] | J.D | 21141
Mansour | 4 | MASONRY | 042000 | UNIT MASONRY | AR | Other | 117 | Cement-sand screed filling; to receive finish; to | Cement-sand screed filling; to receive finish; to |  |  | BILL NO. 4 | [9 empty] | BILL NO. 4
Mansour | 4 | MASONRY | 042000 | UNIT MASONRY | AR | Other | 118 | 035440 - CEMENT BASED SCREED | 035440 - CEMENT BASED SCREED |  |  | MASONRY | [9 empty] | MASONRY
Mansour | 4 | MASONRY | 042000 | UNIT MASONRY | AR | Other | 119 | Cement-sand screed filling; to receive finish; to | Cement-sand screed filling; to receive finish; to | Item | Description | Qty | Unit | Rate | Amount | [5 empty] | Description | Qty | Unit | Rate | Amount
Mansour | 4 | MASONRY | 042000 | UNIT MASONRY | AR | Other | 120 | 035440 - CEMENT BASED SCREED | 035440 - CEMENT BASED SCREED | [5 empty] | J.D | [9 empty] | J.D
Mansour | 4 | MASONRY | 042000 | UNIT MASONRY | AR | Other | 121 | 042000 - UNIT MASONRY | 042000 - UNIT MASONRY |  | 042000 - UNIT MASONRY | [9 empty] | 042000 - UNIT MASONRY
Mansour | 4 | MASONRY | 042000 | UNIT MASONRY | AR | Other | 122 | Concrete hollow blocks; ordinary Portland cement; including mortar bedding and jointing; to | Concrete hollow blocks; ordinary Portland cement; including mortar bedding and jointing; to |  | Concrete hollow blocks; ordinary Portland cement; including mortar bedding and jointing; to | [9 empty] | Concrete hollow blocks; ordinary Portland cement; including mortar bedding and jointing; to
Mansour | 4 | MASONRY | 042000 | UNIT MASONRY | AR | Item | 123 | 042000 - UNIT MASONRY | 042000 - UNIT MASONRY | A | Walls; 100 thick | 517 | m2 |  | 0 | [5 empty] | Walls; 100 thick | 517 | m2 |  | 0 | 0 | 0
Mansour | 4 | MASONRY | 042000 | UNIT MASONRY | AR | Item | 124 | Concrete hollow blocks; ordinary Portland cement; including mortar bedding and jointing; to | Concrete hollow blocks; ordinary Portland cement; including mortar bedding and jointing; to | B | Walls; 100 thick curved | 60 | m2 |  | 0 | [5 empty] | Walls; 100 thick curved | 60 | m2 |  | 0 | 0 | 0
Mansour | 4 | MASONRY | 042000 | UNIT MASONRY | AR | Item | 125 | 042000 - UNIT MASONRY | 042000 - UNIT MASONRY | C | Walls; 150 thick | 164 | m2 |  | 0 | [5 empty] | Walls; 150 thick | 164 | m2 |  | 0 | 0 | 0
Mansour | 4 | MASONRY | 042000 | UNIT MASONRY | AR | Other | 126 | Concrete blocks; ordinary Portland cement; including mortar bedding and jointing; fire rated; to | Concrete blocks; ordinary Portland cement; including mortar bedding and jointing; fire rated; to |  | Concrete blocks; ordinary Portland cement; including mortar bedding and jointing; fire rated; to | [9 empty] | Concrete blocks; ordinary Portland cement; including mortar bedding and jointing; fire rated; to
Mansour | 4 | MASONRY | 042000 | UNIT MASONRY | AR | Item | 127 | 042000 - UNIT MASONRY | 042000 - UNIT MASONRY | D | Walls; 200 thick; 30 minutes | 34 | m2 |  | 0 | [5 empty] | Walls; 200 thick; 30 minutes | 34 | m2 |  | 0 | 0 | 0
Mansour | 4 | MASONRY | 042000 | UNIT MASONRY | AR | Item | 128 | Concrete blocks; ordinary Portland cement; including mortar bedding and jointing; fire rated; to | Concrete blocks; ordinary Portland cement; including mortar bedding and jointing; fire rated; to | A | Walls; 100 thick; 60 minutes | 14 | m2 | 12 | 168 | [5 empty] | Walls; 100 thick; 60 minutes | 14 | m2 | 12 | 168 | 11.64 | 162.96
Mansour | 4 | MASONRY | 042000 | UNIT MASONRY | AR | Item | 129 | 042000 - UNIT MASONRY | 042000 - UNIT MASONRY | F | Walls; 150 thick; 60 minutes | 135 | m2 |  | 0 | [5 empty] | Walls; 150 thick; 60 minutes | 135 | m2 |  | 0 | 0 | 0
Mansour | 4 | MASONRY | 042000 | UNIT MASONRY | AR | Item | 130 | Concrete blocks; ordinary Portland cement; including mortar bedding and jointing; fire rated; to | Concrete blocks; ordinary Portland cement; including mortar bedding and jointing; fire rated; to | G | Walls; 200 thick; 60 minutes | 56 | m2 |  | 0 | [5 empty] | Walls; 200 thick; 60 minutes | 56 | m2 |  | 0 | 0 | 0
Mansour | 4 | MASONRY | 042300 | GLASS UNIT MASONRY | AR | Other | 131 | 042300 - GLASS UNIT MASONRY | 042300 - GLASS UNIT MASONRY |  | 042300 - GLASS UNIT MASONRY | [9 empty] | 042300 - GLASS UNIT MASONRY
Mansour | 4 | MASONRY | 042313 | VERTICAL GLASS UNIT MASONRY | AR | Other | 132 | 042313 - VERTICAL GLASS UNIT MASONRY | 042313 - VERTICAL GLASS UNIT MASONRY |  | 042313 - VERTICAL GLASS UNIT MASONRY | [9 empty] | 042313 - VERTICAL GLASS UNIT MASONRY
Mansour | 4 | MASONRY | 042313 | VERTICAL GLASS UNIT MASONRY | AR | Other | 133 | Glass block partitions; including all necessary fixings and fittings materials; as specified and as shown on Drawings | Glass block partitions; including all necessary fixings and fittings materials; as specified and as shown on Drawings |  | Glass block partitions; including all necessary fixings and fittings materials; as specified and as shown on Drawings | [9 empty] | Glass block partitions; including all necessary fixings and fittings materials; as specified and as shown on Drawings
Mansour | 4 | MASONRY | 042313 | VERTICAL GLASS UNIT MASONRY | AR | Item | 134 | 042313 - VERTICAL GLASS UNIT MASONRY | 042313 - VERTICAL GLASS UNIT MASONRY | B | To external elevations | 7 | m2 | 133 | 931 | [5 empty] | To external elevations | 7 | m2 | 133 | 931 | 129.01 | 903.07
Mansour | 4 | MASONRY | 042313 | VERTICAL GLASS UNIT MASONRY | AR | Item | 135 | Glass block partitions; including all necessary fixings and fittings materials; as specified and as shown on Drawings | Glass block partitions; including all necessary fixings and fittings materials; as specified and as shown on Drawings | C | Partitions | 22 | m2 | 133 | 2926 | [5 empty] | Partitions | 22 | m2 | 133 | 2926 | 129.01 | 2838.22
Mansour | 4 | MASONRY | 044200 | EXTERIOR STONE CLADDING | AR | Other | 136 | 044200 - EXTERIOR STONE CLADDING | 044200 - EXTERIOR STONE CLADDING |  | 044200 - EXTERIOR STONE CLADDING | [9 empty] | 044200 - EXTERIOR STONE CLADDING
Mansour | 4 | MASONRY | 044200 | EXTERIOR STONE CLADDING | AR | Other | 137 | Limestone cladding slabs and features; 30 mm thick; best quality limestone; including backing mortar, water repellents, and all necessary fixings and fittings materials; as specified and as shown on Drawings | Limestone cladding slabs and features; 30 mm thick; best quality limestone; including backing mortar, water repellents, and all necessary fixings and fittings materials; as specified and as shown on Drawings |  | Limestone cladding slabs and features; 30 mm thick; best quality limestone; including backing mortar, water repellents, and all necessary fixings and fittings materials; as specified and as shown on Drawings | [9 empty] | Limestone cladding slabs and features; 30 mm thick; best quality limestone; including backing mortar, water repellents, and all necessary fixings and fittings materials; as specified and as shown on Drawings
Mansour | 4 | MASONRY | 044200 | EXTERIOR STONE CLADDING | AR | Item | 138 | 044200 - EXTERIOR STONE CLADDING | 044200 - EXTERIOR STONE CLADDING | A | Walls; 30 thick | 268 | m2 | 70 | 18760 | [5 empty] | Walls; 30 thick | 268 | m2 | 70 | 18760 | 67.9 | 18197.2
Mansour | 4 | MASONRY | 044200 | EXTERIOR STONE CLADDING | AR | Item | 139 | Limestone cladding slabs and features; 30 mm thick; best quality limestone; including backing mortar, water repellents, and all necessary fixings and fittings materials; as specified and as shown on Drawings | Limestone cladding slabs and features; 30 mm thick; best quality limestone; including backing mortar, water repellents, and all necessary fixings and fittings materials; as specified and as shown on Drawings | B | Copings; 30 thick | 30 | m2 | 89 | 2670 | [5 empty] | Copings; 30 thick | 30 | m2 | 89 | 2670 | 86.33 | 2589.9
Mansour | 4 | MASONRY | 044200 | EXTERIOR STONE CLADDING | AR | Other | 140 | 044200 - EXTERIOR STONE CLADDING | 044200 - EXTERIOR STONE CLADDING | BILL N0. 4 - MASONRY
Mansour | 4 | MASONRY | To Summary | To Summary |  | Bill Sum | 141 | Limestone cladding slabs and features; 30 mm thick; best quality limestone; including backing mortar, water repellents, and all necessary fixings and fittings materials; as specified and as shown on Drawings | Limestone cladding slabs and features; 30 mm thick; best quality limestone; including backing mortar, water repellents, and all necessary fixings and fittings materials; as specified and as shown on Drawings | To Summary |  |  |  | J.D | 0 | [8 empty] | J.D | 25455
Mansour | 5 | METALS | 055000 | METAL FABRICATIONS | AR | Other | 142 | 044200 - EXTERIOR STONE CLADDING | 044200 - EXTERIOR STONE CLADDING | BILL NO. 5
Mansour | 5 | METALS | 055000 | METAL FABRICATIONS | AR | Other | 143 | Limestone cladding slabs and features; 30 mm thick; best quality limestone; including backing mortar, water repellents, and all necessary fixings and fittings materials; as specified and as shown on Drawings | Limestone cladding slabs and features; 30 mm thick; best quality limestone; including backing mortar, water repellents, and all necessary fixings and fittings materials; as specified and as shown on Drawings | METALS
Mansour | 5 | METALS | 055000 | METAL FABRICATIONS | AR | Other | 144 | 044200 - EXTERIOR STONE CLADDING | 044200 - EXTERIOR STONE CLADDING | Item | Description | Qty | Unit | Rate | Amount | [5 empty] | Description | Qty | Unit | Rate | Amount
Mansour | 5 | METALS | 055000 | METAL FABRICATIONS | AR | Other | 145 | Limestone cladding slabs and features; 30 mm thick; best quality limestone; including backing mortar, water repellents, and all necessary fixings and fittings materials; as specified and as shown on Drawings | Limestone cladding slabs and features; 30 mm thick; best quality limestone; including backing mortar, water repellents, and all necessary fixings and fittings materials; as specified and as shown on Drawings | [5 empty] | J.D | [9 empty] | J.D
Mansour | 5 | METALS | 055000 | METAL FABRICATIONS | AR | Other | 146 | 055000 - METAL FABRICATIONS | 055000 - METAL FABRICATIONS |  | 055000 - METAL FABRICATIONS | [9 empty] | 055000 - METAL FABRICATIONS
Mansour | 5 | METALS | 055000 | METAL FABRICATIONS | AR | Other | 147 | Access ladders; galvanized mild steel; comprising flat strings and bar rungs; including brackets, anchor bolts, polyurethane paint, fittings and fixings; complete; as specified and as Drg. A-502 | Access ladders; galvanized mild steel; comprising flat strings and bar rungs; including brackets, anchor bolts, polyurethane paint, fittings and fixings; complete; as specified and as Drg. A-502 |  | Access ladders; galvanized mild steel; comprising flat strings and bar rungs; including brackets, anchor bolts, polyurethane paint, fittings and fixings; complete; as specified and as Drg. A-502 | [9 empty] | Access ladders; galvanized mild steel; comprising flat strings and bar rungs; including brackets, anchor bolts, polyurethane paint, fittings and fixings; complete; as specified and as Drg. A-502
Mansour | 5 | METALS | 055000 | METAL FABRICATIONS | AR | Item | 148 | 055000 - METAL FABRICATIONS | 055000 - METAL FABRICATIONS | A | Size 400 x 3100 rise; detail 1 | 1 | Nr | 305 | 305 | [5 empty] | Size 400 x 3100 rise; detail 1 | 1 | Nr | 305 | 305 | 295.85 | 295.85
Mansour | 5 | METALS | 055000 | METAL FABRICATIONS | AR | Item | 149 | Access ladders; galvanized mild steel; comprising flat strings and bar rungs; including brackets, anchor bolts, polyurethane paint, fittings and fixings; complete; as specified and as Drg. A-502 | Access ladders; galvanized mild steel; comprising flat strings and bar rungs; including brackets, anchor bolts, polyurethane paint, fittings and fixings; complete; as specified and as Drg. A-502 | B | Size 450 x 3500 rise; with extended; detail 4 | 1 | Nr | 359 | 359 | [5 empty] | Size 450 x 3500 rise; with extended; detail 4 | 1 | Nr | 359 | 359 | 348.23 | 348.23
Mansour | 5 | METALS | 055000 | METAL FABRICATIONS | AR | Item | 150 | 055000 - METAL FABRICATIONS | 055000 - METAL FABRICATIONS | C | Size 450 x 3800 rise; with extended; detail 4 | 1 | Nr | 451 | 451 | [5 empty] | Size 450 x 3800 rise; with extended; detail 4 | 1 | Nr | 451 | 451 | 437.47 | 437.47
Mansour | 5 | METALS | 055000 | METAL FABRICATIONS | AR | Item | 151 | Access ladders; galvanized mild steel; comprising flat strings and bar rungs; including brackets, anchor bolts, polyurethane paint, fittings and fixings; complete; as specified and as Drg. A-502 | Access ladders; galvanized mild steel; comprising flat strings and bar rungs; including brackets, anchor bolts, polyurethane paint, fittings and fixings; complete; as specified and as Drg. A-502 | D | Size 450 x 4000 rise; with extended; detail 4 | 1 | Nr | 518 | 518 | [5 empty] | Size 450 x 4000 rise; with extended; detail 4 | 1 | Nr | 518 | 518 | 502.46 | 502.46
Mansour | 5 | METALS | 055000 | METAL FABRICATIONS | AR | Other | 152 | Burglar bar protection; comprising steel bar welded to steel box frame; including epoxy paint, ironmongery, fittings and fixings; complete; as specified and as Drg. A-600 | Burglar bar protection; comprising steel bar welded to steel box frame; including epoxy paint, ironmongery, fittings and fixings; complete; as specified and as Drg. A-600 |  | Burglar bar protection; comprising steel bar welded to steel box frame; including epoxy paint, ironmongery, fittings and fixings; complete; as specified and as Drg. A-600 | [9 empty] | Burglar bar protection; comprising steel bar welded to steel box frame; including epoxy paint, ironmongery, fittings and fixings; complete; as specified and as Drg. A-600
Mansour | 5 | METALS | 055000 | METAL FABRICATIONS | AR | Item | 153 | Access ladders; galvanized mild steel; comprising flat strings and bar rungs; including brackets, anchor bolts, polyurethane paint, fittings and fixings; complete; as specified and as Drg. A-502 | Access ladders; galvanized mild steel; comprising flat strings and bar rungs; including brackets, anchor bolts, polyurethane paint, fittings and fixings; complete; as specified and as Drg. A-502 | E | Type 02; size 1800 x 2300 high | 1 | Nr |  | 0 |  |  | Nr |  |  | Type 02; size 1800 x 2300 high | 1 | Nr |  | 0 | 0 | 0
Mansour | 5 | METALS | 055213 | PIPE AND TUBE RAILINGS | AR | Other | 154 | 055213 - PIPE AND TUBE RAILINGS | 055213 - PIPE AND TUBE RAILINGS |  | 055213 - PIPE AND TUBE RAILINGS | [9 empty] | 055213 - PIPE AND TUBE RAILINGS
Mansour | 5 | METALS | 055213 | PIPE AND TUBE RAILINGS | AR | Other | 155 | Balustrades and handrails; constructed from galvanized tubular steel, finish to receive paint; comprising 60 diameter top rail, 25 diameter intermediate rails, 37.5 diameter posts; including mild steel cover flange, anchored to concrete; fittings and fixings; complete; as specified and as Drg. A-501; detail 1 | Balustrades and handrails; constructed from galvanized tubular steel, finish to receive paint; comprising 60 diameter top rail, 25 diameter intermediate rails, 37.5 diameter posts; including mild steel cover flange, anchored to concrete; fittings and fixings; complete; as specified and as Drg. A-501; detail 1 |  | Balustrades and handrails; constructed from galvanized tubular steel, finish to receive paint; comprising 60 diameter top rail, 25 diameter intermediate rails, 37.5 diameter posts; including mild steel cover flange, anchored to concrete; fittings and fixings; complete; as specified and as Drg. A-501; detail 1 | [9 empty] | Balustrades and handrails; constructed from galvanized tubular steel, finish to receive paint; comprising 60 diameter top rail, 25 diameter intermediate rails, 37.5 diameter posts; including mild steel cover flange, anchored to concrete; fittings and fixings; complete; as specified and as Drg. A-501; detail 1
Mansour | 5 | METALS | 055213 | PIPE AND TUBE RAILINGS | AR | Item | 156 | 055213 - PIPE AND TUBE RAILINGS | 055213 - PIPE AND TUBE RAILINGS | A | 600 high; horizontal | 25 | m |  | 0 | [5 empty] | 600 high; horizontal | 25 | m |  | 0 | 0 | 0
Mansour | 5 | METALS | 055213 | PIPE AND TUBE RAILINGS | AR | Other | 157 | Steel handrail and balustrades; comprising 60 diameter tubular steel section handrail, 25 diameter steel rail and 40 x 10 steel support; including steel cover flange, anchored to concrete; fittings and fixings; complete; as specified and as Drg. A-503; detail 10 | Steel handrail and balustrades; comprising 60 diameter tubular steel section handrail, 25 diameter steel rail and 40 x 10 steel support; including steel cover flange, anchored to concrete; fittings and fixings; complete; as specified and as Drg. A-503; detail 10 |  | Steel handrail and balustrades; comprising 60 diameter tubular steel section handrail, 25 diameter steel rail and 40 x 10 steel support; including steel cover flange, anchored to concrete; fittings and fixings; complete; as specified and as Drg. A-503; detail 10 | [9 empty] | Steel handrail and balustrades; comprising 60 diameter tubular steel section handrail, 25 diameter steel rail and 40 x 10 steel support; including steel cover flange, anchored to concrete; fittings and fixings; complete; as specified and as Drg. A-503; detail 10
Mansour | 5 | METALS | 055213 | PIPE AND TUBE RAILINGS | AR | Item | 158 | 055213 - PIPE AND TUBE RAILINGS | 055213 - PIPE AND TUBE RAILINGS | B | 200 high; top of wall; horizontal | 3 | m |  | 0 | [5 empty] | 200 high; top of wall; horizontal | 3 | m |  | 0 | 0 | 0
Mansour | 5 | METALS | 055213 | PIPE AND TUBE RAILINGS | AR | Item | 159 | Steel handrail and balustrades; comprising 60 diameter tubular steel section handrail, 25 diameter steel rail and 40 x 10 steel support; including steel cover flange, anchored to concrete; fittings and fixings; complete; as specified and as Drg. A-503; detail 10 | Steel handrail and balustrades; comprising 60 diameter tubular steel section handrail, 25 diameter steel rail and 40 x 10 steel support; including steel cover flange, anchored to concrete; fittings and fixings; complete; as specified and as Drg. A-503; detail 10 | C | 200 high; top of wall; raking | 29 | m |  | 0 | [5 empty] | 200 high; top of wall; raking | 29 | m |  | 0 | 0 | 0
Mansour | 5 | METALS | 055300 | METAL GRATINGS | AR | Other | 160 | 055300 - METAL GRATINGS | 055300 - METAL GRATINGS |  | 055300 - METAL GRATINGS | [9 empty] | 055300 - METAL GRATINGS
Mansour | 5 | METALS | 055300 | METAL GRATINGS | AR | Other | 161 | Trench cover, ductile iron grating; comprising solid rectangular bearing bars; including galvanized steel angle frame set in concrete, fixings and fittings; complete; as specified and as Drg. A-501; detail 8 | Trench cover, ductile iron grating; comprising solid rectangular bearing bars; including galvanized steel angle frame set in concrete, fixings and fittings; complete; as specified and as Drg. A-501; detail 8 |  | Trench cover, ductile iron grating; comprising solid rectangular bearing bars; including galvanized steel angle frame set in concrete, fixings and fittings; complete; as specified and as Drg. A-501; detail 8 | [9 empty] | Trench cover, ductile iron grating; comprising solid rectangular bearing bars; including galvanized steel angle frame set in concrete, fixings and fittings; complete; as specified and as Drg. A-501; detail 8
Mansour | 5 | METALS | 055300 | METAL GRATINGS | AR | Item | 162 | 055300 - METAL GRATINGS | 055300 - METAL GRATINGS | A | 300 wide | 6 | m | 126 | 756 | [5 empty] | 300 wide | 6 | m | 126 | 756 | 122.22 | 733.32
Mansour | 5 | METALS | 055300 | METAL GRATINGS | AR | Item | 163 | Trench cover, ductile iron grating; comprising solid rectangular bearing bars; including galvanized steel angle frame set in concrete, fixings and fittings; complete; as specified and as Drg. A-501; detail 8 | Trench cover, ductile iron grating; comprising solid rectangular bearing bars; including galvanized steel angle frame set in concrete, fixings and fittings; complete; as specified and as Drg. A-501; detail 8 | B | Cover; 1000 x 1000 | 1 | Nr | 199 | 199 | [5 empty] | Cover; 1000 x 1000 | 1 | Nr | 199 | 199 | 193.03 | 193.03
Mansour | 5 | METALS | 057300 | DECORATIVE METAL RAILINGS | AR | Other | 164 | 057300 - DECORATIVE METAL RAILINGS | 057300 - DECORATIVE METAL RAILINGS |  | 057300 - DECORATIVE METAL RAILINGS | [9 empty] | 057300 - DECORATIVE METAL RAILINGS
Mansour | 5 | METALS | 057300 | DECORATIVE METAL RAILINGS | AR | Other | 165 | Glass balustrades and handrails; comprising 76 diameter aluminum tubular section handrail, clear laminated tempered glass baluster, 50 x 50 aluminum hollow section bottom rail and posts; including flanges, fittings and fixings; complete; as specified and as Drg. A-503; detail 9 | Glass balustrades and handrails; comprising 76 diameter aluminum tubular section handrail, clear laminated tempered glass baluster, 50 x 50 aluminum hollow section bottom rail and posts; including flanges, fittings and fixings; complete; as specified and as Drg. A-503; detail 9 |  | Glass balustrades and handrails; comprising 76 diameter aluminum tubular section handrail, clear laminated tempered glass baluster, 50 x 50 aluminum hollow section bottom rail and posts; including flanges, fittings and fixings; complete; as specified and as Drg. A-503; detail 9 | [9 empty] | Glass balustrades and handrails; comprising 76 diameter aluminum tubular section handrail, clear laminated tempered glass baluster, 50 x 50 aluminum hollow section bottom rail and posts; including flanges, fittings and fixings; complete; as specified and as Drg. A-503; detail 9
Mansour | 5 | METALS | 057300 | DECORATIVE METAL RAILINGS | AR | Item | 166 | 057300 - DECORATIVE METAL RAILINGS | 057300 - DECORATIVE METAL RAILINGS | A | 700 high horizontal | 12 | m | 139 | 1668 | [5 empty] | 700 high horizontal | 12 | m | 139 | 1668 | 134.83 | 1617.96
Mansour | 5 | METALS | 057300 | DECORATIVE METAL RAILINGS | AR | Other | 167 | Glass balustrades and handrails; comprising 76 diameter aluminum tubular section handrail, clear laminated tempered glass baluster, 50 x 50 aluminum hollow section bottom rail and posts; including flanges, fittings and fixings; complete; as specified and as Drg. A-503; detail 9 | Glass balustrades and handrails; comprising 76 diameter aluminum tubular section handrail, clear laminated tempered glass baluster, 50 x 50 aluminum hollow section bottom rail and posts; including flanges, fittings and fixings; complete; as specified and as Drg. A-503; detail 9 | BILL No. 5 - METALS
Mansour | 5 | METALS | To Summary | To Summary |  | Bill Sum | 168 | 057300 - DECORATIVE METAL RAILINGS | 057300 - DECORATIVE METAL RAILINGS | To Summary |  |  |  | J.D | 0 | [8 empty] | J.D | 4256
Mansour | 6 | WOOD AND PLASTICS | 066200 | CAST PLASTIC (GRP) FABRICATIONS | AR | Other | 169 | Glass balustrades and handrails; comprising 76 diameter aluminum tubular section handrail, clear laminated tempered glass baluster, 50 x 50 aluminum hollow section bottom rail and posts; including flanges, fittings and fixings; complete; as specified and as Drg. A-503; detail 9 | Glass balustrades and handrails; comprising 76 diameter aluminum tubular section handrail, clear laminated tempered glass baluster, 50 x 50 aluminum hollow section bottom rail and posts; including flanges, fittings and fixings; complete; as specified and as Drg. A-503; detail 9 |  |  | BILL NO. 6 | [9 empty] | BILL NO. 6
Mansour | 6 | WOOD AND PLASTICS | 066200 | CAST PLASTIC (GRP) FABRICATIONS | AR | Other | 170 | 057300 - DECORATIVE METAL RAILINGS | 057300 - DECORATIVE METAL RAILINGS |  |  | WOOD AND PLASTICS | [9 empty] | WOOD AND PLASTICS
Mansour | 6 | WOOD AND PLASTICS | 066200 | CAST PLASTIC (GRP) FABRICATIONS | AR | Other | 171 | Glass balustrades and handrails; comprising 76 diameter aluminum tubular section handrail, clear laminated tempered glass baluster, 50 x 50 aluminum hollow section bottom rail and posts; including flanges, fittings and fixings; complete; as specified and as Drg. A-503; detail 9 | Glass balustrades and handrails; comprising 76 diameter aluminum tubular section handrail, clear laminated tempered glass baluster, 50 x 50 aluminum hollow section bottom rail and posts; including flanges, fittings and fixings; complete; as specified and as Drg. A-503; detail 9 | Item | Description | Qty | Unit | Rate | Amount | [5 empty] | Description | Qty | Unit | Rate | Amount
Mansour | 6 | WOOD AND PLASTICS | 066200 | CAST PLASTIC (GRP) FABRICATIONS | AR | Other | 172 | 057300 - DECORATIVE METAL RAILINGS | 057300 - DECORATIVE METAL RAILINGS | [5 empty] | J.D | [9 empty] | J.D
Mansour | 6 | WOOD AND PLASTICS | 066200 | CAST PLASTIC (GRP) FABRICATIONS | AR | Other | 173 | 066200 - CAST PLASTIC (GRP) FABRICATIONS | 066200 - CAST PLASTIC (GRP) FABRICATIONS |  | 066200 - CAST PLASTIC (GRP) FABRICATIONS | [9 empty] | 066200 - CAST PLASTIC (GRP) FABRICATIONS
Mansour | 6 | WOOD AND PLASTICS | 066200 | CAST PLASTIC (GRP) FABRICATIONS | AR | Other | 174 | GRP access ladder; fiber-glass composite ladder; made of pultruded tubing comprising flat strings and bar rungs coated with abrasive materials for slip resistance; including softwood stiffener, stainless steel expansion bolts, fittings and fixings; complete; as specified and as Drg. A-502; detail 5 | GRP access ladder; fiber-glass composite ladder; made of pultruded tubing comprising flat strings and bar rungs coated with abrasive materials for slip resistance; including softwood stiffener, stainless steel expansion bolts, fittings and fixings; complete; as specified and as Drg. A-502; detail 5 |  | GRP access ladder; fiber-glass composite ladder; made of pultruded tubing comprising flat strings and bar rungs coated with abrasive materials for slip resistance; including softwood stiffener, stainless steel expansion bolts, fittings and fixings; complete; as specified and as Drg. A-502; detail 5 | [9 empty] | GRP access ladder; fiber-glass composite ladder; made of pultruded tubing comprising flat strings and bar rungs coated with abrasive materials for slip resistance; including softwood stiffener, stainless steel expansion bolts, fittings and fixings; complete; as specified and as Drg. A-502; detail 5
Mansour | 6 | WOOD AND PLASTICS | 066200 | CAST PLASTIC (GRP) FABRICATIONS | AR | Item | 175 | 066200 - CAST PLASTIC (GRP) FABRICATIONS | 066200 - CAST PLASTIC (GRP) FABRICATIONS | A | Size 450 wide x 3100 rise | 2 | Nr | 531 | 1062 | [5 empty] | Size 450 wide x 3100 rise | 2 | Nr | 531 | 1062 | 515.07 | 1030.14
Mansour | 6 | WOOD AND PLASTICS | 066200 | CAST PLASTIC (GRP) FABRICATIONS | AR | Item | 176 | GRP access ladder; fiber-glass composite ladder; made of pultruded tubing comprising flat strings and bar rungs coated with abrasive materials for slip resistance; including softwood stiffener, stainless steel expansion bolts, fittings and fixings; complete; as specified and as Drg. A-502; detail 5 | GRP access ladder; fiber-glass composite ladder; made of pultruded tubing comprising flat strings and bar rungs coated with abrasive materials for slip resistance; including softwood stiffener, stainless steel expansion bolts, fittings and fixings; complete; as specified and as Drg. A-502; detail 5 | B | Size 450 wide x 3450 rise | 2 | Nr | 598 | 1196 | [5 empty] | Size 450 wide x 3450 rise | 2 | Nr | 598 | 1196 | 580.06 | 1160.12
Mansour | 6 | WOOD AND PLASTICS | 066200 | CAST PLASTIC (GRP) FABRICATIONS | AR | Other | 177 | 066200 - CAST PLASTIC (GRP) FABRICATIONS | 066200 - CAST PLASTIC (GRP) FABRICATIONS | BILL No. 6 - WOOD AND PLASTICS
Mansour | 6 | WOOD AND PLASTICS | To Summary | To Summary |  | Bill Sum | 178 | GRP access ladder; fiber-glass composite ladder; made of pultruded tubing comprising flat strings and bar rungs coated with abrasive materials for slip resistance; including softwood stiffener, stainless steel expansion bolts, fittings and fixings; complete; as specified and as Drg. A-502; detail 5 | GRP access ladder; fiber-glass composite ladder; made of pultruded tubing comprising flat strings and bar rungs coated with abrasive materials for slip resistance; including softwood stiffener, stainless steel expansion bolts, fittings and fixings; complete; as specified and as Drg. A-502; detail 5 | To Summary |  |  |  | J.D | 0 | [8 empty] | J.D | 2258
Mansour | 7 | THERMAL AND MOISTURE PROTECTION | 071113 | BITUMINOUS DAMPROOFING | ST | Other | 179 | 066200 - CAST PLASTIC (GRP) FABRICATIONS | 066200 - CAST PLASTIC (GRP) FABRICATIONS | BILL NO. 7
Mansour | 7 | THERMAL AND MOISTURE PROTECTION | 071113 | BITUMINOUS DAMPROOFING | ST | Other | 180 | GRP access ladder; fiber-glass composite ladder; made of pultruded tubing comprising flat strings and bar rungs coated with abrasive materials for slip resistance; including softwood stiffener, stainless steel expansion bolts, fittings and fixings; complete; as specified and as Drg. A-502; detail 5 | GRP access ladder; fiber-glass composite ladder; made of pultruded tubing comprising flat strings and bar rungs coated with abrasive materials for slip resistance; including softwood stiffener, stainless steel expansion bolts, fittings and fixings; complete; as specified and as Drg. A-502; detail 5 | THERMAL AND MOISTURE PROTECTION
Mansour | 7 | THERMAL AND MOISTURE PROTECTION | 071113 | BITUMINOUS DAMPROOFING | ST | Other | 181 | 066200 - CAST PLASTIC (GRP) FABRICATIONS | 066200 - CAST PLASTIC (GRP) FABRICATIONS | Item | Description | Qty | Unit | Rate | Amount |  | Qty |  |  |  | Description | Qty | Unit | Rate | Amount
Mansour | 7 | THERMAL AND MOISTURE PROTECTION | 071113 | BITUMINOUS DAMPROOFING | ST | Other | 182 | GRP access ladder; fiber-glass composite ladder; made of pultruded tubing comprising flat strings and bar rungs coated with abrasive materials for slip resistance; including softwood stiffener, stainless steel expansion bolts, fittings and fixings; complete; as specified and as Drg. A-502; detail 5 | GRP access ladder; fiber-glass composite ladder; made of pultruded tubing comprising flat strings and bar rungs coated with abrasive materials for slip resistance; including softwood stiffener, stainless steel expansion bolts, fittings and fixings; complete; as specified and as Drg. A-502; detail 5 | [5 empty] | J.D | [9 empty] | J.D
Mansour | 7 | THERMAL AND MOISTURE PROTECTION | 071113 | BITUMINOUS DAMPROOFING | ST | Other | 183 | 071113 - BITUMINOUS DAMPROOFING | 071113 - BITUMINOUS DAMPROOFING |  | 071113 - BITUMINOUS DAMPROOFING | [9 empty] | 071113 - BITUMINOUS DAMPROOFING
Mansour | 7 | THERMAL AND MOISTURE PROTECTION | 071113 | BITUMINOUS DAMPROOFING | ST | Item | 184 | GRP access ladder; fiber-glass composite ladder; made of pultruded tubing comprising flat strings and bar rungs coated with abrasive materials for slip resistance; including softwood stiffener, stainless steel expansion bolts, fittings and fixings; complete; as specified and as Drg. A-502; detail 5 | GRP access ladder; fiber-glass composite ladder; made of pultruded tubing comprising flat strings and bar rungs coated with abrasive materials for slip resistance; including softwood stiffener, stainless steel expansion bolts, fittings and fixings; complete; as specified and as Drg. A-502; detail 5 | A | Foundation and Walls | 420 | m2 |  | 0 | [5 empty] | Foundation and Walls | 420 | m2 |  | 0 | 0 | 0
Mansour | 7 | THERMAL AND MOISTURE PROTECTION | 071113 | BITUMINOUS DAMPROOFING | ST | Item | 185 | 071113 - BITUMINOUS DAMPROOFING | 071113 - BITUMINOUS DAMPROOFING | B | Ground Beams | 105 | m2 |  | 0 | [5 empty] | Ground Beams | 105 | m2 |  | 0 | 0 | 0
Mansour | 7 | THERMAL AND MOISTURE PROTECTION | 071416 | COLD FLUID APPLIED WATERPROOFING | AR | Other | 186 | 071416 - COLD FLUID APPLIED WATERPROOFING | 071416 - COLD FLUID APPLIED WATERPROOFING |  | 071416 - COLD FLUID APPLIED WATERPROOFING | [9 empty] | 071416 - COLD FLUID APPLIED WATERPROOFING
Mansour | 7 | THERMAL AND MOISTURE PROTECTION | 071416 | COLD FLUID APPLIED WATERPROOFING | AR | Other | 187 | Liquid applied waterproofing membrane; single component modified polyurethane, bitumen free, waterproofing; to | Liquid applied waterproofing membrane; single component modified polyurethane, bitumen free, waterproofing; to |  | Liquid applied waterproofing membrane; single component modified polyurethane, bitumen free, waterproofing; to | [9 empty] | Liquid applied waterproofing membrane; single component modified polyurethane, bitumen free, waterproofing; to
Mansour | 7 | THERMAL AND MOISTURE PROTECTION | 071416 | COLD FLUID APPLIED WATERPROOFING | AR | Item | 188 | 071416 - COLD FLUID APPLIED WATERPROOFING | 071416 - COLD FLUID APPLIED WATERPROOFING | A | Floors and upstands in wet areas | 36 | m2 | 8 | 288 | toilets, kitchens & pantries | 263 | B | General surfaces; external | 59 | Floors and upstands in wet areas | 36 | m2 | 8 | 288 | 7.76 | 279.36
Mansour | 7 | THERMAL AND MOISTURE PROTECTION | 071800 | TRAFFIC COATINGS | AR | Other | 189 | 071800 - TRAFFIC COATINGS | 071800 - TRAFFIC COATINGS |  | 071800 - TRAFFIC COATINGS | [9 empty] | 071800 - TRAFFIC COATINGS
Mansour | 7 | THERMAL AND MOISTURE PROTECTION | 071800 | TRAFFIC COATINGS | AR | Other | 190 | Fluid applied deck coating; polyurethane elastomeric coating, to trowelled smooth surfaces; to | Fluid applied deck coating; polyurethane elastomeric coating, to trowelled smooth surfaces; to |  | Fluid applied deck coating; polyurethane elastomeric coating, to trowelled smooth surfaces; to | [9 empty] | Fluid applied deck coating; polyurethane elastomeric coating, to trowelled smooth surfaces; to
Mansour | 7 | THERMAL AND MOISTURE PROTECTION | 071800 | TRAFFIC COATINGS | AR | Item | 191 | 071800 - TRAFFIC COATINGS | 071800 - TRAFFIC COATINGS | B | Floors | 64 | m2 | 27 | 1728 | Mechanical Rooms | 144 |  |  |  | Floors | 64 | m2 | 27 | 1728 | 26.19 | 1676.16
Mansour | 7 | THERMAL AND MOISTURE PROTECTION | 072100 | THERMAL INSULATION | AR | Other | 192 | 072100 - THERMAL INSULATION | 072100 - THERMAL INSULATION |  | 072100 - THERMAL INSULATION | [9 empty] | 072100 - THERMAL INSULATION |  |  |  | 0
Mansour | 7 | THERMAL AND MOISTURE PROTECTION | 072100 | THERMAL INSULATION | AR | Other | 193 | Extruded polystyrene insulation boards; including fittings and fixings; to | Extruded polystyrene insulation boards; including fittings and fixings; to |  | Extruded polystyrene insulation boards; including fittings and fixings; to | [9 empty] | Extruded polystyrene insulation boards; including fittings and fixings; to |  |  |  | 0
Mansour | 7 | THERMAL AND MOISTURE PROTECTION | 072100 | THERMAL INSULATION | AR | Item | 194 | 072100 - THERMAL INSULATION | 072100 - THERMAL INSULATION | C | Elevation, 50 thick | 40 | m2 | 9 | 360 | [5 empty] | Elevation, 50 thick | 40 | m2 | 9 | 360 | 8.73 | 349.2
Mansour | 7 | THERMAL AND MOISTURE PROTECTION | 072100 | THERMAL INSULATION | AR | Item | 195 | Extruded polystyrene insulation boards; including fittings and fixings; to | Extruded polystyrene insulation boards; including fittings and fixings; to | D | Roofs; 50 thick | 1065 | m2 | 9 | 9585 | 1062 | 1065 |  |  |  | Roofs; 50 thick | 1065 | m2 | 9 | 9585 | 8.73 | 9297.45
Mansour | 7 | THERMAL AND MOISTURE PROTECTION | 075323 | ETHYLENE-PROPYLENE DIENE-MONOMER (EPDM) ROOFING | AR | Other | 196 | 075323 - ETHYLENE-PROPYLENE DIENE-MONOMER (EPDM) ROOFING | 075323 - ETHYLENE-PROPYLENE DIENE-MONOMER (EPDM) ROOFING |  | 075323 - ETHYLENE-PROPYLENE DIENE-MONOMER (EPDM) ROOFING | [7 empty] | 074213.23 - METAL COMPOSITE MATERIAL WALL PANELS |  | 075323 - ETHYLENE-PROPYLENE DIENE-MONOMER (EPDM) ROOFING
Mansour | 7 | THERMAL AND MOISTURE PROTECTION | 075323 | ETHYLENE-PROPYLENE DIENE-MONOMER (EPDM) ROOFING | AR | Other | 197 | EPDM sheet roofing; flexible sheet formed from a terpolymer of ethylene propylene diene, black colour, fully bonded; to | EPDM sheet roofing; flexible sheet formed from a terpolymer of ethylene propylene diene, black colour, fully bonded; to |  | EPDM sheet roofing; flexible sheet formed from a terpolymer of ethylene propylene diene, black colour, fully bonded; to | [7 empty] | Insulated composite cladding panels; fabricated from 1.0 thick aluminum sheets exterior face with organic coating finish, insulating core laminated to the aluminum facings, 0.8 thick smooth surface aluminum sheet with acrylic enamel coating; including fittings and fixings; as specified and shown on Drawings |  | EPDM sheet roofing; flexible sheet formed from a terpolymer of ethylene propylene diene, black colour, fully bonded; to
Mansour | 7 | THERMAL AND MOISTURE PROTECTION | 075323 | ETHYLENE-PROPYLENE DIENE-MONOMER (EPDM) ROOFING | AR | Item | 198 | 075323 - ETHYLENE-PROPYLENE DIENE-MONOMER (EPDM) ROOFING | 075323 - ETHYLENE-PROPYLENE DIENE-MONOMER (EPDM) ROOFING | A | Roofs | 1144 | m2 | 46 | 52624 | 1144 | 1134 |  | Walls | 59 | Roofs | 1144 | m2 | 46 | 52624 | 44.62 | 51045.28
Mansour | 7 | THERMAL AND MOISTURE PROTECTION | 075323 | ETHYLENE-PROPYLENE DIENE-MONOMER (EPDM) ROOFING | AR | Item | 199 | EPDM sheet roofing; flexible sheet formed from a terpolymer of ethylene propylene diene, black colour, fully bonded; to | EPDM sheet roofing; flexible sheet formed from a terpolymer of ethylene propylene diene, black colour, fully bonded; to | B | Balcony | 138 | m2 | 46 | 6348 | 102.8 | 53 |  |  |  | Balcony | 138 | m2 | 46 | 6348 | 44.62 | 6157.56
Mansour | 7 | THERMAL AND MOISTURE PROTECTION | 075323 | ETHYLENE-PROPYLENE DIENE-MONOMER (EPDM) ROOFING | AR | Item | 200 | 075323 - ETHYLENE-PROPYLENE DIENE-MONOMER (EPDM) ROOFING | 075323 - ETHYLENE-PROPYLENE DIENE-MONOMER (EPDM) ROOFING | C | Upstands | 243 | m2 | 46 | 11178 | 242.7 | 235 |  |  |  | Upstands | 243 | m2 | 46 | 11178 | 44.62 | 10842.66
Mansour | 7 | THERMAL AND MOISTURE PROTECTION | 075323 | ETHYLENE-PROPYLENE DIENE-MONOMER (EPDM) ROOFING | AR | Other | 201 | Filter membrane; vapour permeable geotextile, non woven thermally bonded continuous polypropylene filments; to | Filter membrane; vapour permeable geotextile, non woven thermally bonded continuous polypropylene filments; to |  | Filter membrane; vapour permeable geotextile, non woven thermally bonded continuous polypropylene filments; to | [9 empty] | Filter membrane; vapour permeable geotextile, non woven thermally bonded continuous polypropylene filments; to
Mansour | 7 | THERMAL AND MOISTURE PROTECTION | 075323 | ETHYLENE-PROPYLENE DIENE-MONOMER (EPDM) ROOFING | AR | Item | 202 | 075323 - ETHYLENE-PROPYLENE DIENE-MONOMER (EPDM) ROOFING | 075323 - ETHYLENE-PROPYLENE DIENE-MONOMER (EPDM) ROOFING | D | Roofs | 1065 | m2 | 7 | 7455 |  | 1065 |  |  |  | Roofs | 1065 | m2 | 7 | 7455 | 6.79 | 7231.35
Mansour | 7 | THERMAL AND MOISTURE PROTECTION | 075323 | ETHYLENE-PROPYLENE DIENE-MONOMER (EPDM) ROOFING | AR | Other | 203 | Elastomeric coating; U.V. protection to waterproof membrane; to | Elastomeric coating; U.V. protection to waterproof membrane; to |  | Elastomeric coating; U.V. protection to waterproof membrane; to | [9 empty] | Elastomeric coating; U.V. protection to waterproof membrane; to
Mansour | 7 | THERMAL AND MOISTURE PROTECTION | 075323 | ETHYLENE-PROPYLENE DIENE-MONOMER (EPDM) ROOFING | AR | Item | 204 | 075323 - ETHYLENE-PROPYLENE DIENE-MONOMER (EPDM) ROOFING | 075323 - ETHYLENE-PROPYLENE DIENE-MONOMER (EPDM) ROOFING | E | Upstands | 63 | m2 | 3 | 189 | 62.85 | 61 |  |  |  | Upstands | 63 | m2 | 3 | 189 | 2.91 | 183.33
Mansour | 7 | THERMAL AND MOISTURE PROTECTION | 075323 | ETHYLENE-PROPYLENE DIENE-MONOMER (EPDM) ROOFING | AR | Other | 205 | Protective covering ballast; crushed gravel; to | Protective covering ballast; crushed gravel; to |  | Protective covering ballast; crushed gravel; to | [9 empty] | Protective covering ballast; crushed gravel; to
Mansour | 7 | THERMAL AND MOISTURE PROTECTION | 075323 | ETHYLENE-PROPYLENE DIENE-MONOMER (EPDM) ROOFING | AR | Item | 206 | 075323 - ETHYLENE-PROPYLENE DIENE-MONOMER (EPDM) ROOFING | 075323 - ETHYLENE-PROPYLENE DIENE-MONOMER (EPDM) ROOFING | F | Roof; 50 thick | 1065 | m2 | 1 | 1065 |  | 1065 |  |  |  | Roof; 50 thick | 1065 | m2 | 1 | 1065 | 0.97 | 1033.05
Mansour | 7 | THERMAL AND MOISTURE PROTECTION | 077200 | ROOF ACCESSORIES | AR | Other | 207 | 077200 - ROOF ACCESSORIES | 077200 - ROOF ACCESSORIES |  | 077200 - ROOF ACCESSORIES | [9 empty] | 077200 - ROOF ACCESSORIES
Mansour | 7 | THERMAL AND MOISTURE PROTECTION | 077200 | ROOF ACCESSORIES | AR | Other | 208 | Accessories; aluminum alloy; as Drg. FD-A-502; detail 6 | Accessories; aluminum alloy; as Drg. FD-A-502; detail 6 |  | Accessories; aluminum alloy; as Drg. FD-A-502; detail 6 | [9 empty] | Accessories; aluminum alloy; as Drg. FD-A-502; detail 6
Mansour | 7 | THERMAL AND MOISTURE PROTECTION | 077200 | ROOF ACCESSORIES | AR | Item | 209 | 077200 - ROOF ACCESSORIES | 077200 - ROOF ACCESSORIES | G | Pressure plate; 40 x 3 thick; including backing cord and sealant | 419 | m | 5 | 2095 | 419 | 405 |  |  |  | Pressure plate; 40 x 3 thick; including backing cord and sealant | 419 | m | 5 | 2095 | 4.85 | 2032.15
Mansour | 7 | THERMAL AND MOISTURE PROTECTION | 077200 | ROOF ACCESSORIES | AR | Other | 210 | Accessories; galvanized steel | Accessories; galvanized steel |  | Accessories; galvanized steel | [9 empty] | Accessories; galvanized steel
Mansour | 7 | THERMAL AND MOISTURE PROTECTION | 077200 | ROOF ACCESSORIES | AR | Item | 211 | 077200 - ROOF ACCESSORIES | 077200 - ROOF ACCESSORIES | A | Rainwater spouts; 75 diameter, 370 long, including stainless steel saddle band, neoprene gaskets; complete; as specified and as Drg. FD-A-502; detail 9 | 12 | Nr | 46 | 552 |  | 10 |  |  |  | Rainwater spouts; 75 diameter, 370 long, including stainless steel saddle band, neoprene gaskets; complete; as specified and as Drg. FD-A-502; detail 9 | 12 | Nr | 46 | 552 | 44.62 | 535.44
Mansour | 7 | THERMAL AND MOISTURE PROTECTION | 077200 | ROOF ACCESSORIES | AR | Other | 212 | Access hatches; comprising 2 thick galvanized pressed steel skin cover, steel angle frame set in concrete; including ironmongery, stay chain, padlock, neoprene gaskets, timber nailer, epoxy paint, fittings and fixings; complete; as specified and as Drg. FD-A-502; detail 2 | Access hatches; comprising 2 thick galvanized pressed steel skin cover, steel angle frame set in concrete; including ironmongery, stay chain, padlock, neoprene gaskets, timber nailer, epoxy paint, fittings and fixings; complete; as specified and as Drg. FD-A-502; detail 2 |  | Access hatches; comprising 2 thick galvanized pressed steel skin cover, steel angle frame set in concrete; including ironmongery, stay chain, padlock, neoprene gaskets, timber nailer, epoxy paint, fittings and fixings; complete; as specified and as Drg. FD-A-502; detail 2 | [9 empty] | Access hatches; comprising 2 thick galvanized pressed steel skin cover, steel angle frame set in concrete; including ironmongery, stay chain, padlock, neoprene gaskets, timber nailer, epoxy paint, fittings and fixings; complete; as specified and as Drg. FD-A-502; detail 2
Mansour | 7 | THERMAL AND MOISTURE PROTECTION | 077200 | ROOF ACCESSORIES | AR | Item | 213 | 077200 - ROOF ACCESSORIES | 077200 - ROOF ACCESSORIES | B | Size 1000 x 1000 | 4 | Nr | 199 | 796 | water tanks basement & Roof | 2 |  |  |  | Size 1000 x 1000 | 4 | Nr | 199 | 796 | 193.03 | 772.12
Mansour | 7 | THERMAL AND MOISTURE PROTECTION | 077200 | ROOF ACCESSORIES | AR | Item | 214 | Access hatches; comprising 2 thick galvanized pressed steel skin cover, steel angle frame set in concrete; including ironmongery, stay chain, padlock, neoprene gaskets, timber nailer, epoxy paint, fittings and fixings; complete; as specified and as Drg. FD-A-502; detail 2 | Access hatches; comprising 2 thick galvanized pressed steel skin cover, steel angle frame set in concrete; including ironmongery, stay chain, padlock, neoprene gaskets, timber nailer, epoxy paint, fittings and fixings; complete; as specified and as Drg. FD-A-502; detail 2 | C | Size 850 x 850 | 2 | Nr | 133 | 266 | [5 empty] | Size 850 x 850 | 2 | Nr | 133 | 266 | 129.01 | 258.02
Mansour | 7 | THERMAL AND MOISTURE PROTECTION | 079200 | JOINT SEALANTS | AR | Other | 215 | 079200 - JOINT SEALANTS | 079200 - JOINT SEALANTS |  | 079200 - JOINT SEALANTS | [9 empty] | 079200 - JOINT SEALANTS
Mansour | 7 | THERMAL AND MOISTURE PROTECTION | 079200 | JOINT SEALANTS | AR | Other | 216 | Expansion joints; in finish; including metal angle trim, plaster stop and architraves, filler pieces, sealant and backing cord as appropriate; complete; as specified and as Drg. FD-A-502; detail 10 | Expansion joints; in finish; including metal angle trim, plaster stop and architraves, filler pieces, sealant and backing cord as appropriate; complete; as specified and as Drg. FD-A-502; detail 10 |  | Expansion joints; in finish; including metal angle trim, plaster stop and architraves, filler pieces, sealant and backing cord as appropriate; complete; as specified and as Drg. FD-A-502; detail 10 | [9 empty] | Expansion joints; in finish; including metal angle trim, plaster stop and architraves, filler pieces, sealant and backing cord as appropriate; complete; as specified and as Drg. FD-A-502; detail 10
Mansour | 7 | THERMAL AND MOISTURE PROTECTION | 079200 | JOINT SEALANTS | AR | Item | 217 | 079200 - JOINT SEALANTS | 079200 - JOINT SEALANTS | D | Ceramic floor to plaster wall | 37 | m |  | 0 |  | 37 |  |  |  | Ceramic floor to plaster wall | 37 | m |  | 0 | 0 | 0
Mansour | 7 | THERMAL AND MOISTURE PROTECTION | 079200 | JOINT SEALANTS | AR | Item | 218 | Expansion joints; in finish; including metal angle trim, plaster stop and architraves, filler pieces, sealant and backing cord as appropriate; complete; as specified and as Drg. FD-A-502; detail 10 | Expansion joints; in finish; including metal angle trim, plaster stop and architraves, filler pieces, sealant and backing cord as appropriate; complete; as specified and as Drg. FD-A-502; detail 10 | D | Floor to floor | 2 | m | 12 | 24 |  | 6 |  |  |  | Floor to floor | 2 | m | 12 | 24 | 11.64 | 23.28
Mansour | 7 | THERMAL AND MOISTURE PROTECTION | 079200 | JOINT SEALANTS | AR | Item | 219 | 079200 - JOINT SEALANTS | 079200 - JOINT SEALANTS | F | Floor to wall; ceramic | 3 | m |  | 0 |  | 3 |  |  |  | Floor to wall; ceramic | 3 | m |  | 0 | 0 | 0
Mansour | 7 | THERMAL AND MOISTURE PROTECTION | 079200 | JOINT SEALANTS | AR | Item | 220 | Expansion joints; in finish; including metal angle trim, plaster stop and architraves, filler pieces, sealant and backing cord as appropriate; complete; as specified and as Drg. FD-A-502; detail 10 | Expansion joints; in finish; including metal angle trim, plaster stop and architraves, filler pieces, sealant and backing cord as appropriate; complete; as specified and as Drg. FD-A-502; detail 10 | G | Ceiling to wall; plaster | 18 | m |  | 0 |  | 18 |  |  |  | Ceiling to wall; plaster | 18 | m |  | 0 | 0 | 0
Mansour | 7 | THERMAL AND MOISTURE PROTECTION | 079200 | JOINT SEALANTS | AR | Item | 221 | 079200 - JOINT SEALANTS | 079200 - JOINT SEALANTS | A | Wall to wall; plaster | 7 | m | 12 | 84 |  | 18 |  |  |  | Wall to wall; plaster | 7 | m | 12 | 84 | 11.64 | 81.48
Mansour | 7 | THERMAL AND MOISTURE PROTECTION | 079200 | JOINT SEALANTS | AR | Item | 222 | Expansion joints; in finish; including metal angle trim, plaster stop and architraves, filler pieces, sealant and backing cord as appropriate; complete; as specified and as Drg. FD-A-502; detail 10 | Expansion joints; in finish; including metal angle trim, plaster stop and architraves, filler pieces, sealant and backing cord as appropriate; complete; as specified and as Drg. FD-A-502; detail 10 | B | Twin curb upstand | 17 | m |  | 0 |  | 17 |  |  |  | Twin curb upstand | 17 | m |  | 0 | 0 | 0
Mansour | 7 | THERMAL AND MOISTURE PROTECTION | 079200 | JOINT SEALANTS | AR | Other | 223 | 079200 - JOINT SEALANTS | 079200 - JOINT SEALANTS | BILL NO. 7 - THERMAL AND MOISTURE PROTECTION
Mansour | 7 | THERMAL AND MOISTURE PROTECTION | To Summary | To Summary |  | Bill Sum | 224 | Expansion joints; in finish; including metal angle trim, plaster stop and architraves, filler pieces, sealant and backing cord as appropriate; complete; as specified and as Drg. FD-A-502; detail 10 | Expansion joints; in finish; including metal angle trim, plaster stop and architraves, filler pieces, sealant and backing cord as appropriate; complete; as specified and as Drg. FD-A-502; detail 10 | To Summary |  |  |  | J.D | 0 | [8 empty] | J.D | 94637
Mansour | 8 | OPENINGS | 081113 | HOLLOW METAL DOORS AND FRAMES | AR | Other | 225 | 079200 - JOINT SEALANTS | 079200 - JOINT SEALANTS |  |  | BILL NO. 8 | [9 empty] | BILL NO. 8
Mansour | 8 | OPENINGS | 081113 | HOLLOW METAL DOORS AND FRAMES | AR | Other | 226 | Expansion joints; in finish; including metal angle trim, plaster stop and architraves, filler pieces, sealant and backing cord as appropriate; complete; as specified and as Drg. FD-A-502; detail 10 | Expansion joints; in finish; including metal angle trim, plaster stop and architraves, filler pieces, sealant and backing cord as appropriate; complete; as specified and as Drg. FD-A-502; detail 10 |  |  | OPENINGS | [9 empty] | OPENINGS
Mansour | 8 | OPENINGS | 081113 | HOLLOW METAL DOORS AND FRAMES | AR | Other | 227 | 079200 - JOINT SEALANTS | 079200 - JOINT SEALANTS | Item | Description | Qty | Unit | Rate | Amount | [5 empty] | Description | Qty | Unit | Rate | Amount
Mansour | 8 | OPENINGS | 081113 | HOLLOW METAL DOORS AND FRAMES | AR | Other | 228 | Expansion joints; in finish; including metal angle trim, plaster stop and architraves, filler pieces, sealant and backing cord as appropriate; complete; as specified and as Drg. FD-A-502; detail 10 | Expansion joints; in finish; including metal angle trim, plaster stop and architraves, filler pieces, sealant and backing cord as appropriate; complete; as specified and as Drg. FD-A-502; detail 10 | [5 empty] | J.D | [9 empty] | J.D
Mansour | 8 | OPENINGS | 081113 | HOLLOW METAL DOORS AND FRAMES | AR | Other | 229 | 081113 - HOLLOW METAL DOORS AND FRAMES | 081113 - HOLLOW METAL DOORS AND FRAMES |  | 081113 - HOLLOW METAL DOORS AND FRAMES | [9 empty] | 081113 - HOLLOW METAL DOORS AND FRAMES
Mansour | 8 | OPENINGS | 081113 | HOLLOW METAL DOORS AND FRAMES | AR | Other | 230 | Flush steel doors; 43 mm thick; leaf construction type 3.constructed from steel section frame; galvanized steel sheet both skins, factory primed for painting; including fittings and fixings; complete; as specified and as Drg. A-611 | Flush steel doors; 43 mm thick; leaf construction type 3.constructed from steel section frame; galvanized steel sheet both skins, factory primed for painting; including fittings and fixings; complete; as specified and as Drg. A-611 |  | Flush steel doors; 43 mm thick; leaf construction type 3.constructed from steel section frame; galvanized steel sheet both skins, factory primed for painting; including fittings and fixings; complete; as specified and as Drg. A-611 | [9 empty] | Flush steel doors; 43 mm thick; leaf construction type 3.constructed from steel section frame; galvanized steel sheet both skins, factory primed for painting; including fittings and fixings; complete; as specified and as Drg. A-611
Mansour | 8 | OPENINGS | 081113 | HOLLOW METAL DOORS AND FRAMES | AR | Item | 231 | 081113 - HOLLOW METAL DOORS AND FRAMES | 081113 - HOLLOW METAL DOORS AND FRAMES | A | Leaf size S1; 1050 x 2200 high | 3 | Nr |  | 0 | [5 empty] | Leaf size S1; 1050 x 2200 high | 3 | Nr |  | 0 | 0 | 0
Mansour | 8 | OPENINGS | 081113 | HOLLOW METAL DOORS AND FRAMES | AR | Item | 232 | Flush steel doors; 43 mm thick; leaf construction type 3.constructed from steel section frame; galvanized steel sheet both skins, factory primed for painting; including fittings and fixings; complete; as specified and as Drg. A-611 | Flush steel doors; 43 mm thick; leaf construction type 3.constructed from steel section frame; galvanized steel sheet both skins, factory primed for painting; including fittings and fixings; complete; as specified and as Drg. A-611 | B | Leaf size S10; 1660 x 2200 high; double leaf; with glass vision panels | 1 | Nr |  | 0 | [5 empty] | Leaf size S10; 1660 x 2200 high; double leaf; with glass vision panels | 1 | Nr |  | 0 | 0 | 0
Mansour | 8 | OPENINGS | 081113 | HOLLOW METAL DOORS AND FRAMES | AR | Item | 233 | 081113 - HOLLOW METAL DOORS AND FRAMES | 081113 - HOLLOW METAL DOORS AND FRAMES | C | Leaf size S12; 930 x 2200 high; with glass vision panel | 1 | Nr |  | 0 | [5 empty] | Leaf size S12; 930 x 2200 high; with glass vision panel | 1 | Nr |  | 0 | 0 | 0
Mansour | 8 | OPENINGS | 081113 | HOLLOW METAL DOORS AND FRAMES | AR | Item | 234 | Flush steel doors; 43 mm thick; leaf construction type 3.constructed from steel section frame; galvanized steel sheet both skins, factory primed for painting; including fittings and fixings; complete; as specified and as Drg. A-611 | Flush steel doors; 43 mm thick; leaf construction type 3.constructed from steel section frame; galvanized steel sheet both skins, factory primed for painting; including fittings and fixings; complete; as specified and as Drg. A-611 | D | Leaf size S16; 1233 x 2200 high | 1 | Nr |  | 0 | [5 empty] | Leaf size S16; 1233 x 2200 high | 1 | Nr |  | 0 | 0 | 0
Mansour | 8 | OPENINGS | 081113 | HOLLOW METAL DOORS AND FRAMES | AR | Item | 235 | 081113 - HOLLOW METAL DOORS AND FRAMES | 081113 - HOLLOW METAL DOORS AND FRAMES | E | Leaf size S18; 1233 x 2200 high | 2 | Nr |  | 0 | [5 empty] | Leaf size S18; 1233 x 2200 high | 2 | Nr |  | 0 | 0 | 0
Mansour | 8 | OPENINGS | 081113 | HOLLOW METAL DOORS AND FRAMES | AR | Item | 236 | Flush steel doors; 43 mm thick; leaf construction type 3.constructed from steel section frame; galvanized steel sheet both skins, factory primed for painting; including fittings and fixings; complete; as specified and as Drg. A-611 | Flush steel doors; 43 mm thick; leaf construction type 3.constructed from steel section frame; galvanized steel sheet both skins, factory primed for painting; including fittings and fixings; complete; as specified and as Drg. A-611 | F | Leaf size S21; 1400 x 2200 high; double leaf | 1 | Nr |  | 0 | [5 empty] | Leaf size S21; 1400 x 2200 high; double leaf | 1 | Nr |  | 0 | 0 | 0
Mansour | 8 | OPENINGS | 081113 | HOLLOW METAL DOORS AND FRAMES | AR | Item | 237 | 081113 - HOLLOW METAL DOORS AND FRAMES | 081113 - HOLLOW METAL DOORS AND FRAMES | G | Leaf size S22; 900 x 2200 high; with glass vision panel | 1 | Nr |  | 0 | [5 empty] | Leaf size S22; 900 x 2200 high; with glass vision panel | 1 | Nr |  | 0 | 0 | 0
Mansour | 8 | OPENINGS | 081113 | HOLLOW METAL DOORS AND FRAMES | AR | Item | 238 | Flush steel doors; 43 mm thick; leaf construction type 3.constructed from steel section frame; galvanized steel sheet both skins, factory primed for painting; including fittings and fixings; complete; as specified and as Drg. A-611 | Flush steel doors; 43 mm thick; leaf construction type 3.constructed from steel section frame; galvanized steel sheet both skins, factory primed for painting; including fittings and fixings; complete; as specified and as Drg. A-611 | H | Leaf size S7; 1080 x 2200 high; with glass vision panel | 5 | Nr |  | 0 | [5 empty] | Leaf size S7; 1080 x 2200 high; with glass vision panel | 5 | Nr |  | 0 | 0 | 0
Mansour | 8 | OPENINGS | 081113 | HOLLOW METAL DOORS AND FRAMES | AR | Item | 239 | 081113 - HOLLOW METAL DOORS AND FRAMES | 081113 - HOLLOW METAL DOORS AND FRAMES | A | Leaf size S6; 1100 x 2200 high | 1 | Nr | 359 | 359 | [5 empty] | Leaf size S6; 1100 x 2200 high | 1 | Nr | 359 | 359 | 348.23 | 348.23
Mansour | 8 | OPENINGS | 081113 | HOLLOW METAL DOORS AND FRAMES | AR | Item | 240 | Flush steel doors; 43 mm thick; leaf construction type 3.constructed from steel section frame; galvanized steel sheet both skins, factory primed for painting; including fittings and fixings; complete; as specified and as Drg. A-611 | Flush steel doors; 43 mm thick; leaf construction type 3.constructed from steel section frame; galvanized steel sheet both skins, factory primed for painting; including fittings and fixings; complete; as specified and as Drg. A-611 | K | Leaf size S23; 1690 x 2200 high; double leaf; with glass vision panel | 1 | Nr |  | 0 | [5 empty] | Leaf size S23; 1690 x 2200 high; double leaf; with glass vision panel | 1 | Nr |  | 0 | 0 | 0
Mansour | 8 | OPENINGS | 081113 | HOLLOW METAL DOORS AND FRAMES | AR | Other | 241 | Flush steel doors; 43 mm thick; leaf construction type 4; fire rated; constructed from steel section frame; infill with non combustible thermal insulating material, galvanized steel sheet both skins, factory primed for painting; including intumescent strip, fittings and fixings; complete; as specified and as Drg. A-611 | Flush steel doors; 43 mm thick; leaf construction type 4; fire rated; constructed from steel section frame; infill with non combustible thermal insulating material, galvanized steel sheet both skins, factory primed for painting; including intumescent strip, fittings and fixings; complete; as specified and as Drg. A-611 |  | Flush steel doors; 43 mm thick; leaf construction type 4; fire rated; constructed from steel section frame; infill with non combustible thermal insulating material, galvanized steel sheet both skins, factory primed for painting; including intumescent strip, fittings and fixings; complete; as specified and as Drg. A-611 | [9 empty] | Flush steel doors; 43 mm thick; leaf construction type 4; fire rated; constructed from steel section frame; infill with non combustible thermal insulating material, galvanized steel sheet both skins, factory primed for painting; including intumescent strip, fittings and fixings; complete; as specified and as Drg. A-611
Mansour | 8 | OPENINGS | 081113 | HOLLOW METAL DOORS AND FRAMES | AR | Item | 242 | Flush steel doors; 43 mm thick; leaf construction type 3.constructed from steel section frame; galvanized steel sheet both skins, factory primed for painting; including fittings and fixings; complete; as specified and as Drg. A-611 | Flush steel doors; 43 mm thick; leaf construction type 3.constructed from steel section frame; galvanized steel sheet both skins, factory primed for painting; including fittings and fixings; complete; as specified and as Drg. A-611 | A | Leaf size S7; 1080 x 2200 high; 60 minutes; with glass vision panel | 1 | Nr | 518 | 518 | [5 empty] | Leaf size S7; 1080 x 2200 high; 60 minutes; with glass vision panel | 1 | Nr | 518 | 518 | 502.46 | 502.46
Mansour | 8 | OPENINGS | 081113 | HOLLOW METAL DOORS AND FRAMES | AR | Item | 243 | Flush steel doors; 43 mm thick; leaf construction type 4; fire rated; constructed from steel section frame; infill with non combustible thermal insulating material, galvanized steel sheet both skins, factory primed for painting; including intumescent strip, fittings and fixings; complete; as specified and as Drg. A-611 | Flush steel doors; 43 mm thick; leaf construction type 4; fire rated; constructed from steel section frame; infill with non combustible thermal insulating material, galvanized steel sheet both skins, factory primed for painting; including intumescent strip, fittings and fixings; complete; as specified and as Drg. A-611 | B | Leaf size S1; 1050 x 2200 high; 60 minutes | 1 | Nr |  | 0 | [5 empty] | Leaf size S1; 1050 x 2200 high; 60 minutes | 1 | Nr |  | 0 | 0 | 0
Mansour | 8 | OPENINGS | 081113 | HOLLOW METAL DOORS AND FRAMES | AR | Item | 244 | Flush steel doors; 43 mm thick; leaf construction type 3.constructed from steel section frame; galvanized steel sheet both skins, factory primed for painting; including fittings and fixings; complete; as specified and as Drg. A-611 | Flush steel doors; 43 mm thick; leaf construction type 3.constructed from steel section frame; galvanized steel sheet both skins, factory primed for painting; including fittings and fixings; complete; as specified and as Drg. A-611 | C | Leaf size S10; 1660 x 2200 high; 45 minutes; double leaf; with glass vision panel | 2 | Nr |  | 0 | [5 empty] | Leaf size S10; 1660 x 2200 high; 45 minutes; double leaf; with glass vision panel | 2 | Nr |  | 0 | 0 | 0
Mansour | 8 | OPENINGS | 081113 | HOLLOW METAL DOORS AND FRAMES | AR | Item | 245 | Flush steel doors; 43 mm thick; leaf construction type 4; fire rated; constructed from steel section frame; infill with non combustible thermal insulating material, galvanized steel sheet both skins, factory primed for painting; including intumescent strip, fittings and fixings; complete; as specified and as Drg. A-611 | Flush steel doors; 43 mm thick; leaf construction type 4; fire rated; constructed from steel section frame; infill with non combustible thermal insulating material, galvanized steel sheet both skins, factory primed for painting; including intumescent strip, fittings and fixings; complete; as specified and as Drg. A-611 | D | Leaf size S18; 1233 x 2200 high; 60 minutes | 1 | Nr |  | 0 | [5 empty] | Leaf size S18; 1233 x 2200 high; 60 minutes | 1 | Nr |  | 0 | 0 | 0
Mansour | 8 | OPENINGS | 081113 | HOLLOW METAL DOORS AND FRAMES | AR | Item | 246 | Flush steel doors; 43 mm thick; leaf construction type 3.constructed from steel section frame; galvanized steel sheet both skins, factory primed for painting; including fittings and fixings; complete; as specified and as Drg. A-611 | Flush steel doors; 43 mm thick; leaf construction type 3.constructed from steel section frame; galvanized steel sheet both skins, factory primed for painting; including fittings and fixings; complete; as specified and as Drg. A-611 | B | Leaf size S3; 900 x 2200 high; 60 minutes | 3 | Nr | 398 | 1194 | [5 empty] | Leaf size S3; 900 x 2200 high; 60 minutes | 3 | Nr | 398 | 1194 | 386.06 | 1158.18
Mansour | 8 | OPENINGS | 081113 | HOLLOW METAL DOORS AND FRAMES | AR | Item | 247 | Flush steel doors; 43 mm thick; leaf construction type 4; fire rated; constructed from steel section frame; infill with non combustible thermal insulating material, galvanized steel sheet both skins, factory primed for painting; including intumescent strip, fittings and fixings; complete; as specified and as Drg. A-611 | Flush steel doors; 43 mm thick; leaf construction type 4; fire rated; constructed from steel section frame; infill with non combustible thermal insulating material, galvanized steel sheet both skins, factory primed for painting; including intumescent strip, fittings and fixings; complete; as specified and as Drg. A-611 | F | Leaf size S11; 1605 x 2200 high; 60 minutes; double leaf; with glass vision panel | 1 | Nr |  | 0 | [5 empty] | Leaf size S11; 1605 x 2200 high; 60 minutes; double leaf; with glass vision panel | 1 | Nr |  | 0 | 0 | 0
Mansour | 8 | OPENINGS | 081113 | HOLLOW METAL DOORS AND FRAMES | AR | Item | 248 | Flush steel doors; 43 mm thick; leaf construction type 3.constructed from steel section frame; galvanized steel sheet both skins, factory primed for painting; including fittings and fixings; complete; as specified and as Drg. A-611 | Flush steel doors; 43 mm thick; leaf construction type 3.constructed from steel section frame; galvanized steel sheet both skins, factory primed for painting; including fittings and fixings; complete; as specified and as Drg. A-611 | C | Leaf size S23; 1690 x 2200 high; 90 minutes; double leaf; with glass vision panel | 1 | Nr | 996 | 996 | [5 empty] | Leaf size S23; 1690 x 2200 high; 90 minutes; double leaf; with glass vision panel | 1 | Nr | 996 | 996 | 966.12 | 966.12
Mansour | 8 | OPENINGS | 081113 | HOLLOW METAL DOORS AND FRAMES | AR | Other | 249 | Louvered steel doors; 43 mm thick; leaf construction type 5; galvanized; zinc coated and factory primed for painting; including fittings and fixings; complete; as specified and as Drg. A-611 | Louvered steel doors; 43 mm thick; leaf construction type 5; galvanized; zinc coated and factory primed for painting; including fittings and fixings; complete; as specified and as Drg. A-611 |  | Louvered steel doors; 43 mm thick; leaf construction type 5; galvanized; zinc coated and factory primed for painting; including fittings and fixings; complete; as specified and as Drg. A-611 | [9 empty] | Louvered steel doors; 43 mm thick; leaf construction type 5; galvanized; zinc coated and factory primed for painting; including fittings and fixings; complete; as specified and as Drg. A-611
Mansour | 8 | OPENINGS | 081113 | HOLLOW METAL DOORS AND FRAMES | AR | Item | 250 | Flush steel doors; 43 mm thick; leaf construction type 3.constructed from steel section frame; galvanized steel sheet both skins, factory primed for painting; including fittings and fixings; complete; as specified and as Drg. A-611 | Flush steel doors; 43 mm thick; leaf construction type 3.constructed from steel section frame; galvanized steel sheet both skins, factory primed for painting; including fittings and fixings; complete; as specified and as Drg. A-611 | A | Leaf size S5; 1830 x 2000 high; double leaf | 2 | Nr | 850 | 1700 | [5 empty] | Leaf size S5; 1830 x 2000 high; double leaf | 2 | Nr | 850 | 1700 | 824.5 | 1649
Mansour | 8 | OPENINGS | 081113 | HOLLOW METAL DOORS AND FRAMES | AR | Item | 251 | Louvered steel doors; 43 mm thick; leaf construction type 5; galvanized; zinc coated and factory primed for painting; including fittings and fixings; complete; as specified and as Drg. A-611 | Louvered steel doors; 43 mm thick; leaf construction type 5; galvanized; zinc coated and factory primed for painting; including fittings and fixings; complete; as specified and as Drg. A-611 | B | Leaf size S17; 1830 x 2000 high; double leaf | 1 | Nr |  | 0 | [5 empty] | Leaf size S17; 1830 x 2000 high; double leaf | 1 | Nr |  | 0 | 0 | 0
Mansour | 8 | OPENINGS | 081113 | HOLLOW METAL DOORS AND FRAMES | AR | Item | 252 | Flush steel doors; 43 mm thick; leaf construction type 3.constructed from steel section frame; galvanized steel sheet both skins, factory primed for painting; including fittings and fixings; complete; as specified and as Drg. A-611 | Flush steel doors; 43 mm thick; leaf construction type 3.constructed from steel section frame; galvanized steel sheet both skins, factory primed for painting; including fittings and fixings; complete; as specified and as Drg. A-611 | C | Leaf size S9; 1080 x 2000 high | 1 | Nr |  | 0 | [5 empty] | Leaf size S9; 1080 x 2000 high | 1 | Nr |  | 0 | 0 | 0
Mansour | 8 | OPENINGS | 081113 | HOLLOW METAL DOORS AND FRAMES | AR | Other | 253 | Special doors; including ironmongery, accessories, painting, fittings and fixings; complete; as specified and as Drg. A-611 | Special doors; including ironmongery, accessories, painting, fittings and fixings; complete; as specified and as Drg. A-611 |  | Special doors; including ironmongery, accessories, painting, fittings and fixings; complete; as specified and as Drg. A-611 | [9 empty] | Special doors; including ironmongery, accessories, painting, fittings and fixings; complete; as specified and as Drg. A-611
Mansour | 8 | OPENINGS | 081113 | HOLLOW METAL DOORS AND FRAMES | AR | Item | 254 | Flush steel doors; 43 mm thick; leaf construction type 3.constructed from steel section frame; galvanized steel sheet both skins, factory primed for painting; including fittings and fixings; complete; as specified and as Drg. A-611 | Flush steel doors; 43 mm thick; leaf construction type 3.constructed from steel section frame; galvanized steel sheet both skins, factory primed for painting; including fittings and fixings; complete; as specified and as Drg. A-611 | D | Leaf size S14; 930 x 2200 high; with glass vision panel; room G31 | 1 | Nr |  | 0 | [5 empty] | Leaf size S14; 930 x 2200 high; with glass vision panel; room G31 | 1 | Nr |  | 0 | 0 | 0
Mansour | 8 | OPENINGS | 081113 | HOLLOW METAL DOORS AND FRAMES | AR | Item | 255 | Special doors; including ironmongery, accessories, painting, fittings and fixings; complete; as specified and as Drg. A-611 | Special doors; including ironmongery, accessories, painting, fittings and fixings; complete; as specified and as Drg. A-611 | E | Leaf size S20; 800 x 2200 high; rooms G35, G37 | 2 | Nr |  | 0 | [5 empty] | Leaf size S20; 800 x 2200 high; rooms G35, G37 | 2 | Nr |  | 0 | 0 | 0
Mansour | 8 | OPENINGS | 081113 | HOLLOW METAL DOORS AND FRAMES | AR | Item | 256 | Flush steel doors; 43 mm thick; leaf construction type 3.constructed from steel section frame; galvanized steel sheet both skins, factory primed for painting; including fittings and fixings; complete; as specified and as Drg. A-611 | Flush steel doors; 43 mm thick; leaf construction type 3.constructed from steel section frame; galvanized steel sheet both skins, factory primed for painting; including fittings and fixings; complete; as specified and as Drg. A-611 | F | Leaf size S20; 800 x 2200 high; with glass vision panel; rooms G34, G38 | 2 | Nr |  | 0 | [5 empty] | Leaf size S20; 800 x 2200 high; with glass vision panel; rooms G34, G38 | 2 | Nr |  | 0 | 0 | 0
Mansour | 8 | OPENINGS | 081113 | HOLLOW METAL DOORS AND FRAMES | AR | Item | 257 | Special doors; including ironmongery, accessories, painting, fittings and fixings; complete; as specified and as Drg. A-611 | Special doors; including ironmongery, accessories, painting, fittings and fixings; complete; as specified and as Drg. A-611 | G | Leaf size S22; 900 x 2200 high; with glass vision panel; rooms G39 | 1 | Nr |  | 0 | [5 empty] | Leaf size S22; 900 x 2200 high; with glass vision panel; rooms G39 | 1 | Nr |  | 0 | 0 | 0
Mansour | 8 | OPENINGS | 081113 | HOLLOW METAL DOORS AND FRAMES | AR | Other | 258 | Steel hollow door frames; zinc coated and factory primed for painting; including fixings and fillings solid with mortar; as specified and as Drg. A-611 | Steel hollow door frames; zinc coated and factory primed for painting; including fixings and fillings solid with mortar; as specified and as Drg. A-611 |  | Steel hollow door frames; zinc coated and factory primed for painting; including fixings and fillings solid with mortar; as specified and as Drg. A-611 | [9 empty] | Steel hollow door frames; zinc coated and factory primed for painting; including fixings and fillings solid with mortar; as specified and as Drg. A-611
Mansour | 8 | OPENINGS | 081113 | HOLLOW METAL DOORS AND FRAMES | AR | Item | 259 | Special doors; including ironmongery, accessories, painting, fittings and fixings; complete; as specified and as Drg. A-611 | Special doors; including ironmongery, accessories, painting, fittings and fixings; complete; as specified and as Drg. A-611 | B | Type A | 300 | m | 23 | 6900 | [5 empty] | Type A | 300 | m | 23 | 6900 | 22.31 | 6693
Mansour | 8 | OPENINGS | 081113 | HOLLOW METAL DOORS AND FRAMES | AR | Item | 260 | Steel hollow door frames; zinc coated and factory primed for painting; including fixings and fillings solid with mortar; as specified and as Drg. A-611 | Steel hollow door frames; zinc coated and factory primed for painting; including fixings and fillings solid with mortar; as specified and as Drg. A-611 | J | Type C | 7 | m |  | 0 | [5 empty] | Type C | 7 | m |  |  | 0 | 0
Mansour | 8 | OPENINGS | 081113 | HOLLOW METAL DOORS AND FRAMES | AR | Other | 261 | Steel hollow door frames; fire rated, zinc coated and factory primed for painting; including fixings and filling solid with mortar; as specified and as Drg. A-611 | Steel hollow door frames; fire rated, zinc coated and factory primed for painting; including fixings and filling solid with mortar; as specified and as Drg. A-611 |  | Steel hollow door frames; fire rated, zinc coated and factory primed for painting; including fixings and filling solid with mortar; as specified and as Drg. A-611 | [9 empty] | Steel hollow door frames; fire rated, zinc coated and factory primed for painting; including fixings and filling solid with mortar; as specified and as Drg. A-611
Mansour | 8 | OPENINGS | 081113 | HOLLOW METAL DOORS AND FRAMES | AR | Item | 262 | Steel hollow door frames; zinc coated and factory primed for painting; including fixings and fillings solid with mortar; as specified and as Drg. A-611 | Steel hollow door frames; zinc coated and factory primed for painting; including fixings and fillings solid with mortar; as specified and as Drg. A-611 | A | Type A; 20 minutes | 65 | m |  | 0 | [5 empty] | Type A; 20 minutes | 65 | m |  |  | 0 | 0
Mansour | 8 | OPENINGS | 081113 | HOLLOW METAL DOORS AND FRAMES | AR | Item | 263 | Steel hollow door frames; fire rated, zinc coated and factory primed for painting; including fixings and filling solid with mortar; as specified and as Drg. A-611 | Steel hollow door frames; fire rated, zinc coated and factory primed for painting; including fixings and filling solid with mortar; as specified and as Drg. A-611 | B | Type A; 45 minutes | 44 | m |  | 0 | [5 empty] | Type A; 45 minutes | 44 | m |  |  | 0 | 0
Mansour | 8 | OPENINGS | 081113 | HOLLOW METAL DOORS AND FRAMES | AR | Item | 264 | Steel hollow door frames; zinc coated and factory primed for painting; including fixings and fillings solid with mortar; as specified and as Drg. A-611 | Steel hollow door frames; zinc coated and factory primed for painting; including fixings and fillings solid with mortar; as specified and as Drg. A-611 | C | Type A; 60 minutes | 109 | m |  | 0 | [5 empty] | Type A; 60 minutes | 109 | m |  |  | 0 | 0
Mansour | 8 | OPENINGS | 081113 | HOLLOW METAL DOORS AND FRAMES | AR | Item | 265 | Steel hollow door frames; fire rated, zinc coated and factory primed for painting; including fixings and filling solid with mortar; as specified and as Drg. A-611 | Steel hollow door frames; fire rated, zinc coated and factory primed for painting; including fixings and filling solid with mortar; as specified and as Drg. A-611 | A | Type C; 90 minutes | 5 | m | 40 | 200 | [5 empty] | Type C; 90 minutes | 5 | m | 40 | 200 | 38.8 | 194
Mansour | 8 | OPENINGS | 081416 | FLUSH WOOD DOORS | AR | Other | 266 | 081416 - FLUSH WOOD DOORS | 081416 - FLUSH WOOD DOORS |  | 081416 - FLUSH WOOD DOORS | [9 empty] | 081416 - FLUSH WOOD DOORS
Mansour | 8 | OPENINGS | 081416 | FLUSH WOOD DOORS | AR | Other | 267 | Flush wood doors; semi-solid core, 43 thick, leaf construction type 1; comprising preservative treated softwood framing and noggins faced both sides with 6 mm plywood glued and pressed to framing and lipped on all edges with hardwood, veneered faced, finished to receive clear finish paint; including fittings and fixings; complete; as specified and as Drg. A-611 | Flush wood doors; semi-solid core, 43 thick, leaf construction type 1; comprising preservative treated softwood framing and noggins faced both sides with 6 mm plywood glued and pressed to framing and lipped on all edges with hardwood, veneered faced, finished to receive clear finish paint; including fittings and fixings; complete; as specified and as Drg. A-611 |  | Flush wood doors; semi-solid core, 43 thick, leaf construction type 1; comprising preservative treated softwood framing and noggins faced both sides with 6 mm plywood glued and pressed to framing and lipped on all edges with hardwood, veneered faced, finished to receive clear finish paint; including fittings and fixings; complete; as specified and as Drg. A-611 | [9 empty] | Flush wood doors; semi-solid core, 43 thick, leaf construction type 1; comprising preservative treated softwood framing and noggins faced both sides with 6 mm plywood glued and pressed to framing and lipped on all edges with hardwood, veneered faced, finished to receive clear finish paint; including fittings and fixings; complete; as specified and as Drg. A-611
Mansour | 8 | OPENINGS | 081416 | FLUSH WOOD DOORS | AR | Item | 268 | 081416 - FLUSH WOOD DOORS | 081416 - FLUSH WOOD DOORS | E | Leaf size W5; 1530 x 2200 high; double leaf; with glass vision panel | 4 | Nr |  | 0 | [5 empty] | Leaf size W5; 1530 x 2200 high; double leaf; with glass vision panel | 4 | Nr |  |  | 0 | 0
Mansour | 8 | OPENINGS | 081416 | FLUSH WOOD DOORS | AR | Other | 269 | Flush wood doors; semi-solid core, 43 thick, leaf construction type 1; comprising preservative treated softwood framing and noggins faced both sides with 6 mm plywood glued and pressed to framing and lipped on all edges with hardwood, faced with plastic laminated finish; including fittings and fixings; complete; as specified and as Drg. A-611 | Flush wood doors; semi-solid core, 43 thick, leaf construction type 1; comprising preservative treated softwood framing and noggins faced both sides with 6 mm plywood glued and pressed to framing and lipped on all edges with hardwood, faced with plastic laminated finish; including fittings and fixings; complete; as specified and as Drg. A-611 |  | Flush wood doors; semi-solid core, 43 thick, leaf construction type 1; comprising preservative treated softwood framing and noggins faced both sides with 6 mm plywood glued and pressed to framing and lipped on all edges with hardwood, faced with plastic laminated finish; including fittings and fixings; complete; as specified and as Drg. A-611 | [9 empty] | Flush wood doors; semi-solid core, 43 thick, leaf construction type 1; comprising preservative treated softwood framing and noggins faced both sides with 6 mm plywood glued and pressed to framing and lipped on all edges with hardwood, faced with plastic laminated finish; including fittings and fixings; complete; as specified and as Drg. A-611
Mansour | 8 | OPENINGS | 081416 | FLUSH WOOD DOORS | AR | Item | 270 | 081416 - FLUSH WOOD DOORS | 081416 - FLUSH WOOD DOORS | A | Leaf size W1; 730 x 2200 high | 3 | Nr | 398 | 1194 | [5 empty] | Leaf size W1; 730 x 2200 high | 3 | Nr | 398 | 1194 | 386.06 | 1158.18
Mansour | 8 | OPENINGS | 081416 | FLUSH WOOD DOORS | AR | Item | 271 | Flush wood doors; semi-solid core, 43 thick, leaf construction type 1; comprising preservative treated softwood framing and noggins faced both sides with 6 mm plywood glued and pressed to framing and lipped on all edges with hardwood, faced with plastic laminated finish; including fittings and fixings; complete; as specified and as Drg. A-611 | Flush wood doors; semi-solid core, 43 thick, leaf construction type 1; comprising preservative treated softwood framing and noggins faced both sides with 6 mm plywood glued and pressed to framing and lipped on all edges with hardwood, faced with plastic laminated finish; including fittings and fixings; complete; as specified and as Drg. A-611 | B | Leaf size W11; 930 x 2200 high; with glass vision panel | 2 | Nr |  | 0 | [5 empty] | Leaf size W11; 930 x 2200 high; with glass vision panel | 2 | Nr |  | 0 | 0 | 0
Mansour | 8 | OPENINGS | 081416 | FLUSH WOOD DOORS | AR | Item | 272 | 081416 - FLUSH WOOD DOORS | 081416 - FLUSH WOOD DOORS | C | Leaf size W12; 1080 x 2200 high; with glass vision panel | 1 | Nr |  | 0 | [5 empty] | Leaf size W12; 1080 x 2200 high; with glass vision panel | 1 | Nr |  | 0 | 0 | 0
Mansour | 8 | OPENINGS | 081416 | FLUSH WOOD DOORS | AR | Item | 273 | Flush wood doors; semi-solid core, 43 thick, leaf construction type 1; comprising preservative treated softwood framing and noggins faced both sides with 6 mm plywood glued and pressed to framing and lipped on all edges with hardwood, faced with plastic laminated finish; including fittings and fixings; complete; as specified and as Drg. A-611 | Flush wood doors; semi-solid core, 43 thick, leaf construction type 1; comprising preservative treated softwood framing and noggins faced both sides with 6 mm plywood glued and pressed to framing and lipped on all edges with hardwood, faced with plastic laminated finish; including fittings and fixings; complete; as specified and as Drg. A-611 | B | Leaf size W14; 900 x 2200 high; with glass vision panel | 1 | Nr | 425 | 425 | [5 empty] | Leaf size W14; 900 x 2200 high; with glass vision panel | 1 | Nr | 425 | 425 | 412.25 | 412.25
Mansour | 8 | OPENINGS | 081416 | FLUSH WOOD DOORS | AR | Item | 274 | 081416 - FLUSH WOOD DOORS | 081416 - FLUSH WOOD DOORS | E | Leaf size W2; 830 x 2200 high | 5 | Nr |  | 0 | [5 empty] | Leaf size W2; 830 x 2200 high | 5 | Nr |  | 0 | 0 | 0
Mansour | 8 | OPENINGS | 081416 | FLUSH WOOD DOORS | AR | Item | 275 | Flush wood doors; semi-solid core, 43 thick, leaf construction type 1; comprising preservative treated softwood framing and noggins faced both sides with 6 mm plywood glued and pressed to framing and lipped on all edges with hardwood, faced with plastic laminated finish; including fittings and fixings; complete; as specified and as Drg. A-611 | Flush wood doors; semi-solid core, 43 thick, leaf construction type 1; comprising preservative treated softwood framing and noggins faced both sides with 6 mm plywood glued and pressed to framing and lipped on all edges with hardwood, faced with plastic laminated finish; including fittings and fixings; complete; as specified and as Drg. A-611 | C | Leaf size W3; 930 x 2200 high | 9 | Nr | 451 | 4059 | [5 empty] | Leaf size W3; 930 x 2200 high | 9 | Nr | 451 | 4059 | 437.47 | 3937.23
Mansour | 8 | OPENINGS | 081416 | FLUSH WOOD DOORS | AR | Item | 276 | 081416 - FLUSH WOOD DOORS | 081416 - FLUSH WOOD DOORS | D | Leaf size W4; 1080 x 2200 high | 6 | Nr | 531 | 3186 | [5 empty] | Leaf size W4; 1080 x 2200 high | 6 | Nr | 531 | 3186 | 515.07 | 3090.42
Mansour | 8 | OPENINGS | 081416 | FLUSH WOOD DOORS | AR | Item | 277 | Flush wood doors; semi-solid core, 43 thick, leaf construction type 1; comprising preservative treated softwood framing and noggins faced both sides with 6 mm plywood glued and pressed to framing and lipped on all edges with hardwood, faced with plastic laminated finish; including fittings and fixings; complete; as specified and as Drg. A-611 | Flush wood doors; semi-solid core, 43 thick, leaf construction type 1; comprising preservative treated softwood framing and noggins faced both sides with 6 mm plywood glued and pressed to framing and lipped on all edges with hardwood, faced with plastic laminated finish; including fittings and fixings; complete; as specified and as Drg. A-611 | H | Leaf size W6; 1830 x 2200 high; double leaf; | 1 | Nr |  | 0 | [5 empty] | Leaf size W6; 1830 x 2200 high; double leaf; | 1 | Nr |  | 0 | 0 | 0
Mansour | 8 | OPENINGS | 081416 | FLUSH WOOD DOORS | AR | Item | 278 | 081416 - FLUSH WOOD DOORS | 081416 - FLUSH WOOD DOORS | E | Leaf size W9; 900 x 2200 high | 1 | Nr | 451 | 451 | [5 empty] | Leaf size W9; 900 x 2200 high | 1 | Nr | 451 | 451 | 437.47 | 437.47
Mansour | 8 | OPENINGS | 081416 | FLUSH WOOD DOORS | AR | Other | 279 | Flush wood doors; solid core, 43 thick, leaf construction type 2, fire rated, comprising hardwood framing and noggins; particle core faced both sides with 6 mm plywood lipped on all edges with hardwood, veneered faced, finished to receive clear finish paint; including intumescent strip, fittings and fixings; complete; as specified and as Drg. A-611 | Flush wood doors; solid core, 43 thick, leaf construction type 2, fire rated, comprising hardwood framing and noggins; particle core faced both sides with 6 mm plywood lipped on all edges with hardwood, veneered faced, finished to receive clear finish paint; including intumescent strip, fittings and fixings; complete; as specified and as Drg. A-611 |  | Flush wood doors; solid core, 43 thick, leaf construction type 2, fire rated, comprising hardwood framing and noggins; particle core faced both sides with 6 mm plywood lipped on all edges with hardwood, veneered faced, finished to receive clear finish paint; including intumescent strip, fittings and fixings; complete; as specified and as Drg. A-611 | [9 empty] | Flush wood doors; solid core, 43 thick, leaf construction type 2, fire rated, comprising hardwood framing and noggins; particle core faced both sides with 6 mm plywood lipped on all edges with hardwood, veneered faced, finished to receive clear finish paint; including intumescent strip, fittings and fixings; complete; as specified and as Drg. A-611
Mansour | 8 | OPENINGS | 081416 | FLUSH WOOD DOORS | AR | Item | 280 | 081416 - FLUSH WOOD DOORS | 081416 - FLUSH WOOD DOORS | A | Leaf size W10; 1530 x 2200 high; 60 minutes; double leaf | 1 | Nr |  | 0 | [5 empty] | Leaf size W10; 1530 x 2200 high; 60 minutes; double leaf | 1 | Nr |  |  | 0 | 0
Mansour | 8 | OPENINGS | 081416 | FLUSH WOOD DOORS | AR | Other | 281 | Flush wood doors; solid core, 43 thick, leaf construction type 2, fire rated, comprising hardwood framing and noggins; particle core faced both sides with 6 mm plywood lipped on all edges with hardwood, faced with plastic laminated finish; including intumescent strip, fittings and fixings; complete; as specified and as Drg. A-611 | Flush wood doors; solid core, 43 thick, leaf construction type 2, fire rated, comprising hardwood framing and noggins; particle core faced both sides with 6 mm plywood lipped on all edges with hardwood, faced with plastic laminated finish; including intumescent strip, fittings and fixings; complete; as specified and as Drg. A-611 |  | Flush wood doors; solid core, 43 thick, leaf construction type 2, fire rated, comprising hardwood framing and noggins; particle core faced both sides with 6 mm plywood lipped on all edges with hardwood, faced with plastic laminated finish; including intumescent strip, fittings and fixings; complete; as specified and as Drg. A-611 | [9 empty] | Flush wood doors; solid core, 43 thick, leaf construction type 2, fire rated, comprising hardwood framing and noggins; particle core faced both sides with 6 mm plywood lipped on all edges with hardwood, faced with plastic laminated finish; including intumescent strip, fittings and fixings; complete; as specified and as Drg. A-611
Mansour | 8 | OPENINGS | 081416 | FLUSH WOOD DOORS | AR | Item | 282 | 081416 - FLUSH WOOD DOORS | 081416 - FLUSH WOOD DOORS | B | Leaf size W1; 730 x 2200 high; 45 minutes | 1 | Nr |  | 0 | [5 empty] | Leaf size W1; 730 x 2200 high; 45 minutes | 1 | Nr |  |  | 0 | 0
Mansour | 8 | OPENINGS | 081416 | FLUSH WOOD DOORS | AR | Item | 283 | Flush wood doors; solid core, 43 thick, leaf construction type 2, fire rated, comprising hardwood framing and noggins; particle core faced both sides with 6 mm plywood lipped on all edges with hardwood, faced with plastic laminated finish; including intumescent strip, fittings and fixings; complete; as specified and as Drg. A-611 | Flush wood doors; solid core, 43 thick, leaf construction type 2, fire rated, comprising hardwood framing and noggins; particle core faced both sides with 6 mm plywood lipped on all edges with hardwood, faced with plastic laminated finish; including intumescent strip, fittings and fixings; complete; as specified and as Drg. A-611 | C | Leaf size W1; 730 x 2200 high; 60 minutes | 2 | Nr |  | 0 | [5 empty] | Leaf size W1; 730 x 2200 high; 60 minutes | 2 | Nr |  |  | 0 | 0
Mansour | 8 | OPENINGS | 081416 | FLUSH WOOD DOORS | AR | Item | 284 | 081416 - FLUSH WOOD DOORS | 081416 - FLUSH WOOD DOORS | D | Leaf size W10; 1530 x 2200 high; 60 minutes; double leaf | 1 | Nr |  | 0 | [5 empty] | Leaf size W10; 1530 x 2200 high; 60 minutes; double leaf | 1 | Nr |  |  | 0 | 0
Mansour | 8 | OPENINGS | 081416 | FLUSH WOOD DOORS | AR | Item | 285 | Flush wood doors; solid core, 43 thick, leaf construction type 2, fire rated, comprising hardwood framing and noggins; particle core faced both sides with 6 mm plywood lipped on all edges with hardwood, faced with plastic laminated finish; including intumescent strip, fittings and fixings; complete; as specified and as Drg. A-611 | Flush wood doors; solid core, 43 thick, leaf construction type 2, fire rated, comprising hardwood framing and noggins; particle core faced both sides with 6 mm plywood lipped on all edges with hardwood, faced with plastic laminated finish; including intumescent strip, fittings and fixings; complete; as specified and as Drg. A-611 | A | Leaf size W3; 930 x 2200 high; 60 minutes | 1 | Nr | 929 | 929 | [5 empty] | Leaf size W3; 930 x 2200 high; 60 minutes | 1 | Nr | 929 | 929 | 901.13 | 901.13
Mansour | 8 | OPENINGS | 081416 | FLUSH WOOD DOORS | AR | Item | 286 | 081416 - FLUSH WOOD DOORS | 081416 - FLUSH WOOD DOORS | B | Leaf size W3; 930 x 2200 high; 20 minutes | 2 | Nr | 929 | 1858 | [5 empty] | Leaf size W3; 930 x 2200 high; 20 minutes | 2 | Nr | 929 | 1858 | 901.13 | 1802.26
Mansour | 8 | OPENINGS | 081416 | FLUSH WOOD DOORS | AR | Item | 287 | Flush wood doors; solid core, 43 thick, leaf construction type 2, fire rated, comprising hardwood framing and noggins; particle core faced both sides with 6 mm plywood lipped on all edges with hardwood, faced with plastic laminated finish; including intumescent strip, fittings and fixings; complete; as specified and as Drg. A-611 | Flush wood doors; solid core, 43 thick, leaf construction type 2, fire rated, comprising hardwood framing and noggins; particle core faced both sides with 6 mm plywood lipped on all edges with hardwood, faced with plastic laminated finish; including intumescent strip, fittings and fixings; complete; as specified and as Drg. A-611 | A | Leaf size W3; 930 x 2200 high; 45 minutes | 5 | Nr |  | 0 | [5 empty] | Leaf size W3; 930 x 2200 high; 45 minutes | 5 | Nr |  |  | 0 | 0
Mansour | 8 | OPENINGS | 081416 | FLUSH WOOD DOORS | AR | Item | 288 | 081416 - FLUSH WOOD DOORS | 081416 - FLUSH WOOD DOORS | B | Leaf size W4; 1080 x 2200 high; 60 minutes | 2 | Nr |  | 0 | [5 empty] | Leaf size W4; 1080 x 2200 high; 60 minutes | 2 | Nr |  |  | 0 | 0
Mansour | 8 | OPENINGS | 081416 | FLUSH WOOD DOORS | AR | Item | 289 | Flush wood doors; solid core, 43 thick, leaf construction type 2, fire rated, comprising hardwood framing and noggins; particle core faced both sides with 6 mm plywood lipped on all edges with hardwood, faced with plastic laminated finish; including intumescent strip, fittings and fixings; complete; as specified and as Drg. A-611 | Flush wood doors; solid core, 43 thick, leaf construction type 2, fire rated, comprising hardwood framing and noggins; particle core faced both sides with 6 mm plywood lipped on all edges with hardwood, faced with plastic laminated finish; including intumescent strip, fittings and fixings; complete; as specified and as Drg. A-611 | A | Leaf size W4; 1080 x 2200 high; 20 minutes | 6 | Nr | 1328 | 7968 | [5 empty] | Leaf size W4; 1080 x 2200 high; 20 minutes | 6 | Nr | 1328 | 7968 | 1288.16 | 7728.96
Mansour | 8 | OPENINGS | 081416 | FLUSH WOOD DOORS | AR | Item | 290 | 081416 - FLUSH WOOD DOORS | 081416 - FLUSH WOOD DOORS | B | Leaf size W5; 1530 x 2200 high; 60 minutes; double leaf; with glass vision panel | 2 | Nr | 1992 | 3984 | [5 empty] | Leaf size W5; 1530 x 2200 high; 60 minutes; double leaf; with glass vision panel | 2 | Nr | 1992 | 3984 | 1932.24 | 3864.48
Mansour | 8 | OPENINGS | 081416 | FLUSH WOOD DOORS | AR | Other | 291 | Wood door frames; hardwood, factory primed for painting; including soft wood sub frame, fittings and fixings; as specified and as Drg. A-611 | Wood door frames; hardwood, factory primed for painting; including soft wood sub frame, fittings and fixings; as specified and as Drg. A-611 |  | Wood door frames; hardwood, factory primed for painting; including soft wood sub frame, fittings and fixings; as specified and as Drg. A-611 | [9 empty] | Wood door frames; hardwood, factory primed for painting; including soft wood sub frame, fittings and fixings; as specified and as Drg. A-611
Mansour | 8 | OPENINGS | 081416 | FLUSH WOOD DOORS | AR | Item | 292 | 081416 - FLUSH WOOD DOORS | 081416 - FLUSH WOOD DOORS | C | Type B | 10 | m | 70 | 700 | [5 empty] | Type B | 10 | m | 70 | 700 | 67.9 | 679
Mansour | 8 | OPENINGS | 081416 | FLUSH WOOD DOORS | AR | Other | 293 | Wood door frames, fire rated, factory primed for painting; including sub frame, fittings and fixings; as specified and as Drg. A-611 | Wood door frames, fire rated, factory primed for painting; including sub frame, fittings and fixings; as specified and as Drg. A-611 |  | Wood door frames, fire rated, factory primed for painting; including sub frame, fittings and fixings; as specified and as Drg. A-611 | [9 empty] | Wood door frames, fire rated, factory primed for painting; including sub frame, fittings and fixings; as specified and as Drg. A-611
Mansour | 8 | OPENINGS | 081416 | FLUSH WOOD DOORS | AR | Item | 294 | 081416 - FLUSH WOOD DOORS | 081416 - FLUSH WOOD DOORS | F | Type B; 60 minutes | 6 | m |  | 0 | [5 empty] | Type B; 60 minutes | 6 | m |  |  | 0 | 0
Mansour | 8 | OPENINGS | 081416 | FLUSH WOOD DOORS | AR | Other | 295 | Wood architrave; hardwood, factory primed for painting; including fittings and fixings; to | Wood architrave; hardwood, factory primed for painting; including fittings and fixings; to |  | Wood architrave; hardwood, factory primed for painting; including fittings and fixings; to | [9 empty] | Wood architrave; hardwood, factory primed for painting; including fittings and fixings; to
Mansour | 8 | OPENINGS | 081416 | FLUSH WOOD DOORS | AR | Item | 296 | 081416 - FLUSH WOOD DOORS | 081416 - FLUSH WOOD DOORS | D | Architrave; to frame type B | 48 | m | 16 | 768 | [5 empty] | Architrave; to frame type B | 48 | m | 16 | 768 | 15.52 | 744.96
Mansour | 8 | OPENINGS | 083113 | ACCESS DOORS AND FRAMES | AR | Other | 297 | 083113 - ACCESS DOORS AND FRAMES | 083113 - ACCESS DOORS AND FRAMES |  | 083113 - ACCESS DOORS AND FRAMES | [9 empty] | 083113 - ACCESS DOORS AND FRAMES
Mansour | 8 | OPENINGS | 083113 | ACCESS DOORS AND FRAMES | AR | Other | 298 | Water tank cover; comprising 1.5 thick galvanized steel sheet skins; 50 thick injected polyurethane core, steel angle frame set in concrete; including epoxy paint, hinges, ironmongery, fittings and fixings; complete; as specified and as Drg. A-502; detail 5 | Water tank cover; comprising 1.5 thick galvanized steel sheet skins; 50 thick injected polyurethane core, steel angle frame set in concrete; including epoxy paint, hinges, ironmongery, fittings and fixings; complete; as specified and as Drg. A-502; detail 5 |  | Water tank cover; comprising 1.5 thick galvanized steel sheet skins; 50 thick injected polyurethane core, steel angle frame set in concrete; including epoxy paint, hinges, ironmongery, fittings and fixings; complete; as specified and as Drg. A-502; detail 5 | [9 empty] | Water tank cover; comprising 1.5 thick galvanized steel sheet skins; 50 thick injected polyurethane core, steel angle frame set in concrete; including epoxy paint, hinges, ironmongery, fittings and fixings; complete; as specified and as Drg. A-502; detail 5
Mansour | 8 | OPENINGS | 083113 | ACCESS DOORS AND FRAMES | AR | Item | 299 | 083113 - ACCESS DOORS AND FRAMES | 083113 - ACCESS DOORS AND FRAMES | A | Size 600 x 600 | 2 | Nr | 332 | 664 | [5 empty] | Size 600 x 600 | 2 | Nr | 332 | 664 | 322.04 | 644.08
Mansour | 8 | OPENINGS | 083113 | ACCESS DOORS AND FRAMES | AR | Other | 300 | Shaft access panels; comprising 100 x 50 preservative treated softwood frame, 12 thick blockboard, with hardwood edging, 6 thick plywood facing on both sides, finished to receive paint; including hinges, architrave, paint, ironmongery, fittings and fixings; complete; as specified and as Drg. A-501; detail 7 | Shaft access panels; comprising 100 x 50 preservative treated softwood frame, 12 thick blockboard, with hardwood edging, 6 thick plywood facing on both sides, finished to receive paint; including hinges, architrave, paint, ironmongery, fittings and fixings; complete; as specified and as Drg. A-501; detail 7 |  | Shaft access panels; comprising 100 x 50 preservative treated softwood frame, 12 thick blockboard, with hardwood edging, 6 thick plywood facing on both sides, finished to receive paint; including hinges, architrave, paint, ironmongery, fittings and fixings; complete; as specified and as Drg. A-501; detail 7 | [9 empty] | Shaft access panels; comprising 100 x 50 preservative treated softwood frame, 12 thick blockboard, with hardwood edging, 6 thick plywood facing on both sides, finished to receive paint; including hinges, architrave, paint, ironmongery, fittings and fixings; complete; as specified and as Drg. A-501; detail 7
Mansour | 8 | OPENINGS | 083113 | ACCESS DOORS AND FRAMES | AR | Item | 301 | 083113 - ACCESS DOORS AND FRAMES | 083113 - ACCESS DOORS AND FRAMES | B | Size 1500 x 1200 high | 1 | Nr | 332 | 332 | [5 empty] | Size 1500 x 1200 high | 1 | Nr | 332 | 332 | 322.04 | 322.04
Mansour | 8 | OPENINGS | 083113 | ACCESS DOORS AND FRAMES | AR | Other | 302 | Electrical closets door; comprising 40 x 20 x 3 thick galvanized steel channel frame; 3 thick fixed steel louvers, polyurethane foam filling, with associated steel frame and hardware, factory primed for painting; including paint, ironmongery, all necessary fixings and fittings; complete; as specified and as Drg. A-501; detail 6 | Electrical closets door; comprising 40 x 20 x 3 thick galvanized steel channel frame; 3 thick fixed steel louvers, polyurethane foam filling, with associated steel frame and hardware, factory primed for painting; including paint, ironmongery, all necessary fixings and fittings; complete; as specified and as Drg. A-501; detail 6 |  | Electrical closets door; comprising 40 x 20 x 3 thick galvanized steel channel frame; 3 thick fixed steel louvers, polyurethane foam filling, with associated steel frame and hardware, factory primed for painting; including paint, ironmongery, all necessary fixings and fittings; complete; as specified and as Drg. A-501; detail 6 | [9 empty] | Electrical closets door; comprising 40 x 20 x 3 thick galvanized steel channel frame; 3 thick fixed steel louvers, polyurethane foam filling, with associated steel frame and hardware, factory primed for painting; including paint, ironmongery, all necessary fixings and fittings; complete; as specified and as Drg. A-501; detail 6 |  |  |  | 0
Mansour | 8 | OPENINGS | 083113 | ACCESS DOORS AND FRAMES | AR | Item | 303 | 083113 - ACCESS DOORS AND FRAMES | 083113 - ACCESS DOORS AND FRAMES | C | Closet; size 1000 x 1950 high | 2 | Nr |  | 0 | [5 empty] | Closet; size 1000 x 1950 high | 2 | Nr |  | 0 | 0 | 0
Mansour | 8 | OPENINGS | 083113 | ACCESS DOORS AND FRAMES | AR | Item | 304 | Electrical closets door; comprising 40 x 20 x 3 thick galvanized steel channel frame; 3 thick fixed steel louvers, polyurethane foam filling, with associated steel frame and hardware, factory primed for painting; including paint, ironmongery, all necessary fixings and fittings; complete; as specified and as Drg. A-501; detail 6 | Electrical closets door; comprising 40 x 20 x 3 thick galvanized steel channel frame; 3 thick fixed steel louvers, polyurethane foam filling, with associated steel frame and hardware, factory primed for painting; including paint, ironmongery, all necessary fixings and fittings; complete; as specified and as Drg. A-501; detail 6 | C | Closet; size 1400 x 1950 high | 1 | Nr | 850 | 850 | [5 empty] | Closet; size 1400 x 1950 high | 1 | Nr | 850 | 850 | 824.5 | 824.5
Mansour | 8 | OPENINGS | 083213 | SLIDING ALUMINIUM-FRAMED GLASS DOORS | AR | Other | 305 | 083213 - SLIDING ALUMINIUM-FRAMED GLASS DOORS | 083213 - SLIDING ALUMINIUM-FRAMED GLASS DOORS |  | 083213 - SLIDING ALUMINIUM-FRAMED GLASS DOORS | [9 empty] | 083213 - SLIDING ALUMINIUM-FRAMED GLASS DOORS
Mansour | 8 | OPENINGS | 083213 | SLIDING ALUMINIUM-FRAMED GLASS DOORS | AR | Other | 306 | Sliding aluminum glass doors and screens; high performance organic PVDF coating finish; including sub frames, bedding, pointing, glazing gaskets and beads, suspension system, rails, fittings, fixings and ironmongery; glazing; as Drg. A-600 | Sliding aluminum glass doors and screens; high performance organic PVDF coating finish; including sub frames, bedding, pointing, glazing gaskets and beads, suspension system, rails, fittings, fixings and ironmongery; glazing; as Drg. A-600 |  | Sliding aluminum glass doors and screens; high performance organic PVDF coating finish; including sub frames, bedding, pointing, glazing gaskets and beads, suspension system, rails, fittings, fixings and ironmongery; glazing; as Drg. A-600 | [9 empty] | Sliding aluminum glass doors and screens; high performance organic PVDF coating finish; including sub frames, bedding, pointing, glazing gaskets and beads, suspension system, rails, fittings, fixings and ironmongery; glazing; as Drg. A-600
Mansour | 8 | OPENINGS | 083213 | SLIDING ALUMINIUM-FRAMED GLASS DOORS | AR | Item | 307 | 083213 - SLIDING ALUMINIUM-FRAMED GLASS DOORS | 083213 - SLIDING ALUMINIUM-FRAMED GLASS DOORS | A | Type 07; 2000 x 2300 high | 6 | Nr | 2272 | 13632 | [5 empty] | Type 07; 2000 x 2300 high | 6 | Nr | 2272 | 13632 | 2203.84 | 13223.04
Mansour | 8 | OPENINGS | 083213 | SLIDING ALUMINIUM-FRAMED GLASS DOORS | AR | Item | 308 | Sliding aluminum glass doors and screens; high performance organic PVDF coating finish; including sub frames, bedding, pointing, glazing gaskets and beads, suspension system, rails, fittings, fixings and ironmongery; glazing; as Drg. A-600 | Sliding aluminum glass doors and screens; high performance organic PVDF coating finish; including sub frames, bedding, pointing, glazing gaskets and beads, suspension system, rails, fittings, fixings and ironmongery; glazing; as Drg. A-600 | B | Type 11; 2800 x 2200 high | 1 | Nr | 3983 | 3983 | [5 empty] | Type 11; 2800 x 2200 high | 1 | Nr | 3983 | 3983 | 3863.51 | 3863.51
Mansour | 8 | OPENINGS | 083213 | SLIDING ALUMINIUM-FRAMED GLASS DOORS | AR | Item | 309 | 083213 - SLIDING ALUMINIUM-FRAMED GLASS DOORS | 083213 - SLIDING ALUMINIUM-FRAMED GLASS DOORS | C | Type 27; 3550 x 2300 high | 1 | Nr | 4396 | 4396 | [5 empty] | Type 27; 3550 x 2300 high | 1 | Nr | 4396 | 4396 | 4264.12 | 4264.12
Mansour | 8 | OPENINGS | 084113 | ALUMINUM FRAMED ENTRANCES AND STOREFRONTS | AR | Other | 310 | 084113 - ALUMINUM FRAMED ENTRANCES AND STOREFRONTS | 084113 - ALUMINUM FRAMED ENTRANCES AND STOREFRONTS |  | 084113 - ALUMINUM FRAMED ENTRANCES AND STOREFRONTS | [9 empty] | 084113 - ALUMINUM FRAMED ENTRANCES AND STOREFRONTS
Mansour | 8 | OPENINGS | 084113 | ALUMINUM FRAMED ENTRANCES AND STOREFRONTS | AR | Other | 311 | Aluminum alloy glazed doors and screens; high performance organic PVDF coating finish; including timber sub frames, bedding, pointing, glazing gaskets and beads, fittings, fixings and ironmongery, glazing; as Drg. A-600 | Aluminum alloy glazed doors and screens; high performance organic PVDF coating finish; including timber sub frames, bedding, pointing, glazing gaskets and beads, fittings, fixings and ironmongery, glazing; as Drg. A-600 |  | Aluminum alloy glazed doors and screens; high performance organic PVDF coating finish; including timber sub frames, bedding, pointing, glazing gaskets and beads, fittings, fixings and ironmongery, glazing; as Drg. A-600 | [9 empty] | Aluminum alloy glazed doors and screens; high performance organic PVDF coating finish; including timber sub frames, bedding, pointing, glazing gaskets and beads, fittings, fixings and ironmongery, glazing; as Drg. A-600
Mansour | 8 | OPENINGS | 084113 | ALUMINUM FRAMED ENTRANCES AND STOREFRONTS | AR | Item | 312 | 084113 - ALUMINUM FRAMED ENTRANCES AND STOREFRONTS | 084113 - ALUMINUM FRAMED ENTRANCES AND STOREFRONTS | D | Type 02; overall size 1800 x 2300 high | 1 | Nr |  | 0 | [5 empty] | Type 02; overall size 1800 x 2300 high | 1 | Nr |  |  | 0 | 0
Mansour | 8 | OPENINGS | 084113 | ALUMINUM FRAMED ENTRANCES AND STOREFRONTS | AR | Item | 313 | Aluminum alloy glazed doors and screens; high performance organic PVDF coating finish; including timber sub frames, bedding, pointing, glazing gaskets and beads, fittings, fixings and ironmongery, glazing; as Drg. A-600 | Aluminum alloy glazed doors and screens; high performance organic PVDF coating finish; including timber sub frames, bedding, pointing, glazing gaskets and beads, fittings, fixings and ironmongery, glazing; as Drg. A-600 | E | Type 20; overall size 8250 x 2900 high | 1 | Nr |  | 0 | [5 empty] | Type 20; overall size 8250 x 2900 high | 1 | Nr |  |  | 0 | 0
Mansour | 8 | OPENINGS | 084113 | ALUMINUM FRAMED ENTRANCES AND STOREFRONTS | AR | Item | 314 | 084113 - ALUMINUM FRAMED ENTRANCES AND STOREFRONTS | 084113 - ALUMINUM FRAMED ENTRANCES AND STOREFRONTS | F | Type 21; overall size 4660 x 2400 high | 1 | Nr |  | 0 | [5 empty] | Type 21; overall size 4660 x 2400 high | 1 | Nr |  |  | 0 | 0
Mansour | 8 | OPENINGS | 084113 | ALUMINUM FRAMED ENTRANCES AND STOREFRONTS | AR | Item | 315 | Aluminum alloy glazed doors and screens; high performance organic PVDF coating finish; including timber sub frames, bedding, pointing, glazing gaskets and beads, fittings, fixings and ironmongery, glazing; as Drg. A-600 | Aluminum alloy glazed doors and screens; high performance organic PVDF coating finish; including timber sub frames, bedding, pointing, glazing gaskets and beads, fittings, fixings and ironmongery, glazing; as Drg. A-600 | G | Type 24; overall size 2100 x 3900 high | 1 | Nr |  | 0 | [5 empty] | Type 24; overall size 2100 x 3900 high | 1 | Nr |  |  | 0 | 0
Mansour | 8 | OPENINGS | 085113 | ALUMINUM WINDOWS | AR | Other | 316 | 085113 - ALUMINUM WINDOWS | 085113 - ALUMINUM WINDOWS |  | 085113 - ALUMINUM WINDOWS | [9 empty] | 085113 - ALUMINUM WINDOWS
Mansour | 8 | OPENINGS | 085113 | ALUMINUM WINDOWS | AR | Other | 317 | Window and screens; aluminum alloy; high performance organic PVDF coating finish; including sub frame, fixings, bedding, pointing, glazing gaskets and beads, ironmongery, glazing; complete; as specified and as Drg. A-600 | Window and screens; aluminum alloy; high performance organic PVDF coating finish; including sub frame, fixings, bedding, pointing, glazing gaskets and beads, ironmongery, glazing; complete; as specified and as Drg. A-600 |  | Window and screens; aluminum alloy; high performance organic PVDF coating finish; including sub frame, fixings, bedding, pointing, glazing gaskets and beads, ironmongery, glazing; complete; as specified and as Drg. A-600 | [9 empty] | Window and screens; aluminum alloy; high performance organic PVDF coating finish; including sub frame, fixings, bedding, pointing, glazing gaskets and beads, ironmongery, glazing; complete; as specified and as Drg. A-600
Mansour | 8 | OPENINGS | 085113 | ALUMINUM WINDOWS | AR | Item | 318 | 085113 - ALUMINUM WINDOWS | 085113 - ALUMINUM WINDOWS | A | Type 01; 1100 x 1500 high | 2 | Nr | 969 | 1938 | [5 empty] | Type 01; 1100 x 1500 high | 2 | Nr | 969 | 1938 | 939.93 | 1879.86
Mansour | 8 | OPENINGS | 085113 | ALUMINUM WINDOWS | AR | Item | 319 | Window and screens; aluminum alloy; high performance organic PVDF coating finish; including sub frame, fixings, bedding, pointing, glazing gaskets and beads, ironmongery, glazing; complete; as specified and as Drg. A-600 | Window and screens; aluminum alloy; high performance organic PVDF coating finish; including sub frame, fixings, bedding, pointing, glazing gaskets and beads, ironmongery, glazing; complete; as specified and as Drg. A-600 | B | Type 03; 1600 x 1500 high | 3 | Nr |  | 0 | [5 empty] | Type 03; 1600 x 1500 high | 3 | Nr |  | 0 | 0 | 0
Mansour | 8 | OPENINGS | 085113 | ALUMINUM WINDOWS | AR | Item | 320 | 085113 - ALUMINUM WINDOWS | 085113 - ALUMINUM WINDOWS | C | Type 06; 1800 x 1300 high | 2 | Nr |  | 0 | [5 empty] | Type 06; 1800 x 1300 high | 2 | Nr |  | 0 | 0 | 0
Mansour | 8 | OPENINGS | 085113 | ALUMINUM WINDOWS | AR | Item | 321 | Window and screens; aluminum alloy; high performance organic PVDF coating finish; including sub frame, fixings, bedding, pointing, glazing gaskets and beads, ironmongery, glazing; complete; as specified and as Drg. A-600 | Window and screens; aluminum alloy; high performance organic PVDF coating finish; including sub frame, fixings, bedding, pointing, glazing gaskets and beads, ironmongery, glazing; complete; as specified and as Drg. A-600 | D | Type 08; 1900 x 1800 high | 1 | Nr |  | 0 | [5 empty] | Type 08; 1900 x 1800 high | 1 | Nr |  | 0 | 0 | 0
Mansour | 8 | OPENINGS | 085113 | ALUMINUM WINDOWS | AR | Item | 322 | 085113 - ALUMINUM WINDOWS | 085113 - ALUMINUM WINDOWS | B | Type 09; 1800 x 1300 high | 2 | Nr | 1370 | 2740 | [5 empty] | Type 09; 1800 x 1300 high | 2 | Nr | 1370 | 2740 | 1328.9 | 2657.8
Mansour | 8 | OPENINGS | 085113 | ALUMINUM WINDOWS | AR | Item | 323 | Window and screens; aluminum alloy; high performance organic PVDF coating finish; including sub frame, fixings, bedding, pointing, glazing gaskets and beads, ironmongery, glazing; complete; as specified and as Drg. A-600 | Window and screens; aluminum alloy; high performance organic PVDF coating finish; including sub frame, fixings, bedding, pointing, glazing gaskets and beads, ironmongery, glazing; complete; as specified and as Drg. A-600 | F | Type 10; 900 x 1300 high | 2 | Nr |  | 0 | [5 empty] | Type 10; 900 x 1300 high | 2 | Nr |  | 0 | 0 | 0
Mansour | 8 | OPENINGS | 085113 | ALUMINUM WINDOWS | AR | Item | 324 | 085113 - ALUMINUM WINDOWS | 085113 - ALUMINUM WINDOWS | G | Type 12; 1075 x 2900 high | 2 | Nr |  | 0 | [5 empty] | Type 12; 1075 x 2900 high | 2 | Nr |  | 0 | 0 | 0
Mansour | 8 | OPENINGS | 085113 | ALUMINUM WINDOWS | AR | Item | 325 | Window and screens; aluminum alloy; high performance organic PVDF coating finish; including sub frame, fixings, bedding, pointing, glazing gaskets and beads, ironmongery, glazing; complete; as specified and as Drg. A-600 | Window and screens; aluminum alloy; high performance organic PVDF coating finish; including sub frame, fixings, bedding, pointing, glazing gaskets and beads, ironmongery, glazing; complete; as specified and as Drg. A-600 | H | Type 13; 750 x 500 high | 6 | Nr |  | 0 | [5 empty] | Type 13; 750 x 500 high | 6 | Nr |  | 0 | 0 | 0
Mansour | 8 | OPENINGS | 085113 | ALUMINUM WINDOWS | AR | Item | 326 | 085113 - ALUMINUM WINDOWS | 085113 - ALUMINUM WINDOWS | J | Type 14; 2100 x 2900 high | 2 | Nr |  | 0 | [5 empty] | Type 14; 2100 x 2900 high | 2 | Nr |  | 0 | 0 | 0
Mansour | 8 | OPENINGS | 085113 | ALUMINUM WINDOWS | AR | Item | 327 | Window and screens; aluminum alloy; high performance organic PVDF coating finish; including sub frame, fixings, bedding, pointing, glazing gaskets and beads, ironmongery, glazing; complete; as specified and as Drg. A-600 | Window and screens; aluminum alloy; high performance organic PVDF coating finish; including sub frame, fixings, bedding, pointing, glazing gaskets and beads, ironmongery, glazing; complete; as specified and as Drg. A-600 | K | Type 15; 2200 x 1100 high | 1 | Nr |  | 0 | [5 empty] | Type 15; 2200 x 1100 high | 1 | Nr |  | 0 | 0 | 0
Mansour | 8 | OPENINGS | 085113 | ALUMINUM WINDOWS | AR | Item | 328 | 085113 - ALUMINUM WINDOWS | 085113 - ALUMINUM WINDOWS | L | Type 16; 1400 x 1500 high | 4 | Nr |  | 0 | [5 empty] | Type 16; 1400 x 1500 high | 4 | Nr |  | 0 | 0 | 0
Mansour | 8 | OPENINGS | 085113 | ALUMINUM WINDOWS | AR | Item | 329 | Window and screens; aluminum alloy; high performance organic PVDF coating finish; including sub frame, fixings, bedding, pointing, glazing gaskets and beads, ironmongery, glazing; complete; as specified and as Drg. A-600 | Window and screens; aluminum alloy; high performance organic PVDF coating finish; including sub frame, fixings, bedding, pointing, glazing gaskets and beads, ironmongery, glazing; complete; as specified and as Drg. A-600 | M | Type 17; 1450 x 1100 high | 2 | Nr |  | 0 | [5 empty] | Type 17; 1450 x 1100 high | 2 | Nr |  | 0 | 0 | 0
Mansour | 8 | OPENINGS | 085113 | ALUMINUM WINDOWS | AR | Item | 330 | 085113 - ALUMINUM WINDOWS | 085113 - ALUMINUM WINDOWS | C | Type 18; 1600 x 550 high | 3 | Nr | 664 | 1992 | [5 empty] | Type 18; 1600 x 550 high | 3 | Nr | 664 | 1992 | 644.08 | 1932.24
Mansour | 8 | OPENINGS | 085113 | ALUMINUM WINDOWS | AR | Item | 331 | Window and screens; aluminum alloy; high performance organic PVDF coating finish; including sub frame, fixings, bedding, pointing, glazing gaskets and beads, ironmongery, glazing; complete; as specified and as Drg. A-600 | Window and screens; aluminum alloy; high performance organic PVDF coating finish; including sub frame, fixings, bedding, pointing, glazing gaskets and beads, ironmongery, glazing; complete; as specified and as Drg. A-600 | P | Type 22; 4275 x 2300 high | 1 | Nr |  | 0 | [5 empty] | Type 22; 4275 x 2300 high | 1 | Nr |  | 0 | 0 | 0
Mansour | 8 | OPENINGS | 085113 | ALUMINUM WINDOWS | AR | Item | 332 | 085113 - ALUMINUM WINDOWS | 085113 - ALUMINUM WINDOWS | D | Type 23; 1800 x 1000 high | 1 | Nr | 1062 | 1062 | [5 empty] | Type 23; 1800 x 1000 high | 1 | Nr | 1062 | 1062 | 1030.14 | 1030.14
Mansour | 8 | OPENINGS | 085113 | ALUMINUM WINDOWS | AR | Item | 333 | Window and screens; aluminum alloy; high performance organic PVDF coating finish; including sub frame, fixings, bedding, pointing, glazing gaskets and beads, ironmongery, glazing; complete; as specified and as Drg. A-600 | Window and screens; aluminum alloy; high performance organic PVDF coating finish; including sub frame, fixings, bedding, pointing, glazing gaskets and beads, ironmongery, glazing; complete; as specified and as Drg. A-600 | A | Type 26; 2750 x 1100 high | 2 | Nr |  | 0 | [5 empty] | Type 26; 2750 x 1100 high | 2 | Nr |  |  | 0 | 0
Mansour | 8 | OPENINGS | 085113 | ALUMINUM WINDOWS | AR | Item | 334 | 085113 - ALUMINUM WINDOWS | 085113 - ALUMINUM WINDOWS | A | Type 27; 3550 x 2500 high | 1 | Nr | 4374 | 4374 | [5 empty] | Type 27; 3550 x 2500 high | 1 | Nr | 4374 | 4374 | 4242.78 | 4242.78
Mansour | 8 | OPENINGS | 085113 | ALUMINUM WINDOWS | AR | Item | 335 | Window and screens; aluminum alloy; high performance organic PVDF coating finish; including sub frame, fixings, bedding, pointing, glazing gaskets and beads, ironmongery, glazing; complete; as specified and as Drg. A-600 | Window and screens; aluminum alloy; high performance organic PVDF coating finish; including sub frame, fixings, bedding, pointing, glazing gaskets and beads, ironmongery, glazing; complete; as specified and as Drg. A-600 | C | Type 28; 2400 x 2300 high | 2 | Nr |  | 0 | [5 empty] | Type 28; 2400 x 2300 high | 2 | Nr |  |  | 0 | 0
Mansour | 8 | OPENINGS | 087111 | DOOR HARDWARE (SCHEDULED BY DESCRIBING PRODUCTS) | AR | Other | 336 | 087111 - DOOR HARDWARE (SCHEDULED BY DESCRIBING PRODUCTS) | 087111 - DOOR HARDWARE (SCHEDULED BY DESCRIBING PRODUCTS) |  | 087111 - DOOR HARDWARE (SCHEDULED BY DESCRIBING PRODUCTS) | [9 empty] | 087111 - DOOR HARDWARE (SCHEDULED BY DESCRIBING PRODUCTS)
Mansour | 8 | OPENINGS | 087111 | DOOR HARDWARE (SCHEDULED BY DESCRIBING PRODUCTS) | AR | Other | 337 | Door hardware sets; including all ironmongery and accessories as per hardware sets scheduled by describing products; as specified and as Drg. A-611 | For non fire rated doors |  | Door hardware sets; including all ironmongery and accessories as per hardware sets scheduled by describing products; as specified and as Drg. A-611 | [9 empty] | Door hardware sets; including all ironmongery and accessories as per hardware sets scheduled by describing products; as specified and as Drg. A-611
Mansour | 8 | OPENINGS | 087111 | DOOR HARDWARE (SCHEDULED BY DESCRIBING PRODUCTS) | AR | Other | 338 | Door hardware sets; including all ironmongery and accessories as per hardware sets scheduled by describing products; as specified and as Drg. A-611 | For non fire rated doors |  | For non fire rated doors | [9 empty] | For non fire rated doors
Mansour | 8 | OPENINGS | 087111 | DOOR HARDWARE (SCHEDULED BY DESCRIBING PRODUCTS) | AR | Item | 339 | Door hardware sets; including all ironmongery and accessories as per hardware sets scheduled by describing products; as specified and as Drg. A-611 | For non fire rated doors | B | Type HW1 | 1 | Nr | 285 | 285 | [5 empty] | Type HW1 | 7 | Nr | 285 | 1995 | 276.45 | 1935.15
Mansour | 8 | OPENINGS | 087111 | DOOR HARDWARE (SCHEDULED BY DESCRIBING PRODUCTS) | AR | Item | 340 | Door hardware sets; including all ironmongery and accessories as per hardware sets scheduled by describing products; as specified and as Drg. A-611 | For non fire rated doors | E | Type HW10 | 1 | Nr |  | 0 | [5 empty] | Type HW10 | 1 | Nr |  | 0 | 0 | 0
Mansour | 8 | OPENINGS | 087111 | DOOR HARDWARE (SCHEDULED BY DESCRIBING PRODUCTS) | AR | Item | 341 | Door hardware sets; including all ironmongery and accessories as per hardware sets scheduled by describing products; as specified and as Drg. A-611 | For non fire rated doors | F | Type HW10a | 1 | Nr |  | 0 | [5 empty] | Type HW10a | 1 | Nr |  | 0 | 0 | 0
Mansour | 8 | OPENINGS | 087111 | DOOR HARDWARE (SCHEDULED BY DESCRIBING PRODUCTS) | AR | Item | 342 | Door hardware sets; including all ironmongery and accessories as per hardware sets scheduled by describing products; as specified and as Drg. A-611 | For non fire rated doors | G | Type HW11 | 4 | Nr |  | 0 | [5 empty] | Type HW11 | 4 | Nr |  | 0 | 0 | 0
Mansour | 8 | OPENINGS | 087111 | DOOR HARDWARE (SCHEDULED BY DESCRIBING PRODUCTS) | AR | Item | 343 | Door hardware sets; including all ironmongery and accessories as per hardware sets scheduled by describing products; as specified and as Drg. A-611 | For non fire rated doors | C | Type HW12 | 3 | Nr | 153 | 459 | [5 empty] | Type HW12 | 3 | Nr | 153 | 459 | 148.41 | 445.23
Mansour | 8 | OPENINGS | 087111 | DOOR HARDWARE (SCHEDULED BY DESCRIBING PRODUCTS) | AR | Item | 344 | Door hardware sets; including all ironmongery and accessories as per hardware sets scheduled by describing products; as specified and as Drg. A-611 | For non fire rated doors | J | Type HW14 | 1 | Nr |  | 0 | [5 empty] | Type HW14 | 1 | Nr |  | 0 | 0 | 0
Mansour | 8 | OPENINGS | 087111 | DOOR HARDWARE (SCHEDULED BY DESCRIBING PRODUCTS) | AR | Item | 345 | Door hardware sets; including all ironmongery and accessories as per hardware sets scheduled by describing products; as specified and as Drg. A-611 | For non fire rated doors | K | Type HW15 | 1 | Nr |  | 0 | [5 empty] | Type HW15 | 1 | Nr |  | 0 | 0 | 0
Mansour | 8 | OPENINGS | 087111 | DOOR HARDWARE (SCHEDULED BY DESCRIBING PRODUCTS) | AR | Item | 346 | Door hardware sets; including all ironmongery and accessories as per hardware sets scheduled by describing products; as specified and as Drg. A-611 | For non fire rated doors | D | Type HW15b | 1 | Nr | 272 | 272 | [5 empty] | Type HW15b | 1 | Nr | 272 | 272 | 263.84 | 263.84
Mansour | 8 | OPENINGS | 087111 | DOOR HARDWARE (SCHEDULED BY DESCRIBING PRODUCTS) | AR | Item | 347 | Door hardware sets; including all ironmongery and accessories as per hardware sets scheduled by describing products; as specified and as Drg. A-611 | For non fire rated doors | E | Type HW16 | 2 | Nr | 300 | 600 | [5 empty] | Type HW16 | 2 | Nr | 300 | 600 | 291 | 582
Mansour | 8 | OPENINGS | 087111 | DOOR HARDWARE (SCHEDULED BY DESCRIBING PRODUCTS) | AR | Item | 348 | Door hardware sets; including all ironmongery and accessories as per hardware sets scheduled by describing products; as specified and as Drg. A-611 | For non fire rated doors | N | Type HW18 | 1 | Nr |  | 0 | [5 empty] | Type HW18 | 1 | Nr |  | 0 | 0 | 0
Mansour | 8 | OPENINGS | 087111 | DOOR HARDWARE (SCHEDULED BY DESCRIBING PRODUCTS) | AR | Item | 349 | Door hardware sets; including all ironmongery and accessories as per hardware sets scheduled by describing products; as specified and as Drg. A-611 | For non fire rated doors | P | Type HW19 | 1 | Nr |  | 0 | [5 empty] | Type HW19 | 1 | Nr |  | 0 | 0 | 0
Mansour | 8 | OPENINGS | 087111 | DOOR HARDWARE (SCHEDULED BY DESCRIBING PRODUCTS) | AR | Item | 350 | Door hardware sets; including all ironmongery and accessories as per hardware sets scheduled by describing products; as specified and as Drg. A-611 | For non fire rated doors | A | Type HW19b | 1 | Nr |  | 0 | [5 empty] | Type HW19b | 1 | Nr |  | 0 | 0 | 0
Mansour | 8 | OPENINGS | 087111 | DOOR HARDWARE (SCHEDULED BY DESCRIBING PRODUCTS) | AR | Item | 351 | Door hardware sets; including all ironmongery and accessories as per hardware sets scheduled by describing products; as specified and as Drg. A-611 | For non fire rated doors | A | Type HW20 | 4 | Nr | 82 | 328 | [5 empty] | Type HW20 | 4 | Nr | 82 | 328 | 79.54 | 318.16
Mansour | 8 | OPENINGS | 087111 | DOOR HARDWARE (SCHEDULED BY DESCRIBING PRODUCTS) | AR | Item | 352 | Door hardware sets; including all ironmongery and accessories as per hardware sets scheduled by describing products; as specified and as Drg. A-611 | For non fire rated doors | B | Type HW21 | 1 | Nr | 177 | 177 | [5 empty] | Type HW21 | 1 | Nr | 177 | 177 | 171.69 | 171.69
Mansour | 8 | OPENINGS | 087111 | DOOR HARDWARE (SCHEDULED BY DESCRIBING PRODUCTS) | AR | Item | 353 | Door hardware sets; including all ironmongery and accessories as per hardware sets scheduled by describing products; as specified and as Drg. A-611 | For non fire rated doors | C | Type HW26 | 1 | Nr | 177 | 177 | [5 empty] | Type HW26 | 1 | Nr | 177 | 177 | 171.69 | 171.69
Mansour | 8 | OPENINGS | 087111 | DOOR HARDWARE (SCHEDULED BY DESCRIBING PRODUCTS) | AR | Item | 354 | Door hardware sets; including all ironmongery and accessories as per hardware sets scheduled by describing products; as specified and as Drg. A-611 | For non fire rated doors | D | Type HW27 | 1 | Nr | 402 | 402 | [5 empty] | Type HW27 | 1 | Nr | 402 | 402 | 389.94 | 389.94
Mansour | 8 | OPENINGS | 087111 | DOOR HARDWARE (SCHEDULED BY DESCRIBING PRODUCTS) | AR | Item | 355 | Door hardware sets; including all ironmongery and accessories as per hardware sets scheduled by describing products; as specified and as Drg. A-611 | For non fire rated doors | F | Type HW3 | 1 | Nr |  | 0 | [5 empty] | Type HW3 | 1 | Nr |  | 0 | 0 | 0
Mansour | 8 | OPENINGS | 087111 | DOOR HARDWARE (SCHEDULED BY DESCRIBING PRODUCTS) | AR | Item | 356 | Door hardware sets; including all ironmongery and accessories as per hardware sets scheduled by describing products; as specified and as Drg. A-611 | For non fire rated doors | E | Type HW4 | 1 | Nr | 179 | 179 | [5 empty] | Type HW4 | 1 | Nr | 179 | 179 | 173.63 | 173.63
Mansour | 8 | OPENINGS | 087111 | DOOR HARDWARE (SCHEDULED BY DESCRIBING PRODUCTS) | AR | Item | 357 | Door hardware sets; including all ironmongery and accessories as per hardware sets scheduled by describing products; as specified and as Drg. A-611 | For non fire rated doors | H | Type HW4a | 1 | Nr |  | 0 | [5 empty] | Type HW4a | 1 | Nr |  | 0 | 0 | 0
Mansour | 8 | OPENINGS | 087111 | DOOR HARDWARE (SCHEDULED BY DESCRIBING PRODUCTS) | AR | Item | 358 | Door hardware sets; including all ironmongery and accessories as per hardware sets scheduled by describing products; as specified and as Drg. A-611 | For non fire rated doors | F | Type HW5 | 1 | Nr | 109 | 109 | [5 empty] | Type HW5 | 1 | Nr | 109 | 109 | 105.73 | 105.73
Mansour | 8 | OPENINGS | 087111 | DOOR HARDWARE (SCHEDULED BY DESCRIBING PRODUCTS) | AR | Item | 359 | Door hardware sets; including all ironmongery and accessories as per hardware sets scheduled by describing products; as specified and as Drg. A-611 | For non fire rated doors | G | Type HW6 | 2 | Nr | 82 | 164 | [5 empty] | Type HW6 | 2 | Nr | 82 | 164 | 79.54 | 159.08
Mansour | 8 | OPENINGS | 087111 | DOOR HARDWARE (SCHEDULED BY DESCRIBING PRODUCTS) | AR | Item | 360 | Door hardware sets; including all ironmongery and accessories as per hardware sets scheduled by describing products; as specified and as Drg. A-611 | For non fire rated doors | H | Type HW7 | 7 | Nr | 82 | 574 | [5 empty] | Type HW7 | 7 | Nr | 82 | 574 | 79.54 | 556.78
Mansour | 8 | OPENINGS | 087111 | DOOR HARDWARE (SCHEDULED BY DESCRIBING PRODUCTS) | AR | Item | 361 | Door hardware sets; including all ironmongery and accessories as per hardware sets scheduled by describing products; as specified and as Drg. A-611 | For non fire rated doors | M | Type HW8 | 3 | Nr |  | 0 | [5 empty] | Type HW8 | 3 | Nr |  | 0 | 0 | 0
Mansour | 8 | OPENINGS | 087111 | DOOR HARDWARE (SCHEDULED BY DESCRIBING PRODUCTS) | AR | Other | 362 | Door hardware sets; including all ironmongery and accessories as per hardware sets scheduled by describing products; as specified and as Drg. A-611 | For fire rated doors |  | For fire rated doors | [9 empty] | For fire rated doors |  |  |  | 0
Mansour | 8 | OPENINGS | 087111 | DOOR HARDWARE (SCHEDULED BY DESCRIBING PRODUCTS) | AR | Item | 363 | Door hardware sets; including all ironmongery and accessories as per hardware sets scheduled by describing products; as specified and as Drg. A-611 | For non fire rated doors | J | Type HW1 /F; 60 minutes | 1 | Nr | 285 | 285 | [5 empty] | Type HW1 /F; 60 minutes | 1 | Nr | 285 | 285 | 276.45 | 276.45
Mansour | 8 | OPENINGS | 087111 | DOOR HARDWARE (SCHEDULED BY DESCRIBING PRODUCTS) | AR | Item | 364 | Door hardware sets; including all ironmongery and accessories as per hardware sets scheduled by describing products; as specified and as Drg. A-611 | For fire rated doors | K | Type HW10 /F; 60 minutes | 1 | Nr | 110 | 110 | [5 empty] | Type HW10 /F; 60 minutes | 1 | Nr | 110 | 110 | 106.7 | 106.7
Mansour | 8 | OPENINGS | 087111 | DOOR HARDWARE (SCHEDULED BY DESCRIBING PRODUCTS) | AR | Item | 365 | Door hardware sets; including all ironmongery and accessories as per hardware sets scheduled by describing products; as specified and as Drg. A-611 | For non fire rated doors | Q | Type HW11 /F; 45 minutes | 1 | Nr |  | 0 | [5 empty] | Type HW11 /F; 45 minutes | 1 | Nr |  | 0 | 0 | 0
Mansour | 8 | OPENINGS | 087111 | DOOR HARDWARE (SCHEDULED BY DESCRIBING PRODUCTS) | AR | Item | 366 | Door hardware sets; including all ironmongery and accessories as per hardware sets scheduled by describing products; as specified and as Drg. A-611 | For fire rated doors | L | Type HW11 /F; 60 minutes | 1 | Nr | 179 | 179 | [5 empty] | Type HW11 /F; 60 minutes | 1 | Nr | 179 | 179 | 173.63 | 173.63
Mansour | 8 | OPENINGS | 087111 | DOOR HARDWARE (SCHEDULED BY DESCRIBING PRODUCTS) | AR | Item | 367 | Door hardware sets; including all ironmongery and accessories as per hardware sets scheduled by describing products; as specified and as Drg. A-611 | For non fire rated doors | M | Type HW13 /F; 20 minutes | 6 | Nr | 118 | 708 | [5 empty] | Type HW13 /F; 20 minutes | 6 | Nr | 118 | 708 | 114.46 | 686.76
Mansour | 8 | OPENINGS | 087111 | DOOR HARDWARE (SCHEDULED BY DESCRIBING PRODUCTS) | AR | Item | 368 | Door hardware sets; including all ironmongery and accessories as per hardware sets scheduled by describing products; as specified and as Drg. A-611 | For fire rated doors | T | Type HW14 /F; 45 minutes | 2 | Nr |  | 0 | [5 empty] | Type HW14 /F; 45 minutes | 2 | Nr |  | 0 | 0 | 0
Mansour | 8 | OPENINGS | 087111 | DOOR HARDWARE (SCHEDULED BY DESCRIBING PRODUCTS) | AR | Item | 369 | Door hardware sets; including all ironmongery and accessories as per hardware sets scheduled by describing products; as specified and as Drg. A-611 | For non fire rated doors | U | Type HW14 /F; 60 minutes | 1 | Nr |  | 0 | [5 empty] | Type HW14 /F; 60 minutes | 1 | Nr |  | 0 | 0 | 0
Mansour | 8 | OPENINGS | 087111 | DOOR HARDWARE (SCHEDULED BY DESCRIBING PRODUCTS) | AR | Item | 370 | Door hardware sets; including all ironmongery and accessories as per hardware sets scheduled by describing products; as specified and as Drg. A-611 | For fire rated doors | A | Type HW17 /F; 60 minutes | 1 | Nr |  | 0 | [5 empty] | Type HW17 /F; 60 minutes | 1 | Nr |  | 0 | 0 | 0
Mansour | 8 | OPENINGS | 087111 | DOOR HARDWARE (SCHEDULED BY DESCRIBING PRODUCTS) | AR | Item | 371 | Door hardware sets; including all ironmongery and accessories as per hardware sets scheduled by describing products; as specified and as Drg. A-611 | For non fire rated doors | B | Type HW18 /F; 60 minutes | 1 | Nr |  | 0 | [5 empty] | Type HW18 /F; 60 minutes | 1 | Nr |  | 0 | 0 | 0
Mansour | 8 | OPENINGS | 087111 | DOOR HARDWARE (SCHEDULED BY DESCRIBING PRODUCTS) | AR | Item | 372 | Door hardware sets; including all ironmongery and accessories as per hardware sets scheduled by describing products; as specified and as Drg. A-611 | For fire rated doors | C | Type HW19a /F; 60 minutes | 1 | Nr |  | 0 | [5 empty] | Type HW19a /F; 60 minutes | 1 | Nr |  | 0 | 0 | 0
Mansour | 8 | OPENINGS | 087111 | DOOR HARDWARE (SCHEDULED BY DESCRIBING PRODUCTS) | AR | Item | 373 | Door hardware sets; including all ironmongery and accessories as per hardware sets scheduled by describing products; as specified and as Drg. A-611 | For non fire rated doors | A | Type HW19a /F; 90 minutes | 1 | Nr | 578 | 578 | [5 empty] | Type HW19a /F; 90 minutes | 1 | Nr | 578 | 578 | 560.66 | 560.66
Mansour | 8 | OPENINGS | 087111 | DOOR HARDWARE (SCHEDULED BY DESCRIBING PRODUCTS) | AR | Item | 374 | Door hardware sets; including all ironmongery and accessories as per hardware sets scheduled by describing products; as specified and as Drg. A-611 | For fire rated doors | E | Type HW20a /F; 60 minutes | 1 | Nr |  | 0 | [5 empty] | Type HW20a /F; 60 minutes | 1 | Nr |  | 0 | 0 | 0
Mansour | 8 | OPENINGS | 087111 | DOOR HARDWARE (SCHEDULED BY DESCRIBING PRODUCTS) | AR | Item | 375 | Door hardware sets; including all ironmongery and accessories as per hardware sets scheduled by describing products; as specified and as Drg. A-611 | For non fire rated doors | B | Type HW27 /F; 60 minutes | 1 | Nr | 402 | 402 | [5 empty] | Type HW27 /F; 60 minutes | 1 | Nr | 402 | 402 | 389.94 | 389.94
Mansour | 8 | OPENINGS | 087111 | DOOR HARDWARE (SCHEDULED BY DESCRIBING PRODUCTS) | AR | Item | 376 | Door hardware sets; including all ironmongery and accessories as per hardware sets scheduled by describing products; as specified and as Drg. A-611 | For fire rated doors | G | Type HW4 /F; 45 minutes | 1 | Nr |  | 0 | [5 empty] | Type HW4 /F; 45 minutes | 1 | Nr |  | 0 | 0 | 0
Mansour | 8 | OPENINGS | 087111 | DOOR HARDWARE (SCHEDULED BY DESCRIBING PRODUCTS) | AR | Item | 377 | Door hardware sets; including all ironmongery and accessories as per hardware sets scheduled by describing products; as specified and as Drg. A-611 | For non fire rated doors | C | Type HW4 /F; 60 minutes | 2 | Nr | 179 | 358 | [5 empty] | Type HW4 /F; 60 minutes | 2 | Nr | 179 | 358 | 173.63 | 347.26
Mansour | 8 | OPENINGS | 087111 | DOOR HARDWARE (SCHEDULED BY DESCRIBING PRODUCTS) | AR | Item | 378 | Door hardware sets; including all ironmongery and accessories as per hardware sets scheduled by describing products; as specified and as Drg. A-611 | For fire rated doors | D | Type HW5 /F; 45 minutes | 2 | Nr | 113 | 226 | [5 empty] | Type HW5 /F; 45 minutes | 2 | Nr | 113 | 226 | 109.61 | 219.22
Mansour | 8 | OPENINGS | 087111 | DOOR HARDWARE (SCHEDULED BY DESCRIBING PRODUCTS) | AR | Other | 379 | Door hardware sets; including all ironmongery and accessories as per hardware sets scheduled by describing products; as specified and as Drg. A-611 | For non fire rated doors | BILL NO. 8 - OPENINGS
Mansour | 8 | OPENINGS | To Summary | To Summary |  | Bill Sum | 380 | Door hardware sets; including all ironmongery and accessories as per hardware sets scheduled by describing products; as specified and as Drg. A-611 | For fire rated doors | To Summary |  |  |  | J.D | 0 | [8 empty] | J.D | 81634
Mansour | 9 | FINISHES | 092400 | PORTLAND CEMENT PLASTER | AR | Other | 381 | Door hardware sets; including all ironmongery and accessories as per hardware sets scheduled by describing products; as specified and as Drg. A-611 | For non fire rated doors |  |  | BILLS NO. 9 | [9 empty] | BILLS NO. 9
Mansour | 9 | FINISHES | 092400 | PORTLAND CEMENT PLASTER | AR | Other | 382 | Door hardware sets; including all ironmongery and accessories as per hardware sets scheduled by describing products; as specified and as Drg. A-611 | For fire rated doors |  |  | FINISHES | [9 empty] | FINISHES
Mansour | 9 | FINISHES | 092400 | PORTLAND CEMENT PLASTER | AR | Other | 383 | Door hardware sets; including all ironmongery and accessories as per hardware sets scheduled by describing products; as specified and as Drg. A-611 | For non fire rated doors | Item | Description | Qty | Unit | Rate | Amount | [5 empty] | Description | Qty | Unit | Rate | Amount
Mansour | 9 | FINISHES | 092400 | PORTLAND CEMENT PLASTER | AR | Other | 384 | Door hardware sets; including all ironmongery and accessories as per hardware sets scheduled by describing products; as specified and as Drg. A-611 | For fire rated doors | [5 empty] | J.D | [9 empty] | J.D
Mansour | 9 | FINISHES | 092400 | PORTLAND CEMENT PLASTER | AR | Other | 385 | 092400 - PORTLAND CEMENT PLASTER | 092400 - PORTLAND CEMENT PLASTER |  | 092400 - PORTLAND CEMENT PLASTER | [9 empty] | 092400 - PORTLAND CEMENT PLASTER
Mansour | 9 | FINISHES | 092400 | PORTLAND CEMENT PLASTER | AR | Other | 386 | Cement-sand plaster; plain finish; to | Cement-sand plaster; plain finish; to |  | Cement-sand plaster; plain finish; to | [9 empty] | Cement-sand plaster; plain finish; to
Mansour | 9 | FINISHES | 092400 | PORTLAND CEMENT PLASTER | AR | Item | 387 | 092400 - PORTLAND CEMENT PLASTER | 092400 - PORTLAND CEMENT PLASTER | A | Walls; 15 thick; internal | 1658 | m2 | 11 | 18238 | [5 empty] | Walls; 15 thick; internal | 1658 | m2 | 11 | 18238 | 10.67 | 17690.86
Mansour | 9 | FINISHES | 092400 | PORTLAND CEMENT PLASTER | AR | Item | 388 | Cement-sand plaster; plain finish; to | Cement-sand plaster; plain finish; to | B | Curved walls; 15 thick; internal | 47 | m2 |  | 0 | [5 empty] | Curved walls; 15 thick; internal | 47 | m2 |  | 0 | 0 | 0
Mansour | 9 | FINISHES | 092400 | PORTLAND CEMENT PLASTER | AR | Item | 389 | 092400 - PORTLAND CEMENT PLASTER | 092400 - PORTLAND CEMENT PLASTER | B | Walls; 20 thick; external | 1100 | m2 | 11 | 12100 | [5 empty] | Walls; 20 thick; external | 1100 | m2 | 11 | 12100 | 10.67 | 11737
Mansour | 9 | FINISHES | 092400 | PORTLAND CEMENT PLASTER | AR | Item | 390 | Cement-sand plaster; plain finish; to | Cement-sand plaster; plain finish; to | C | Ceiling; 15 thick; internal | 399 | m2 | 12 | 4788 | [5 empty] | Ceiling; 15 thick; internal | 399 | m2 | 12 | 4788 | 11.64 | 4644.36
Mansour | 9 | FINISHES | 092400 | PORTLAND CEMENT PLASTER | AR | Item | 391 | 092400 - PORTLAND CEMENT PLASTER | 092400 - PORTLAND CEMENT PLASTER | D | Ceiling; 20 thick; external | 137 | m2 | 12 | 1644 | [5 empty] | Ceiling; 20 thick; external | 137 | m2 | 12 | 1644 | 11.64 | 1594.68
Mansour | 9 | FINISHES | 092400 | PORTLAND CEMENT PLASTER | AR | Item | 392 | Cement-sand plaster; plain finish; to | Cement-sand plaster; plain finish; to | F | Isolated columns; 15 thick; internal | 31 | m2 |  | 0 | [5 empty] | Isolated columns; 15 thick; internal | 31 | m2 |  | 0 | 0 | 0
Mansour | 9 | FINISHES | 092400 | PORTLAND CEMENT PLASTER | AR | Other | 393 | Cement-sand plaster; finished to receive tiling; to | Cement-sand plaster; finished to receive tiling; to |  | Cement-sand plaster; finished to receive tiling; to | [9 empty] | Cement-sand plaster; finished to receive tiling; to
Mansour | 9 | FINISHES | 092400 | PORTLAND CEMENT PLASTER | AR | Item | 394 | Cement-sand plaster; plain finish; to | Cement-sand plaster; plain finish; to | E | Walls; 15 thick; internal | 116 | m2 | 8 | 928 | [5 empty] | Walls; 15 thick; internal | 116 | m2 | 8 | 928 | 7.76 | 900.16
Mansour | 9 | FINISHES | 092900 | GYPSUM BOARD | AR | Other | 395 | 092900 - GYPSUM BOARD | 092900 - GYPSUM BOARD |  | 092900 - GYPSUM BOARD | [9 empty] | 092900 - GYPSUM BOARD
Mansour | 9 | FINISHES | 092900 | GYPSUM BOARD | AR | Other | 396 | Gypsum boards suspended ceiling; comprising gypsum board; finished to receive paint; including suspension system, acoustical sealant, upstands, edge trim, hangers, fittings and fixings; furring (vertical surfaces); complete; as specified and shown on Drawings; to | Gypsum boards suspended ceiling; comprising gypsum board; finished to receive paint; including suspension system, acoustical sealant, upstands, edge trim, hangers, fittings and fixings; furring (vertical surfaces); complete; as specified and shown on Drawings; to |  | Gypsum boards suspended ceiling; comprising gypsum board; finished to receive paint; including suspension system, acoustical sealant, upstands, edge trim, hangers, fittings and fixings; furring (vertical surfaces); complete; as specified and shown on Drawings; to | [9 empty] | Gypsum boards suspended ceiling; comprising gypsum board; finished to receive paint; including suspension system, acoustical sealant, upstands, edge trim, hangers, fittings and fixings; furring (vertical surfaces); complete; as specified and shown on Drawings; to
Mansour | 9 | FINISHES | 092900 | GYPSUM BOARD | AR | Item | 397 | 092900 - GYPSUM BOARD | 092900 - GYPSUM BOARD | F | Ceilings; moisture | 66 | m2 | 42 | 2772 | [5 empty] | Ceilings; moisture | 66 | m2 | 42 | 2772 | 40.74 | 2688.84
Mansour | 9 | FINISHES | 093000 | TILING | AR | Other | 398 | 093000 - TILING | 093000 - TILING |  | 093000 - TILING | [9 empty] | 093000 - TILING
Mansour | 9 | FINISHES | 093000 | TILING | AR | Other | 399 | Ceramic tiles and fittings; vitrified unglazed, with non slip finish; including cement-sand screed; to | Ceramic tiles and fittings; vitrified unglazed, with non slip finish; including cement-sand screed; to |  | Ceramic tiles and fittings; vitrified unglazed, with non slip finish; including cement-sand screed; to | [9 empty] | Ceramic tiles and fittings; vitrified unglazed, with non slip finish; including cement-sand screed; to
Mansour | 9 | FINISHES | 093000 | TILING | AR | Item | 400 | 093000 - TILING | 093000 - TILING | A | Floors; 200 x 200 | 42 | m2 |  | 0 | [5 empty] | Floors; 200 x 200 | 42 | m2 |  | 0 | 0 | 0
Mansour | 9 | FINISHES | 093000 | TILING | AR | Item | 401 | Ceramic tiles and fittings; vitrified unglazed, with non slip finish; including cement-sand screed; to | Ceramic tiles and fittings; vitrified unglazed, with non slip finish; including cement-sand screed; to | A | Floors; 300 x 300 | 15 | m2 | 27 | 405 | [5 empty] | Floors; 300 x 300 | 15 | m2 | 27 | 405 | 26.19 | 392.85
Mansour | 9 | FINISHES | 093000 | TILING | AR | Item | 402 | 093000 - TILING | 093000 - TILING | B | Floors; 400 x 400 | 25 | m2 | 29 | 725 | [5 empty] | Floors; 400 x 400 | 25 | m2 | 29 | 725 | 28.13 | 703.25
Mansour | 9 | FINISHES | 093000 | TILING | AR | Item | 403 | Ceramic tiles and fittings; vitrified unglazed, with non slip finish; including cement-sand screed; to | Ceramic tiles and fittings; vitrified unglazed, with non slip finish; including cement-sand screed; to | C | Floors; 400 x 400; acid resistant | 31 | m2 | 29 | 899 | [5 empty] | Floors; 400 x 400; acid resistant | 31 | m2 | 29 | 899 | 28.13 | 872.03
Mansour | 9 | FINISHES | 093000 | TILING | AR | Item | 404 | 093000 - TILING | 093000 - TILING | D | Floors; 600 x 600 | 641 | m2 | 32 | 20512 | [5 empty] | Floors; 600 x 600 | 641 | m2 | 32 | 20512 | 31.04 | 19896.64
Mansour | 9 | FINISHES | 093000 | TILING | AR | Item | 405 | Ceramic tiles and fittings; vitrified unglazed, with non slip finish; including cement-sand screed; to | Ceramic tiles and fittings; vitrified unglazed, with non slip finish; including cement-sand screed; to | E | Skirting; 100 high | 533 | m | 8 | 4264 | [5 empty] | Skirting; 100 high | 533 | m | 8 | 4264 | 7.76 | 4136.08
Mansour | 9 | FINISHES | 093000 | TILING | AR | Item | 406 | 093000 - TILING | 093000 - TILING | G | Curved skirting; 100 high | 11 | m |  | 0 | [5 empty] | Curved skirting; 100 high | 11 | m |  | 0 | 0 | 0
Mansour | 9 | FINISHES | 093000 | TILING | AR | Other | 407 | Glazed ceramic tiles and fittings; vitrified satin glazed with cushion edges and space lugs; to | Glazed ceramic tiles and fittings; vitrified satin glazed with cushion edges and space lugs; to |  | Glazed ceramic tiles and fittings; vitrified satin glazed with cushion edges and space lugs; to | [9 empty] | Glazed ceramic tiles and fittings; vitrified satin glazed with cushion edges and space lugs; to
Mansour | 9 | FINISHES | 093000 | TILING | AR | Item | 408 | 093000 - TILING | 093000 - TILING | H | Walls; 200 x 200 x 6 thick | 231 | m2 |  | 0 | [5 empty] | Walls; 200 x 200 x 6 thick | 231 | m2 |  | 0 | 0 | 0
Mansour | 9 | FINISHES | 093000 | TILING | AR | Item | 409 | Glazed ceramic tiles and fittings; vitrified satin glazed with cushion edges and space lugs; to | Glazed ceramic tiles and fittings; vitrified satin glazed with cushion edges and space lugs; to | F | Walls; 250 x 400 x 6 thick | 116 | m2 | 33 | 3828 | [5 empty] | Walls; 250 x 400 x 6 thick | 116 | m2 | 33 | 3828 | 32.01 | 3713.16
Mansour | 9 | FINISHES | 095133 | ACOUSTICAL METAL PAN CEILINGS | AR | Other | 410 | 095133 - ACOUSTICAL METAL PAN CEILINGS | 095133 - ACOUSTICAL METAL PAN CEILINGS |  | 095133 - ACOUSTICAL METAL PAN CEILINGS | [9 empty] | 095133 - ACOUSTICAL METAL PAN CEILINGS
Mansour | 9 | FINISHES | 095133 | ACOUSTICAL METAL PAN CEILINGS | AR | Other | 411 | Metal panel suspended ceilings; comprising 600 x 600 thick perforated aluminum panels, square edges, flat surface and polyester powder coated finish; including snap-in grid suspension system, hangers, angles and edge trims; furring (vertical surfaces); complete; complete; as specified and shown on Drawings; to | Metal panel suspended ceilings; comprising 600 x 600 thick perforated aluminum panels, square edges, flat surface and polyester powder coated finish; including snap-in grid suspension system, hangers, angles and edge trims; furring (vertical surfaces); complete; complete; as specified and shown on Drawings; to |  | Metal panel suspended ceilings; comprising 600 x 600 thick perforated aluminum panels, square edges, flat surface and polyester powder coated finish; including snap-in grid suspension system, hangers, angles and edge trims; furring (vertical surfaces); complete; complete; as specified and shown on Drawings; to | [9 empty] | Metal panel suspended ceilings; comprising 600 x 600 thick perforated aluminum panels, square edges, flat surface and polyester powder coated finish; including snap-in grid suspension system, hangers, angles and edge trims; furring (vertical surfaces); complete; complete; as specified and shown on Drawings; to
Mansour | 9 | FINISHES | 095133 | ACOUSTICAL METAL PAN CEILINGS | AR | Item | 412 | 095133 - ACOUSTICAL METAL PAN CEILINGS | 095133 - ACOUSTICAL METAL PAN CEILINGS | G | Ceilings | 200 | m2 | 40 | 8000 | [5 empty] | Ceilings | 200 | m2 | 40 | 8000 | 38.8 | 7760
Mansour | 9 | FINISHES | 095133 | ACOUSTICAL METAL PAN CEILINGS | AR | Other | 413 | Decorative suspended ceilings; comprising gypsum boards and perforated aluminum panels; including paint on gypsum, suspension system, upstands, edge trim, hangers, fittings and fixings; furring (vertical surfaces); complete; as specified and shown on Drawings; to | Decorative suspended ceilings; comprising gypsum boards and perforated aluminum panels; including paint on gypsum, suspension system, upstands, edge trim, hangers, fittings and fixings; furring (vertical surfaces); complete; as specified and shown on Drawings; to |  | Decorative suspended ceilings; comprising gypsum boards and perforated aluminum panels; including paint on gypsum, suspension system, upstands, edge trim, hangers, fittings and fixings; furring (vertical surfaces); complete; as specified and shown on Drawings; to | [9 empty] | Decorative suspended ceilings; comprising gypsum boards and perforated aluminum panels; including paint on gypsum, suspension system, upstands, edge trim, hangers, fittings and fixings; furring (vertical surfaces); complete; as specified and shown on Drawings; to
Mansour | 9 | FINISHES | 095133 | ACOUSTICAL METAL PAN CEILINGS | AR | Item | 414 | 095133 - ACOUSTICAL METAL PAN CEILINGS | 095133 - ACOUSTICAL METAL PAN CEILINGS | A | Ceilings | 77 | m2 | 42 | 3234 | [5 empty] | Ceilings | 77 | m2 | 42 | 3234 | 40.74 | 3136.98
Mansour | 9 | FINISHES | 095423 | LINEAR METAL CEILINGS | AR | Other | 415 | 095423 - LINEAR METAL CEILINGS | 095423 - LINEAR METAL CEILINGS |  | 095423 - LINEAR METAL CEILINGS | [9 empty] | 095423 - LINEAR METAL CEILINGS
Mansour | 9 | FINISHES | 095423 | LINEAR METAL CEILINGS | AR | Other | 416 | Linear metal suspended ceiling; aluminum 200 mm module strips with stove-enamelled finish; non perforated; including concealed grid suspension system; hangers; edge trims and angles; to | Linear metal suspended ceiling; aluminum 200 mm module strips with stove-enamelled finish; non perforated; including concealed grid suspension system; hangers; edge trims and angles; to |  | Linear metal suspended ceiling; aluminum 200 mm module strips with stove-enamelled finish; non perforated; including concealed grid suspension system; hangers; edge trims and angles; to | [9 empty] | Linear metal suspended ceiling; aluminum 200 mm module strips with stove-enamelled finish; non perforated; including concealed grid suspension system; hangers; edge trims and angles; to
Mansour | 9 | FINISHES | 095423 | LINEAR METAL CEILINGS | AR | Item | 417 | 095423 - LINEAR METAL CEILINGS | 095423 - LINEAR METAL CEILINGS | B | Ceilings | 45 | m2 | 93 | 4185 | [5 empty] | Ceilings | 45 | m2 | 93 | 4185 | 90.21 | 4059.45
Mansour | 9 | FINISHES | 096340 | STONE FLOORING | AR | Other | 418 | 096340 - STONE FLOORING | 096340 - STONE FLOORING |  | 096340 - STONE FLOORING | [9 empty] | 096340 - STONE FLOORING
Mansour | 9 | FINISHES | 096340 | STONE FLOORING | AR | Other | 419 | Marble slabs and fittings; best quality, polished finish; including cement sand screed; complete; as specified and shown on Drawings | Marble slabs and fittings; best quality, polished finish; including cement sand screed; complete; as specified and shown on Drawings |  | Marble slabs and fittings; best quality, polished finish; including cement sand screed; complete; as specified and shown on Drawings | [9 empty] | Marble slabs and fittings; best quality, polished finish; including cement sand screed; complete; as specified and shown on Drawings
Mansour | 9 | FINISHES | 096340 | STONE FLOORING | AR | Item | 420 | 096340 - STONE FLOORING | 096340 - STONE FLOORING | C | Saddles; type I | 30 | m | 45 | 1350 | [5 empty] | Saddles; type I | 30 | m | 45 | 1350 | 43.65 | 1309.5
Mansour | 9 | FINISHES | 096340 | STONE FLOORING | AR | Item | 421 | Marble slabs and fittings; best quality, polished finish; including cement sand screed; complete; as specified and shown on Drawings | Marble slabs and fittings; best quality, polished finish; including cement sand screed; complete; as specified and shown on Drawings | D | Saddles; type II | 16 | m | 46 | 736 | [5 empty] | Saddles; type II | 16 | m | 46 | 736 | 44.62 | 713.92
Mansour | 9 | FINISHES | 096340 | STONE FLOORING | AR | Item | 422 | 096340 - STONE FLOORING | 096340 - STONE FLOORING | E | Saddles; type III | 2 | m | 53 | 106 | [5 empty] | Saddles; type III | 2 | m | 53 | 106 | 51.41 | 102.82
Mansour | 9 | FINISHES | 096340 | STONE FLOORING | AR | Item | 423 | Marble slabs and fittings; best quality, polished finish; including cement sand screed; complete; as specified and shown on Drawings | Marble slabs and fittings; best quality, polished finish; including cement sand screed; complete; as specified and shown on Drawings | F | Treads; 300 x 30 thick; including abrasive in lay aluminium oxide | 58 | m |  | 0 | [5 empty] | Treads; 300 x 30 thick; including abrasive in lay aluminium oxide | 58 | m |  | 0 | 0 | 0
Mansour | 9 | FINISHES | 096340 | STONE FLOORING | AR | Item | 424 | 096340 - STONE FLOORING | 096340 - STONE FLOORING | G | Risers; 140 x 20 thick | 58 | m |  | 0 | [5 empty] | Risers; 140 x 20 thick | 58 | m |  | 0 | 0 | 0
Mansour | 9 | FINISHES | 096340 | STONE FLOORING | AR | Item | 425 | Marble slabs and fittings; best quality, polished finish; including cement sand screed; complete; as specified and shown on Drawings | Marble slabs and fittings; best quality, polished finish; including cement sand screed; complete; as specified and shown on Drawings | A | Skirtings; 100 high | 8 | m |  | 0 | [5 empty] | Skirtings; 100 high | 8 | m |  | 0 | 0 | 0
Mansour | 9 | FINISHES | 096340 | STONE FLOORING | AR | Item | 426 | 096340 - STONE FLOORING | 096340 - STONE FLOORING | B | Skirtings; 100 high; above nosing | 24 | m |  | 0 | [5 empty] | Skirtings; 100 high; above nosing | 24 | m |  | 0 | 0 | 0
Mansour | 9 | FINISHES | 096340 | STONE FLOORING | AR | Other | 427 | Granite slabs and fittings; best quality; polished finish; including cement-sand screed; complete; as specified and as shown on Drawings | Granite slabs and fittings; best quality; polished finish; including cement-sand screed; complete; as specified and as shown on Drawings |  | Granite slabs and fittings; best quality; polished finish; including cement-sand screed; complete; as specified and as shown on Drawings | [9 empty] | Granite slabs and fittings; best quality; polished finish; including cement-sand screed; complete; as specified and as shown on Drawings
Mansour | 9 | FINISHES | 096340 | STONE FLOORING | AR | Item | 428 | 096340 - STONE FLOORING | 096340 - STONE FLOORING | C | Floors; 30 thick | 19 | m2 |  | 0 | [5 empty] | Floors; 30 thick | 19 | m2 |  | 0 | 0 | 0
Mansour | 9 | FINISHES | 096340 | STONE FLOORING | AR | Item | 429 | Granite slabs and fittings; best quality; polished finish; including cement-sand screed; complete; as specified and as shown on Drawings | Granite slabs and fittings; best quality; polished finish; including cement-sand screed; complete; as specified and as shown on Drawings | D | Landing; 30 thick | 27 | m2 |  | 0 | [5 empty] | Landing; 30 thick | 27 | m2 |  | 0 | 0 | 0
Mansour | 9 | FINISHES | 096340 | STONE FLOORING | AR | Item | 430 | 096340 - STONE FLOORING | 096340 - STONE FLOORING | E | Treads; 320 x 30 thick; including abrasive in lay aluminium oxide | 78 | m |  | 0 | [5 empty] | Treads; 320 x 30 thick; including abrasive in lay aluminium oxide | 78 | m |  | 0 | 0 | 0
Mansour | 9 | FINISHES | 096340 | STONE FLOORING | AR | Item | 431 | Granite slabs and fittings; best quality; polished finish; including cement-sand screed; complete; as specified and as shown on Drawings | Granite slabs and fittings; best quality; polished finish; including cement-sand screed; complete; as specified and as shown on Drawings | F | Risers; 138 x 20 thick | 78 | m |  | 0 | [5 empty] | Risers; 138 x 20 thick | 78 | m |  | 0 | 0 | 0
Mansour | 9 | FINISHES | 096340 | STONE FLOORING | AR | Item | 432 | 096340 - STONE FLOORING | 096340 - STONE FLOORING | G | Skirtings; 100 high | 51 | m |  | 0 | [5 empty] | Skirtings; 100 high | 51 | m |  | 0 | 0 | 0
Mansour | 9 | FINISHES | 096340 | STONE FLOORING | AR | Item | 433 | Granite slabs and fittings; best quality; polished finish; including cement-sand screed; complete; as specified and as shown on Drawings | Granite slabs and fittings; best quality; polished finish; including cement-sand screed; complete; as specified and as shown on Drawings | H | Skirtings; 100 high; above nosing | 20 | m |  | 0 | [5 empty] | Skirtings; 100 high; above nosing | 20 | m |  | 0 | 0 | 0
Mansour | 9 | FINISHES | 096340 | STONE FLOORING | AR | Item | 434 | 096340 - STONE FLOORING | 096340 - STONE FLOORING | J | Curved treads; 320 x 30 thick; reception hall | 18 | m |  | 0 | [5 empty] | Curved treads; 320 x 30 thick; reception hall | 18 | m |  | 0 | 0 | 0
Mansour | 9 | FINISHES | 096340 | STONE FLOORING | AR | Item | 435 | Granite slabs and fittings; best quality; polished finish; including cement-sand screed; complete; as specified and as shown on Drawings | Granite slabs and fittings; best quality; polished finish; including cement-sand screed; complete; as specified and as shown on Drawings | K | Curved risers; 138 x 20 thick; reception hall | 18 | m |  | 0 | [5 empty] | Curved risers; 138 x 20 thick; reception hall | 18 | m |  | 0 | 0 | 0
Mansour | 9 | FINISHES | 099113 | EXTERIOR PAINTING | AR | Other | 436 | 099113 - EXTERIOR PAINTING | 099113 - EXTERIOR PAINTING |  | 099113 - EXTERIOR PAINTING | [9 empty] | 099113 - EXTERIOR PAINTING
Mansour | 9 | FINISHES | 099113 | EXTERIOR PAINTING | AR | Other | 437 | External textured acrylic emulsion paint, resin based, water-resistant suitable for repeated washing and scrubbing; to concrete, masonry, render and plaster | External textured acrylic emulsion paint, resin based, water-resistant suitable for repeated washing and scrubbing; to concrete, masonry, render and plaster |  | External textured acrylic emulsion paint, resin based, water-resistant suitable for repeated washing and scrubbing; to concrete, masonry, render and plaster | [9 empty] | External textured acrylic emulsion paint, resin based, water-resistant suitable for repeated washing and scrubbing; to concrete, masonry, render and plaster
Mansour | 9 | FINISHES | 099113 | EXTERIOR PAINTING | AR | Item | 438 | 099113 - EXTERIOR PAINTING | 099113 - EXTERIOR PAINTING | A | General surfaces; external | 1277 | m2 | 9 | 11493 | [5 empty] | General surfaces; external | 1277 | m2 | 9 | 11493 | 8.73 | 11148.21
Mansour | 9 | FINISHES | 099123 | INTERIOR PAINTING | AR | Other | 439 | 099123 - INTERIOR PAINTING | 099123 - INTERIOR PAINTING |  | 099123 - INTERIOR PAINTING | [9 empty] | 099123 - INTERIOR PAINTING
Mansour | 9 | FINISHES | 099123 | INTERIOR PAINTING | AR | Other | 440 | Interior flat latex-based paint; emulsion paint, based on PVA and PVA acrylic copolymers, water resistant suitable for repeated washing and scrubbing, to concrete, masonry, render and plaster | Interior flat latex-based paint; emulsion paint, based on PVA and PVA acrylic copolymers, water resistant suitable for repeated washing and scrubbing, to concrete, masonry, render and plaster |  | Interior flat latex-based paint; emulsion paint, based on PVA and PVA acrylic copolymers, water resistant suitable for repeated washing and scrubbing, to concrete, masonry, render and plaster | [9 empty] | Interior flat latex-based paint; emulsion paint, based on PVA and PVA acrylic copolymers, water resistant suitable for repeated washing and scrubbing, to concrete, masonry, render and plaster
Mansour | 9 | FINISHES | 099123 | INTERIOR PAINTING | AR | Item | 441 | 099123 - INTERIOR PAINTING | 099123 - INTERIOR PAINTING | A | General surfaces; internal | 2057 | m2 | 5 | 10285 | [5 empty] | General surfaces; internal | 2057 | m2 | 5 | 10285 | 4.85 | 9976.45
Mansour | 9 | FINISHES | 099123 | INTERIOR PAINTING | AR | Item | 442 | Interior flat latex-based paint; emulsion paint, based on PVA and PVA acrylic copolymers, water resistant suitable for repeated washing and scrubbing, to concrete, masonry, render and plaster | Interior flat latex-based paint; emulsion paint, based on PVA and PVA acrylic copolymers, water resistant suitable for repeated washing and scrubbing, to concrete, masonry, render and plaster | B | General surfaces; internal; fine textured | 472 | m2 |  | 0 | [5 empty] | General surfaces; internal; fine textured | 472 | m2 |  | 0 | 0 | 0
Mansour | 9 | FINISHES | 099123 | INTERIOR PAINTING | AR | Other | 443 | Oil paint; oleo-resinous alkyd paint; to primed metal | Oil paint; oleo-resinous alkyd paint; to primed metal |  | Oil paint; oleo-resinous alkyd paint; to primed metal | [9 empty] | Oil paint; oleo-resinous alkyd paint; to primed metal
Mansour | 9 | FINISHES | 099123 | INTERIOR PAINTING | AR | Item | 444 | Interior flat latex-based paint; emulsion paint, based on PVA and PVA acrylic copolymers, water resistant suitable for repeated washing and scrubbing, to concrete, masonry, render and plaster | Interior flat latex-based paint; emulsion paint, based on PVA and PVA acrylic copolymers, water resistant suitable for repeated washing and scrubbing, to concrete, masonry, render and plaster | B | General surfaces | 150 | m2 | 5 | 750 | [5 empty] | General surfaces | 150 | m2 | 5 | 750 | 4.85 | 727.5
Mansour | 9 | FINISHES | 099123 | INTERIOR PAINTING | AR | Other | 445 | Oil paint; oleo-resinous alkyd paint; to primed wood | Oil paint; oleo-resinous alkyd paint; to primed wood |  | Oil paint; oleo-resinous alkyd paint; to primed wood | [9 empty] | Oil paint; oleo-resinous alkyd paint; to primed wood
Mansour | 9 | FINISHES | 099123 | INTERIOR PAINTING | AR | Item | 446 | Interior flat latex-based paint; emulsion paint, based on PVA and PVA acrylic copolymers, water resistant suitable for repeated washing and scrubbing, to concrete, masonry, render and plaster | Interior flat latex-based paint; emulsion paint, based on PVA and PVA acrylic copolymers, water resistant suitable for repeated washing and scrubbing, to concrete, masonry, render and plaster | D | General surfaces | 22 | m2 |  | 0 | [5 empty] | General surfaces | 22 | m2 |  | 0 | 0 | 0
Mansour | 9 | FINISHES | 099123 | INTERIOR PAINTING | AR | Other | 447 | Varnish; to wood | Varnish; to wood |  | Varnish; to wood | [9 empty] | Varnish; to wood
Mansour | 9 | FINISHES | 099123 | INTERIOR PAINTING | AR | Item | 448 | Interior flat latex-based paint; emulsion paint, based on PVA and PVA acrylic copolymers, water resistant suitable for repeated washing and scrubbing, to concrete, masonry, render and plaster | Interior flat latex-based paint; emulsion paint, based on PVA and PVA acrylic copolymers, water resistant suitable for repeated washing and scrubbing, to concrete, masonry, render and plaster | C | General surfaces | 5 | m2 | 11 | 55 | [5 empty] | General surfaces | 5 | m2 | 11 | 55 | 10.67 | 53.35
Mansour | 9 | FINISHES | 099600 | HIGH PERFORMANCE COATINGS | AR | Other | 449 | 099600 - HIGH PERFORMANCE COATINGS | 099600 - HIGH PERFORMANCE COATINGS |  | 099600 - HIGH PERFORMANCE COATINGS | [9 empty] | 099600 - HIGH PERFORMANCE COATINGS
Mansour | 9 | FINISHES | 099600 | HIGH PERFORMANCE COATINGS | AR | Other | 450 | Epoxy concrete floor sealer; water dispersed, coloured, dustproofed and surface sealer; to | Epoxy concrete floor sealer; water dispersed, coloured, dustproofed and surface sealer; to |  | Epoxy concrete floor sealer; water dispersed, coloured, dustproofed and surface sealer; to | [9 empty] | Epoxy concrete floor sealer; water dispersed, coloured, dustproofed and surface sealer; to
Mansour | 9 | FINISHES | 099600 | HIGH PERFORMANCE COATINGS | AR | Item | 451 | 099600 - HIGH PERFORMANCE COATINGS | 099600 - HIGH PERFORMANCE COATINGS | D | Trenches; side and bottom | 7 | m2 | 29 | 203 | [5 empty] | Trenches; side and bottom | 7 | m2 | 29 | 203 | 28.13 | 196.91
Mansour | 9 | FINISHES | 099600 | HIGH PERFORMANCE COATINGS | AR | Other | 452 | Polyurethane paint; to concrete, masonry, render and plaster; to | Polyurethane paint; to concrete, masonry, render and plaster; to |  | Polyurethane paint; to concrete, masonry, render and plaster; to | [9 empty] | Polyurethane paint; to concrete, masonry, render and plaster; to
Mansour | 9 | FINISHES | 099600 | HIGH PERFORMANCE COATINGS | AR | Item | 453 | 099600 - HIGH PERFORMANCE COATINGS | 099600 - HIGH PERFORMANCE COATINGS | E | General surfaces | 60 | m2 | 13 | 780 | [5 empty] | General surfaces | 60 | m2 | 13 | 780 | 12.61 | 756.6
Mansour | 9 | FINISHES | 099600 | HIGH PERFORMANCE COATINGS | AR | Other | 454 | Epoxy paint; to primed metal | Epoxy paint; to primed metal |  | Epoxy paint; to primed metal | [9 empty] | Epoxy paint; to primed metal
Mansour | 9 | FINISHES | 099600 | HIGH PERFORMANCE COATINGS | AR | Item | 455 | 099600 - HIGH PERFORMANCE COATINGS | 099600 - HIGH PERFORMANCE COATINGS | A | Surfaces of balustrade and the like; plain open type | 100 | m2 |  | 0 | [5 empty] | Surfaces of balustrade and the like; plain open type | 100 | m2 |  | 0 | 0 | 0
Mansour | 9 | FINISHES | 099600 | HIGH PERFORMANCE COATINGS | AR | Other | 456 | Epoxy paint; to primed metal | Epoxy paint; to primed metal | BILL No. 9 - FINISHES
Mansour | 9 | FINISHES | To Summary | To Summary | AR | Bill Sum | 457 | 099600 - HIGH PERFORMANCE COATINGS | 099600 - HIGH PERFORMANCE COATINGS | To Summary |  |  |  | J.D | 0 | [8 empty] | J.D | 112280
Mansour | 10 | SPECIALTIES | 101423 | PANEL SIGNAGE | AR | Other | 458 | Epoxy paint; to primed metal | Epoxy paint; to primed metal |  |  | BILL NO. 10 | [9 empty] | BILL NO. 10
Mansour | 10 | SPECIALTIES | 101423 | PANEL SIGNAGE | AR | Other | 459 | 099600 - HIGH PERFORMANCE COATINGS | 099600 - HIGH PERFORMANCE COATINGS |  |  | SPECIALTIES | [9 empty] | SPECIALTIES
Mansour | 10 | SPECIALTIES | 101423 | PANEL SIGNAGE | AR | Other | 460 | Epoxy paint; to primed metal | Epoxy paint; to primed metal | Item | Description | Qty | Unit | Rate | Amount | [5 empty] | Description | Qty | Unit | Rate | Amount
Mansour | 10 | SPECIALTIES | 101423 | PANEL SIGNAGE | AR | Other | 461 | 099600 - HIGH PERFORMANCE COATINGS | 099600 - HIGH PERFORMANCE COATINGS | [5 empty] | J.D | [9 empty] | J.D
Mansour | 10 | SPECIALTIES | 101423 | PANEL SIGNAGE | AR | Other | 462 | 101423 - PANEL SIGNAGE | 101423 - PANEL SIGNAGE |  | 101423 - PANEL SIGNAGE | [9 empty] | 101423 - PANEL SIGNAGE
Mansour | 10 | SPECIALTIES | 101423 | PANEL SIGNAGE | AR | Other | 463 | Internal sign; comprising 3 thick MP plastic face, 10 high copy & graphics, braille dots, aluminium and wood profiles; including background, screws, fittings and fixings; complete; as specified and as Drg. A-503; detail 6 | Internal sign; comprising 3 thick MP plastic face, 10 high copy & graphics, braille dots, aluminium and wood profiles; including background, screws, fittings and fixings; complete; as specified and as Drg. A-503; detail 6 |  | Internal sign; comprising 3 thick MP plastic face, 10 high copy & graphics, braille dots, aluminium and wood profiles; including background, screws, fittings and fixings; complete; as specified and as Drg. A-503; detail 6 | [9 empty] | Internal sign; comprising 3 thick MP plastic face, 10 high copy & graphics, braille dots, aluminium and wood profiles; including background, screws, fittings and fixings; complete; as specified and as Drg. A-503; detail 6
Mansour | 10 | SPECIALTIES | 101423 | PANEL SIGNAGE | AR | Item | 464 | 101423 - PANEL SIGNAGE | 101423 - PANEL SIGNAGE | A | Type S1; size 120 x 120 high | 6 | Nr | 27 | 162 | [5 empty] | Type S1; size 120 x 120 high | 6 | Nr | 27 | 162 | 26.19 | 157.14
Mansour | 10 | SPECIALTIES | 101423 | PANEL SIGNAGE | AR | Item | 465 | Internal sign; comprising 3 thick MP plastic face, 10 high copy & graphics, braille dots, aluminium and wood profiles; including background, screws, fittings and fixings; complete; as specified and as Drg. A-503; detail 6 | Internal sign; comprising 3 thick MP plastic face, 10 high copy & graphics, braille dots, aluminium and wood profiles; including background, screws, fittings and fixings; complete; as specified and as Drg. A-503; detail 6 | B | Type S2; size 210 x 130 high | 6 | Nr | 40 | 240 | [5 empty] | Type S2; size 210 x 130 high | 6 | Nr | 40 | 240 | 38.8 | 232.8
Mansour | 10 | SPECIALTIES | 102800 | TOILET, BATH AND LAUNDRY ACCESSORIES | AR | Other | 466 | 102800 - TOILET, BATH AND LAUNDRY ACCESSORIES | 102800 - TOILET, BATH AND LAUNDRY ACCESSORIES |  | 102800 - TOILET, BATH AND LAUNDRY ACCESSORIES | [9 empty] | 102800 - TOILET, BATH AND LAUNDRY ACCESSORIES
Mansour | 10 | SPECIALTIES | 102800 | TOILET, BATH AND LAUNDRY ACCESSORIES | AR | Other | 467 | Miscellaneous fixtures and fittings; complete; as specified and shown on Drawings | Miscellaneous fixtures and fittings; complete; as specified and shown on Drawings |  | Miscellaneous fixtures and fittings; complete; as specified and shown on Drawings | [9 empty] | Miscellaneous fixtures and fittings; complete; as specified and shown on Drawings
Mansour | 10 | SPECIALTIES | 102800 | TOILET, BATH AND LAUNDRY ACCESSORIES | AR | Item | 468 | 102800 - TOILET, BATH AND LAUNDRY ACCESSORIES | 102800 - TOILET, BATH AND LAUNDRY ACCESSORIES | C | Coat hook | 7 | Nr | 20 | 140 | [5 empty] | Coat hook | 7 | Nr | 20 | 140 | 19.4 | 135.8
Mansour | 10 | SPECIALTIES | 102800 | TOILET, BATH AND LAUNDRY ACCESSORIES | AR | Item | 469 | Miscellaneous fixtures and fittings; complete; as specified and shown on Drawings | Miscellaneous fixtures and fittings; complete; as specified and shown on Drawings | D | Paper towel dispenser | 7 | Nr | 113 | 791 | [5 empty] | Paper towel dispenser | 7 | Nr | 113 | 791 | 109.61 | 767.27
Mansour | 10 | SPECIALTIES | 102800 | TOILET, BATH AND LAUNDRY ACCESSORIES | AR | Item | 470 | 102800 - TOILET, BATH AND LAUNDRY ACCESSORIES | 102800 - TOILET, BATH AND LAUNDRY ACCESSORIES | E | Liquid soap dispenser | 7 | Nr | 60 | 420 | [5 empty] | Liquid soap dispenser | 7 | Nr | 60 | 420 | 58.2 | 407.4
Mansour | 10 | SPECIALTIES | 102800 | TOILET, BATH AND LAUNDRY ACCESSORIES | AR | Item | 471 | Miscellaneous fixtures and fittings; complete; as specified and shown on Drawings | Miscellaneous fixtures and fittings; complete; as specified and shown on Drawings | F | Grab bar; 635 long | 7 | Nr |  | 0 | [5 empty] | Grab bar; 635 long | 7 | Nr |  | 0 | 0 | 0
Mansour | 10 | SPECIALTIES | 102800 | TOILET, BATH AND LAUNDRY ACCESSORIES | AR | Item | 472 | 102800 - TOILET, BATH AND LAUNDRY ACCESSORIES | 102800 - TOILET, BATH AND LAUNDRY ACCESSORIES | G | Hinged grab bar; 770 long | 7 | Nr |  | 0 | [5 empty] | Hinged grab bar; 770 long | 7 | Nr |  | 0 | 0 | 0
Mansour | 10 | SPECIALTIES | 102800 | TOILET, BATH AND LAUNDRY ACCESSORIES | AR | Item | 473 | Miscellaneous fixtures and fittings; complete; as specified and shown on Drawings | Miscellaneous fixtures and fittings; complete; as specified and shown on Drawings | H | Toilet paper holder | 7 | Nr | 60 | 420 | [5 empty] | Toilet paper holder | 7 | Nr | 60 | 420 | 58.2 | 407.4
Mansour | 10 | SPECIALTIES | 102800 | TOILET, BATH AND LAUNDRY ACCESSORIES | AR | Item | 474 | 102800 - TOILET, BATH AND LAUNDRY ACCESSORIES | 102800 - TOILET, BATH AND LAUNDRY ACCESSORIES | J | Waste receptacle | 7 | Nr | 86 | 602 | [5 empty] | Waste receptacle | 7 | Nr | 86 | 602 | 83.42 | 583.94
Mansour | 10 | SPECIALTIES | 102800 | TOILET, BATH AND LAUNDRY ACCESSORIES | AR | Other | 475 | Mirror glass; 6 mm thick; polished plate glass, surfaces mounted type, with nickel plate brass; including cardboard filler; fittings and fixings; complete; as specified and as Drg. A-503; detail 8 | Mirror glass; 6 mm thick; polished plate glass, surfaces mounted type, with nickel plate brass; including cardboard filler; fittings and fixings; complete; as specified and as Drg. A-503; detail 8 |  | Mirror glass; 6 mm thick; polished plate glass, surfaces mounted type, with nickel plate brass; including cardboard filler; fittings and fixings; complete; as specified and as Drg. A-503; detail 8 | [9 empty] | Mirror glass; 6 mm thick; polished plate glass, surfaces mounted type, with nickel plate brass; including cardboard filler; fittings and fixings; complete; as specified and as Drg. A-503; detail 8
Mansour | 10 | SPECIALTIES | 102800 | TOILET, BATH AND LAUNDRY ACCESSORIES | AR | Item | 476 | 102800 - TOILET, BATH AND LAUNDRY ACCESSORIES | 102800 - TOILET, BATH AND LAUNDRY ACCESSORIES | A | Size 450 x 600 high | 7 | Nr | 60 | 420 | [5 empty] | Size 450 x 600 high | 7 | Nr | 60 | 420 | 58.2 | 407.4
Mansour | 10 | SPECIALTIES | 104416 | FIRE-EXTINGUISHERS | ME | Other | 477 | 104416 - FIRE-EXTINGUISHERS | 104416 - FIRE-EXTINGUISHERS |  | 104416 - FIRE-EXTINGUISHERS | [9 empty] | 104416 - FIRE-EXTINGUISHERS
Mansour | 10 | SPECIALTIES | 104416 | FIRE-EXTINGUISHERS | ME | Other | 478 | Portable fire extinguishers complete with all accessories | Portable fire extinguishers complete with all accessories |  | Portable fire extinguishers complete with all accessories | [9 empty] | Portable fire extinguishers complete with all accessories
Mansour | 10 | SPECIALTIES | 104416 | FIRE-EXTINGUISHERS | ME | Item | 479 | 104416 - FIRE-EXTINGUISHERS | 104416 - FIRE-EXTINGUISHERS | B | Type FE-1 | 11 | Nr | 73 | 803 | [5 empty] | Type FE-1 | 11 | Nr | 73 | 803 | 70.81 | 778.91
Mansour | 10 | SPECIALTIES | 104416 | FIRE-EXTINGUISHERS | ME | Item | 480 | Portable fire extinguishers complete with all accessories | Portable fire extinguishers complete with all accessories | C | Type FE-2 | 8 | Nr | 86 | 688 | [5 empty] | Type FE-2 | 8 | Nr | 86 | 688 | 83.42 | 667.36
Mansour | 10 | SPECIALTIES | 104416 | FIRE-EXTINGUISHERS | ME | Other | 481 | 104416 - FIRE-EXTINGUISHERS | 104416 - FIRE-EXTINGUISHERS | BILL No. 10 - SPECIALTIES
Mansour | 10 | SPECIALTIES | To Summary | To Summary |  | Bill Sum | 482 | Portable fire extinguishers complete with all accessories | Portable fire extinguishers complete with all accessories | To Summary |  |  |  | J.D | 0 | [8 empty] | J.D | 4686
Mansour | 11 | EQUIPMENT | 114000 | FOOD SERVICE EQUIPMENT | ME | Other | 483 | 104416 - FIRE-EXTINGUISHERS | 104416 - FIRE-EXTINGUISHERS |  |  | BILL NO. 11 | [9 empty] | BILL NO. 11
Mansour | 11 | EQUIPMENT | 114000 | FOOD SERVICE EQUIPMENT | ME | Other | 484 | Portable fire extinguishers complete with all accessories | Portable fire extinguishers complete with all accessories |  |  | EQUIPMENT | [9 empty] | EQUIPMENT
Mansour | 11 | EQUIPMENT | 114000 | FOOD SERVICE EQUIPMENT | ME | Other | 485 | 104416 - FIRE-EXTINGUISHERS | 104416 - FIRE-EXTINGUISHERS | Item | Description | Qty | Unit | Rate | Amount | [5 empty] | Description | Qty | Unit | Rate | Amount
Mansour | 11 | EQUIPMENT | 114000 | FOOD SERVICE EQUIPMENT | ME | Other | 486 | Portable fire extinguishers complete with all accessories | Portable fire extinguishers complete with all accessories | [5 empty] | J.D | [9 empty] | J.D
Mansour | 11 | EQUIPMENT | 114000 | FOOD SERVICE EQUIPMENT | ME | Other | 487 | 114000 - FOOD SERVICE EQUIPMENT | 114000 - FOOD SERVICE EQUIPMENT |  | 114000 - FOOD SERVICE EQUIPMENT | [9 empty] | 114000 - FOOD SERVICE EQUIPMENT
Mansour | 11 | EQUIPMENT | 114000 | FOOD SERVICE EQUIPMENT | ME | Other | 488 | KITCHEN AREA | KITCHEN AREA |  | KITCHEN AREA | [9 empty] | KITCHEN AREA
Mansour | 11 | EQUIPMENT | 114000 | FOOD SERVICE EQUIPMENT | ME | Other | 489 | Storages | Storages |  | Storages | [9 empty] | Storages
Mansour | 11 | EQUIPMENT | 114000 | FOOD SERVICE EQUIPMENT | ME | Item | 490 | KITCHEN AREA | KITCHEN AREA | A | Walk-In Cold & Freezer Room | 1 | Nr |  | 0 | [5 empty] | Walk-In Cold & Freezer Room | 1 | Nr |  | 0 | 0 | 0
Mansour | 11 | EQUIPMENT | 114000 | FOOD SERVICE EQUIPMENT | ME | Item | 491 | Storages | Storages | B | Floor Trough | 2 | Nr |  | 0 | [5 empty] | Floor Trough | 2 | Nr |  | 0 | 0 | 0
Mansour | 11 | EQUIPMENT | 114000 | FOOD SERVICE EQUIPMENT | ME | Item | 492 | KITCHEN AREA | KITCHEN AREA | C | Walk-In Cold & Freezer Room | 1 | Nr |  | 0 | [5 empty] | Walk-In Cold & Freezer Room | 1 | Nr |  | 0 | 0 | 0
Mansour | 11 | EQUIPMENT | 114000 | FOOD SERVICE EQUIPMENT | ME | Item | 493 | Storages | Storages | D | Shelving | 14 | Nr |  | 0 | [5 empty] | Shelving | 14 | Nr |  | 0 | 0 | 0
Mansour | 11 | EQUIPMENT | 114000 | FOOD SERVICE EQUIPMENT | ME | Item | 494 | KITCHEN AREA | KITCHEN AREA | E | Shelving | 18 | Nr |  | 0 | [5 empty] | Shelving | 18 | Nr |  | 0 | 0 | 0
Mansour | 11 | EQUIPMENT | 114000 | FOOD SERVICE EQUIPMENT | ME | Other | 495 | Prewash Area | Prewash Area |  | Prewash Area | [9 empty] | Prewash Area
Mansour | 11 | EQUIPMENT | 114000 | FOOD SERVICE EQUIPMENT | ME | Item | 496 | KITCHEN AREA | KITCHEN AREA | F | Table w/ sink | 1 | Nr |  | 0 | [5 empty] | Table w/ sink | 1 | Nr |  | 0 | 0 | 0
Mansour | 11 | EQUIPMENT | 114000 | FOOD SERVICE EQUIPMENT | ME | Item | 497 | Prewash Area | Prewash Area | G | Mixer Tap | 1 | Nr |  | 0 | [5 empty] | Mixer Tap | 1 | Nr |  | 0 | 0 | 0
Mansour | 11 | EQUIPMENT | 114000 | FOOD SERVICE EQUIPMENT | ME | Item | 498 | KITCHEN AREA | KITCHEN AREA | H | Table W/ Bowl Sink - existing | 1 | Nr |  | 0 | [5 empty] | Table W/ Bowl Sink - existing | 1 | Nr |  | 0 | 0 | 0
Mansour | 11 | EQUIPMENT | 114000 | FOOD SERVICE EQUIPMENT | ME | Item | 499 | Prewash Area | Prewash Area | J | Spray Gun | 1 | Nr |  | 0 | [5 empty] | Spray Gun | 1 | Nr |  | 0 | 0 | 0
Mansour | 11 | EQUIPMENT | 114000 | FOOD SERVICE EQUIPMENT | ME | Item | 500 | KITCHEN AREA | KITCHEN AREA | K | Floor Drain | 1 | Nr |  | 0 | [5 empty] | Floor Drain | 1 | Nr |  | 0 | 0 | 0
Mansour | 11 | EQUIPMENT | 114000 | FOOD SERVICE EQUIPMENT | ME | Item | 501 | Prewash Area | Prewash Area | L | Wall Cupboard- existing | 1 | Nr |  | 0 | [5 empty] | Wall Cupboard- existing | 1 | Nr |  | 0 | 0 | 0
Mansour | 11 | EQUIPMENT | 114000 | FOOD SERVICE EQUIPMENT | ME | Item | 502 | KITCHEN AREA | KITCHEN AREA | M | Shelving - existing | 1 | Nr |  | 0 | [5 empty] | Shelving - existing | 1 | Nr |  | 0 | 0 | 0
Mansour | 11 | EQUIPMENT | 114000 | FOOD SERVICE EQUIPMENT | ME | Other | 503 | Vegetable Preparation | Vegetable Preparation |  | Vegetable Preparation | [9 empty] | Vegetable Preparation
Mansour | 11 | EQUIPMENT | 114000 | FOOD SERVICE EQUIPMENT | ME | Item | 504 | KITCHEN AREA | KITCHEN AREA | N | Hand Wash Sink | 1 | Nr |  | 0 | [5 empty] | Hand Wash Sink | 1 | Nr |  | 0 | 0 | 0
Mansour | 11 | EQUIPMENT | 114000 | FOOD SERVICE EQUIPMENT | ME | Item | 505 | Vegetable Preparation | Vegetable Preparation | P | Prep Table - existing | 1 | Nr |  | 0 | [5 empty] | Prep Table - existing | 1 | Nr |  | 0 | 0 | 0
Mansour | 11 | EQUIPMENT | 114000 | FOOD SERVICE EQUIPMENT | ME | Item | 506 | KITCHEN AREA | KITCHEN AREA | A | Mixer Tap | 2 | Nr |  | 0 | [5 empty] | Mixer Tap | 2 | Nr |  | 0 | 0 | 0
Mansour | 11 | EQUIPMENT | 114000 | FOOD SERVICE EQUIPMENT | ME | Item | 507 | Vegetable Preparation | Vegetable Preparation | B | Undercounter Fridge- 1200 mm | 1 | Nr |  | 0 | [5 empty] | Undercounter Fridge- 1200 mm | 1 | Nr |  | 0 | 0 | 0
Mansour | 11 | EQUIPMENT | 114000 | FOOD SERVICE EQUIPMENT | ME | Item | 508 | KITCHEN AREA | KITCHEN AREA | C | Table w/ sink | 1 | Nr |  | 0 | [5 empty] | Table w/ sink | 1 | Nr |  | 0 | 0 | 0
Mansour | 11 | EQUIPMENT | 114000 | FOOD SERVICE EQUIPMENT | ME | Item | 509 | Vegetable Preparation | Vegetable Preparation | D | Floor Drain | 1 | Nr |  | 0 | [5 empty] | Floor Drain | 1 | Nr |  | 0 | 0 | 0
Mansour | 11 | EQUIPMENT | 114000 | FOOD SERVICE EQUIPMENT | ME | Item | 510 | KITCHEN AREA | KITCHEN AREA | E | Potato Peeler- existing | 1 | Nr |  | 0 | [5 empty] | Potato Peeler- existing | 1 | Nr |  | 0 | 0 | 0
Mansour | 11 | EQUIPMENT | 114000 | FOOD SERVICE EQUIPMENT | ME | Other | 511 | Meat & Poultry Preparation | Meat & Poultry Preparation |  | Meat & Poultry Preparation | [9 empty] | Meat & Poultry Preparation
Mansour | 11 | EQUIPMENT | 114000 | FOOD SERVICE EQUIPMENT | ME | Item | 512 | KITCHEN AREA | KITCHEN AREA | F | Hand Wash Sink | 1 | Nr |  | 0 | [5 empty] | Hand Wash Sink | 1 | Nr |  | 0 | 0 | 0
Mansour | 11 | EQUIPMENT | 114000 | FOOD SERVICE EQUIPMENT | ME | Item | 513 | Meat & Poultry Preparation | Meat & Poultry Preparation | G | Prep Table | 1 | Nr |  | 0 | [5 empty] | Prep Table | 1 | Nr |  | 0 | 0 | 0
Mansour | 11 | EQUIPMENT | 114000 | FOOD SERVICE EQUIPMENT | ME | Item | 514 | KITCHEN AREA | KITCHEN AREA | H | Mixer Tap | 2 | Nr |  | 0 | [5 empty] | Mixer Tap | 2 | Nr |  | 0 | 0 | 0
Mansour | 11 | EQUIPMENT | 114000 | FOOD SERVICE EQUIPMENT | ME | Item | 515 | Meat & Poultry Preparation | Meat & Poultry Preparation | J | Undercounter Fridge-1200 mm | 1 | Nr |  | 0 | [5 empty] | Undercounter Fridge-1200 mm | 1 | Nr |  | 0 | 0 | 0
Mansour | 11 | EQUIPMENT | 114000 | FOOD SERVICE EQUIPMENT | ME | Item | 516 | KITCHEN AREA | KITCHEN AREA | K | Upright Fridge | 1 | Nr |  | 0 | [5 empty] | Upright Fridge | 1 | Nr |  | 0 | 0 | 0
Mansour | 11 | EQUIPMENT | 114000 | FOOD SERVICE EQUIPMENT | ME | Item | 517 | Meat & Poultry Preparation | Meat & Poultry Preparation | L | Floor Drain | 1 | Nr |  | 0 | [5 empty] | Floor Drain | 1 | Nr |  | 0 | 0 | 0
Mansour | 11 | EQUIPMENT | 114000 | FOOD SERVICE EQUIPMENT | ME | Item | 518 | KITCHEN AREA | KITCHEN AREA | M | Meat Mincer- existing | 1 | Nr |  | 0 | [5 empty] | Meat Mincer- existing | 1 | Nr |  | 0 | 0 | 0
Mansour | 11 | EQUIPMENT | 114000 | FOOD SERVICE EQUIPMENT | ME | Other | 519 | Bakery & Pastry | Bakery & Pastry |  | Bakery & Pastry | [9 empty] | Bakery & Pastry
Mansour | 11 | EQUIPMENT | 114000 | FOOD SERVICE EQUIPMENT | ME | Item | 520 | KITCHEN AREA | KITCHEN AREA | N | Table w/ Double Bowl Sink | 1 | Nr |  | 0 | [5 empty] | Table w/ Double Bowl Sink | 1 | Nr |  | 0 | 0 | 0
Mansour | 11 | EQUIPMENT | 114000 | FOOD SERVICE EQUIPMENT | ME | Item | 521 | Bakery & Pastry | Bakery & Pastry | P | Undercounter Fridge-1200 mm | 2 | Nr |  | 0 | [5 empty] | Undercounter Fridge-1200 mm | 2 | Nr |  | 0 | 0 | 0
Mansour | 11 | EQUIPMENT | 114000 | FOOD SERVICE EQUIPMENT | ME | Item | 522 | KITCHEN AREA | KITCHEN AREA | Q | Mixer Tap | 2 | Nr |  | 0 | [5 empty] | Mixer Tap | 2 | Nr |  | 0 | 0 | 0
Mansour | 11 | EQUIPMENT | 114000 | FOOD SERVICE EQUIPMENT | ME | Item | 523 | Bakery & Pastry | Bakery & Pastry | R | Table w/ Sink | 1 | Nr |  | 0 | [5 empty] | Table w/ Sink | 1 | Nr |  | 0 | 0 | 0
Mansour | 11 | EQUIPMENT | 114000 | FOOD SERVICE EQUIPMENT | ME | Item | 524 | KITCHEN AREA | KITCHEN AREA | S | Scale | 1 | Nr |  | 0 | [5 empty] | Scale | 1 | Nr |  | 0 | 0 | 0
Mansour | 11 | EQUIPMENT | 114000 | FOOD SERVICE EQUIPMENT | ME | Item | 525 | Bakery & Pastry | Bakery & Pastry | T | Table W/ Marble Top | 1 | Nr |  | 0 | [5 empty] | Table W/ Marble Top | 1 | Nr |  | 0 | 0 | 0
Mansour | 11 | EQUIPMENT | 114000 | FOOD SERVICE EQUIPMENT | ME | Item | 526 | KITCHEN AREA | KITCHEN AREA | A | Floor Drain | 1 | Nr |  | 0 | [5 empty] | Floor Drain | 1 | Nr |  | 0 | 0 | 0
Mansour | 11 | EQUIPMENT | 114000 | FOOD SERVICE EQUIPMENT | ME | Item | 527 | Bakery & Pastry | Bakery & Pastry | B | Gas Boiling Top- 400 x 700 | 1 | Nr |  | 0 | [5 empty] | Gas Boiling Top- 400 x 700 | 1 | Nr |  | 0 | 0 | 0
Mansour | 11 | EQUIPMENT | 114000 | FOOD SERVICE EQUIPMENT | ME | Item | 528 | KITCHEN AREA | KITCHEN AREA | C | Deck Oven | 1 | Nr |  | 0 | [5 empty] | Deck Oven | 1 | Nr |  | 0 | 0 | 0
Mansour | 11 | EQUIPMENT | 114000 | FOOD SERVICE EQUIPMENT | ME | Item | 529 | Bakery & Pastry | Bakery & Pastry | D | Exhaust Hood w/Fire Suppression System | 1 | Nr |  | 0 | [5 empty] | Exhaust Hood w/Fire Suppression System | 1 | Nr |  | 0 | 0 | 0
Mansour | 11 | EQUIPMENT | 114000 | FOOD SERVICE EQUIPMENT | ME | Item | 530 | KITCHEN AREA | KITCHEN AREA | E | Floor Drain | 1 | Nr |  | 0 | [5 empty] | Floor Drain | 1 | Nr |  | 0 | 0 | 0
Mansour | 11 | EQUIPMENT | 114000 | FOOD SERVICE EQUIPMENT | ME | Item | 531 | Bakery & Pastry | Bakery & Pastry | F | Marble Top - Mobile Worktable | 1 | Nr |  | 0 | [5 empty] | Marble Top - Mobile Worktable | 1 | Nr |  | 0 | 0 | 0
Mansour | 11 | EQUIPMENT | 114000 | FOOD SERVICE EQUIPMENT | ME | Item | 532 | KITCHEN AREA | KITCHEN AREA | G | Worktable- existing | 1 | Nr |  | 0 | [5 empty] | Worktable- existing | 1 | Nr |  | 0 | 0 | 0
Mansour | 11 | EQUIPMENT | 114000 | FOOD SERVICE EQUIPMENT | ME | Item | 533 | Bakery & Pastry | Bakery & Pastry | H | Mixer- existing | 1 | Nr |  | 0 | [5 empty] | Mixer- existing | 1 | Nr |  | 0 | 0 | 0
Mansour | 11 | EQUIPMENT | 114000 | FOOD SERVICE EQUIPMENT | ME | Other | 534 | Hot Kitchen | Hot Kitchen |  | Hot Kitchen | [9 empty] | Hot Kitchen
Mansour | 11 | EQUIPMENT | 114000 | FOOD SERVICE EQUIPMENT | ME | Item | 535 | Bakery & Pastry | Bakery & Pastry | J | Hand Wash Sink | 2 | Nr |  | 0 | [5 empty] | Hand Wash Sink | 2 | Nr |  | 0 | 0 | 0
Mansour | 11 | EQUIPMENT | 114000 | FOOD SERVICE EQUIPMENT | ME | Item | 536 | Hot Kitchen | Hot Kitchen | K | Table w/ Sink- existing | 1 | Nr |  | 0 | [5 empty] | Table w/ Sink- existing | 1 | Nr |  | 0 | 0 | 0
Mansour | 11 | EQUIPMENT | 114000 | FOOD SERVICE EQUIPMENT | ME | Item | 537 | Bakery & Pastry | Bakery & Pastry | L | Mixer Tap | 2 | Nr |  | 0 | [5 empty] | Mixer Tap | 2 | Nr |  | 0 | 0 | 0
Mansour | 11 | EQUIPMENT | 114000 | FOOD SERVICE EQUIPMENT | ME | Item | 538 | Hot Kitchen | Hot Kitchen | M | Floor Drain | 1 | Nr |  | 0 | [5 empty] | Floor Drain | 1 | Nr |  | 0 | 0 | 0
Mansour | 11 | EQUIPMENT | 114000 | FOOD SERVICE EQUIPMENT | ME | Item | 539 | Bakery & Pastry | Bakery & Pastry | N | Fryer- existing | 1 | Nr |  | 0 | [5 empty] | Fryer- existing | 1 | Nr |  | 0 | 0 | 0
Mansour | 11 | EQUIPMENT | 114000 | FOOD SERVICE EQUIPMENT | ME | Item | 540 | Hot Kitchen | Hot Kitchen | P | Ele. Chip Scuttle | 1 | Nr |  | 0 | [5 empty] | Ele. Chip Scuttle | 1 | Nr |  | 0 | 0 | 0
Mansour | 11 | EQUIPMENT | 114000 | FOOD SERVICE EQUIPMENT | ME | Item | 541 | Bakery & Pastry | Bakery & Pastry | Q | Gas Range | 2 | Nr |  | 0 | [5 empty] | Gas Range | 2 | Nr |  | 0 | 0 | 0
Mansour | 11 | EQUIPMENT | 114000 | FOOD SERVICE EQUIPMENT | ME | Item | 542 | Hot Kitchen | Hot Kitchen | R | Gas Grill | 1 | Nr |  | 0 | [5 empty] | Gas Grill | 1 | Nr |  | 0 | 0 | 0
Mansour | 11 | EQUIPMENT | 114000 | FOOD SERVICE EQUIPMENT | ME | Item | 543 | Bakery & Pastry | Bakery & Pastry | S | Exhaust Hood w/ Fire Suppression System | 1 | Nr |  | 0 | [5 empty] | Exhaust Hood w/ Fire Suppression System | 1 | Nr |  | 0 | 0 | 0
Mansour | 11 | EQUIPMENT | 114000 | FOOD SERVICE EQUIPMENT | ME | Item | 544 | Hot Kitchen | Hot Kitchen | T | Worktable- existing | 1 | Nr |  | 0 | [5 empty] | Worktable- existing | 1 | Nr |  | 0 | 0 | 0
Mansour | 11 | EQUIPMENT | 114000 | FOOD SERVICE EQUIPMENT | ME | Item | 545 | Bakery & Pastry | Bakery & Pastry | A | Table w/ Sink | 1 | Nr |  | 0 | [5 empty] | Table w/ Sink | 1 | Nr |  | 0 | 0 | 0
Mansour | 11 | EQUIPMENT | 114000 | FOOD SERVICE EQUIPMENT | ME | Item | 546 | Hot Kitchen | Hot Kitchen | B | Cupboard W/ Drawer- existing | 1 | Nr |  | 0 | [5 empty] | Cupboard W/ Drawer- existing | 1 | Nr |  | 0 | 0 | 0
Mansour | 11 | EQUIPMENT | 114000 | FOOD SERVICE EQUIPMENT | ME | Item | 547 | Bakery & Pastry | Bakery & Pastry | C | Worktable- existing | 1 | Nr |  | 0 | [5 empty] | Worktable- existing | 1 | Nr |  | 0 | 0 | 0
Mansour | 11 | EQUIPMENT | 114000 | FOOD SERVICE EQUIPMENT | ME | Item | 548 | Hot Kitchen | Hot Kitchen | D | Undercounter Fridge-1200 mm | 1 | Nr |  | 0 | [5 empty] | Undercounter Fridge-1200 mm | 1 | Nr |  | 0 | 0 | 0
Mansour | 11 | EQUIPMENT | 114000 | FOOD SERVICE EQUIPMENT | ME | Other | 549 | Cold Kitchen | Cold Kitchen |  | Cold Kitchen | [9 empty] | Cold Kitchen
Mansour | 11 | EQUIPMENT | 114000 | FOOD SERVICE EQUIPMENT | ME | Item | 550 | Hot Kitchen | Hot Kitchen | E | Upright Fridge | 1 | Nr |  | 0 | [5 empty] | Upright Fridge | 1 | Nr |  | 0 | 0 | 0
Mansour | 11 | EQUIPMENT | 114000 | FOOD SERVICE EQUIPMENT | ME | Item | 551 | Cold Kitchen | Cold Kitchen | F | Upright Freezer | 1 | Nr |  | 0 | [5 empty] | Upright Freezer | 1 | Nr |  | 0 | 0 | 0
Mansour | 11 | EQUIPMENT | 114000 | FOOD SERVICE EQUIPMENT | ME | Item | 552 | Hot Kitchen | Hot Kitchen | G | Worktable W/ Sink | 1 | Nr |  | 0 | [5 empty] | Worktable W/ Sink | 1 | Nr |  | 0 | 0 | 0
Mansour | 11 | EQUIPMENT | 114000 | FOOD SERVICE EQUIPMENT | ME | Item | 553 | Cold Kitchen | Cold Kitchen | H | Mixer Tap | 1 | Nr |  | 0 | [5 empty] | Mixer Tap | 1 | Nr |  | 0 | 0 | 0
Mansour | 11 | EQUIPMENT | 114000 | FOOD SERVICE EQUIPMENT | ME | Item | 554 | Hot Kitchen | Hot Kitchen | J | Floor Drain | 2 | Nr |  | 0 | [5 empty] | Floor Drain | 2 | Nr |  | 0 | 0 | 0
Mansour | 11 | EQUIPMENT | 114000 | FOOD SERVICE EQUIPMENT | ME | Item | 555 | Cold Kitchen | Cold Kitchen | K | Salad Table | 1 | Nr |  | 0 | [5 empty] | Salad Table | 1 | Nr |  | 0 | 0 | 0
Mansour | 11 | EQUIPMENT | 114000 | FOOD SERVICE EQUIPMENT | ME | Item | 556 | Hot Kitchen | Hot Kitchen | L | Worktable | 1 | Nr |  | 0 | [5 empty] | Worktable | 1 | Nr |  | 0 | 0 | 0
Mansour | 11 | EQUIPMENT | 114000 | FOOD SERVICE EQUIPMENT | ME | Item | 557 | Cold Kitchen | Cold Kitchen | M | Undercounter Fridge | 1 | Nr |  | 0 | [5 empty] | Undercounter Fridge | 1 | Nr |  | 0 | 0 | 0
Mansour | 11 | EQUIPMENT | 114000 | FOOD SERVICE EQUIPMENT | ME | Other | 558 | Potwash Area | Potwash Area |  | Potwash Area | [9 empty] | Potwash Area
Mansour | 11 | EQUIPMENT | 114000 | FOOD SERVICE EQUIPMENT | ME | Item | 559 | Cold Kitchen | Cold Kitchen | N | Triple Bowl Sink | 1 | Nr |  | 0 | [5 empty] | Triple Bowl Sink | 1 | Nr |  | 0 | 0 | 0
Mansour | 11 | EQUIPMENT | 114000 | FOOD SERVICE EQUIPMENT | ME | Item | 560 | Potwash Area | Potwash Area | P | Spray Gun | 1 | Nr |  | 0 | [5 empty] | Spray Gun | 1 | Nr |  | 0 | 0 | 0
Mansour | 11 | EQUIPMENT | 114000 | FOOD SERVICE EQUIPMENT | ME | Item | 561 | Cold Kitchen | Cold Kitchen | Q | Mixer Tap | 1 | Nr |  | 0 | [5 empty] | Mixer Tap | 1 | Nr |  | 0 | 0 | 0
Mansour | 11 | EQUIPMENT | 114000 | FOOD SERVICE EQUIPMENT | ME | Item | 562 | Potwash Area | Potwash Area | R | Shelving unit | 3 | Nr |  | 0 | [5 empty] | Shelving unit | 3 | Nr |  | 0 | 0 | 0
Mansour | 11 | EQUIPMENT | 114000 | FOOD SERVICE EQUIPMENT | ME | Item | 563 | Cold Kitchen | Cold Kitchen | S | Floor Drain | 1 | Nr |  | 0 | [5 empty] | Floor Drain | 1 | Nr |  | 0 | 0 | 0
Mansour | 11 | EQUIPMENT | 114000 | FOOD SERVICE EQUIPMENT | ME | Other | 564 | Dishwash Area | Dishwash Area |  | Dishwash Area | [9 empty] | Dishwash Area
Mansour | 11 | EQUIPMENT | 114000 | FOOD SERVICE EQUIPMENT | ME | Item | 565 | Cold Kitchen | Cold Kitchen | A | Triple Bowl Sink | 1 | Nr |  | 0 | [5 empty] | Triple Bowl Sink | 1 | Nr |  | 0 | 0 | 0
Mansour | 11 | EQUIPMENT | 114000 | FOOD SERVICE EQUIPMENT | ME | Item | 566 | Dishwash Area | Dishwash Area | B | Spray Gun | 1 | Nr |  | 0 | [5 empty] | Spray Gun | 1 | Nr |  | 0 | 0 | 0
Mansour | 11 | EQUIPMENT | 114000 | FOOD SERVICE EQUIPMENT | ME | Item | 567 | Cold Kitchen | Cold Kitchen | C | Mixer Tap | 1 | Nr |  | 0 | [5 empty] | Mixer Tap | 1 | Nr |  | 0 | 0 | 0
Mansour | 11 | EQUIPMENT | 114000 | FOOD SERVICE EQUIPMENT | ME | Item | 568 | Dishwash Area | Dishwash Area | D | Shelving Unit | 5 | Nr |  | 0 | [5 empty] | Shelving Unit | 5 | Nr |  | 0 | 0 | 0
Mansour | 11 | EQUIPMENT | 114000 | FOOD SERVICE EQUIPMENT | ME | Item | 569 | Cold Kitchen | Cold Kitchen | E | Floor Drain | 1 | Nr |  | 0 | [5 empty] | Floor Drain | 1 | Nr |  | 0 | 0 | 0
Mansour | 11 | EQUIPMENT | 114000 | FOOD SERVICE EQUIPMENT | ME | Other | 570 | Corridor | Corridor |  | Corridor | [9 empty] | Corridor
Mansour | 11 | EQUIPMENT | 114000 | FOOD SERVICE EQUIPMENT | ME | Item | 571 | Cold Kitchen | Cold Kitchen | F | Hand Wash Sink | 2 | Nr |  | 0 | [5 empty] | Hand Wash Sink | 2 | Nr |  | 0 | 0 | 0
Mansour | 11 | EQUIPMENT | 114000 | FOOD SERVICE EQUIPMENT | ME | Item | 572 | Corridor | Corridor | G | Container Trolleys | 3 | Nr |  | 0 | [5 empty] | Container Trolleys | 3 | Nr |  | 0 | 0 | 0
Mansour | 11 | EQUIPMENT | 114000 | FOOD SERVICE EQUIPMENT | ME | Item | 573 | Cold Kitchen | Cold Kitchen | H | Platform Scale | 1 | Nr |  | 0 | [5 empty] | Platform Scale | 1 | Nr |  | 0 | 0 | 0
Mansour | 11 | EQUIPMENT | 114000 | FOOD SERVICE EQUIPMENT | ME | Other | 574 | Plating Area | Plating Area |  | Plating Area | [9 empty] | Plating Area
Mansour | 11 | EQUIPMENT | 114000 | FOOD SERVICE EQUIPMENT | ME | Item | 575 | Cold Kitchen | Cold Kitchen | J | Hand Wash Sink | 1 | Nr |  | 0 | [5 empty] | Hand Wash Sink | 1 | Nr |  | 0 | 0 | 0
Mansour | 11 | EQUIPMENT | 114000 | FOOD SERVICE EQUIPMENT | ME | Item | 576 | Plating Area | Plating Area | K | Floor Drain | 1 | Nr |  | 0 | [5 empty] | Floor Drain | 1 | Nr |  | 0 | 0 | 0
Mansour | 11 | EQUIPMENT | 114000 | FOOD SERVICE EQUIPMENT | ME | Item | 577 | Cold Kitchen | Cold Kitchen | L | Cupboard Table- existing | 2 | Nr |  | 0 | [5 empty] | Cupboard Table- existing | 2 | Nr |  | 0 | 0 | 0
Mansour | 11 | EQUIPMENT | 114000 | FOOD SERVICE EQUIPMENT | ME | Item | 578 | Plating Area | Plating Area | M | Worktable | 1 | Nr |  | 0 | [5 empty] | Worktable | 1 | Nr |  | 0 | 0 | 0
Mansour | 11 | EQUIPMENT | 114000 | FOOD SERVICE EQUIPMENT | ME | Item | 579 | Cold Kitchen | Cold Kitchen | N | Mobile Worktable | 1 | Nr |  | 0 | [5 empty] | Mobile Worktable | 1 | Nr |  | 0 | 0 | 0
Mansour | 11 | EQUIPMENT | 114000 | FOOD SERVICE EQUIPMENT | ME | Item | 580 | Plating Area | Plating Area | P | Mobile Hot Cupboard | 1 | Nr |  | 0 | [5 empty] | Mobile Hot Cupboard | 1 | Nr |  | 0 | 0 | 0
Mansour | 11 | EQUIPMENT | 117000 | LAUNDRY EQUIPMENT | ME | Other | 581 | 117000 - LAUNDRY EQUIPMENT | 117000 - LAUNDRY EQUIPMENT |  | 117000 - LAUNDRY EQUIPMENT | [9 empty] | 117000 - LAUNDRY EQUIPMENT
Mansour | 11 | EQUIPMENT | 117000 | LAUNDRY EQUIPMENT | ME | Other | 582 | LAUNDRY | LAUNDRY |  | LAUNDRY | [9 empty] | LAUNDRY
Mansour | 11 | EQUIPMENT | 117000 | LAUNDRY EQUIPMENT | ME | Item | 583 | 117000 - LAUNDRY EQUIPMENT | 117000 - LAUNDRY EQUIPMENT | A | Hand Wash Sink | 2 | Nr |  | 0 | [5 empty] | Hand Wash Sink | 2 | Nr |  | 0 | 0 | 0
Mansour | 11 | EQUIPMENT | 117000 | LAUNDRY EQUIPMENT | ME | Item | 584 | LAUNDRY | LAUNDRY | B | Platform Scale | 1 | Nr |  | 0 | [5 empty] | Platform Scale | 1 | Nr |  | 0 | 0 | 0
Mansour | 11 | EQUIPMENT | 117000 | LAUNDRY EQUIPMENT | ME | Item | 585 | 117000 - LAUNDRY EQUIPMENT | 117000 - LAUNDRY EQUIPMENT | C | Table W/ Sink | 1 | Nr |  | 0 | [5 empty] | Table W/ Sink | 1 | Nr |  | 0 | 0 | 0
Mansour | 11 | EQUIPMENT | 117000 | LAUNDRY EQUIPMENT | ME | Item | 586 | LAUNDRY | LAUNDRY | D | Mixer Tap | 1 | Nr |  | 0 | [5 empty] | Mixer Tap | 1 | Nr |  | 0 | 0 | 0
Mansour | 11 | EQUIPMENT | 117000 | LAUNDRY EQUIPMENT | ME | Item | 587 | 117000 - LAUNDRY EQUIPMENT | 117000 - LAUNDRY EQUIPMENT | E | Dirty Linen Trolley (existing) | 2 | Nr |  | 0 | [5 empty] | Dirty Linen Trolley (existing) | 2 | Nr |  | 0 | 0 | 0
Mansour | 11 | EQUIPMENT | 117000 | LAUNDRY EQUIPMENT | ME | Item | 588 | LAUNDRY | LAUNDRY | F | Spin Dryer (existing) | 1 | Nr |  | 0 | [5 empty] | Spin Dryer (existing) | 1 | Nr |  | 0 | 0 | 0
Mansour | 11 | EQUIPMENT | 117000 | LAUNDRY EQUIPMENT | ME | Item | 589 | 117000 - LAUNDRY EQUIPMENT | 117000 - LAUNDRY EQUIPMENT | G | 25 Kg Extractor Washer (existing) | 1 | Nr |  | 0 | [5 empty] | 25 Kg Extractor Washer (existing) | 1 | Nr |  | 0 | 0 | 0
Mansour | 11 | EQUIPMENT | 117000 | LAUNDRY EQUIPMENT | ME | Item | 590 | LAUNDRY | LAUNDRY | H | 36 Kg Extractor Washer | 1 | Nr |  | 0 | [5 empty] | 36 Kg Extractor Washer | 1 | Nr |  | 0 | 0 | 0
Mansour | 11 | EQUIPMENT | 117000 | LAUNDRY EQUIPMENT | ME | Item | 591 | 117000 - LAUNDRY EQUIPMENT | 117000 - LAUNDRY EQUIPMENT | J | 7 Kg Extractor Washer (existing) | 1 | Nr |  | 0 | [5 empty] | 7 Kg Extractor Washer (existing) | 1 | Nr |  | 0 | 0 | 0
Mansour | 11 | EQUIPMENT | 117000 | LAUNDRY EQUIPMENT | ME | Item | 592 | LAUNDRY | LAUNDRY | K | 16 Kg Dryer (existing) | 1 | Nr |  | 0 | [5 empty] | 16 Kg Dryer (existing) | 1 | Nr |  | 0 | 0 | 0
Mansour | 11 | EQUIPMENT | 117000 | LAUNDRY EQUIPMENT | ME | Item | 593 | 117000 - LAUNDRY EQUIPMENT | 117000 - LAUNDRY EQUIPMENT | L | Flat Ironer | 1 | Nr |  | 0 | [5 empty] | Flat Ironer | 1 | Nr |  | 0 | 0 | 0
Mansour | 11 | EQUIPMENT | 117000 | LAUNDRY EQUIPMENT | ME | Item | 594 | LAUNDRY | LAUNDRY | M | Mobile Worktable | 1 | Nr |  | 0 | [5 empty] | Mobile Worktable | 1 | Nr |  | 0 | 0 | 0
Mansour | 11 | EQUIPMENT | 117000 | LAUNDRY EQUIPMENT | ME | Item | 595 | 117000 - LAUNDRY EQUIPMENT | 117000 - LAUNDRY EQUIPMENT | N | Utility Press (existing) | 1 | Nr |  | 0 | [5 empty] | Utility Press (existing) | 1 | Nr |  | 0 | 0 | 0
Mansour | 11 | EQUIPMENT | 117000 | LAUNDRY EQUIPMENT | ME | Item | 596 | LAUNDRY | LAUNDRY | P | Ironer | 2 | Nr |  | 0 | [5 empty] | Ironer | 2 | Nr |  | 0 | 0 | 0
Mansour | 11 | EQUIPMENT | 117000 | LAUNDRY EQUIPMENT | ME | Item | 597 | 117000 - LAUNDRY EQUIPMENT | 117000 - LAUNDRY EQUIPMENT | Q | Clean Linen Trolley (existing) | 2 | Nr |  | 0 | [5 empty] | Clean Linen Trolley (existing) | 2 | Nr |  | 0 | 0 | 0
Mansour | 11 | EQUIPMENT | 117000 | LAUNDRY EQUIPMENT | ME | Item | 598 | LAUNDRY | LAUNDRY | R | Mobile Worktable | 2 | Nr |  | 0 | [5 empty] | Mobile Worktable | 2 | Nr |  | 0 | 0 | 0
Mansour | 11 | EQUIPMENT | 117000 | LAUNDRY EQUIPMENT | ME | Item | 599 | 117000 - LAUNDRY EQUIPMENT | 117000 - LAUNDRY EQUIPMENT | S | Hanging Rail | 1 | Nr |  | 0 | [5 empty] | Hanging Rail | 1 | Nr |  | 0 | 0 | 0
Mansour | 11 | EQUIPMENT | 117000 | LAUNDRY EQUIPMENT | ME | Item | 600 | LAUNDRY | LAUNDRY | T | Sewing Machine (existing) | 1 | Nr |  | 0 | [5 empty] | Sewing Machine (existing) | 1 | Nr |  | 0 | 0 | 0
Mansour | 11 | EQUIPMENT | 117000 | LAUNDRY EQUIPMENT | ME | Other | 601 | 117000 - LAUNDRY EQUIPMENT | 117000 - LAUNDRY EQUIPMENT | BILL No. 11 - EQUIPMENT |  |  |  | J.D | 0 | [8 empty] | J.D | 0
Mansour | 11 | EQUIPMENT | To Summary | To Summary |  | Bill Sum | 602 | LAUNDRY | LAUNDRY | To Summary
Mansour | 12 | FURNISHINGS | 123640 | STONE CONTERTOPS | AR | Other | 603 | 117000 - LAUNDRY EQUIPMENT | 117000 - LAUNDRY EQUIPMENT |  |  | BILL NO. 12 | [9 empty] | BILL NO. 12
Mansour | 12 | FURNISHINGS | 123640 | STONE CONTERTOPS | AR | Other | 604 | LAUNDRY | LAUNDRY |  |  | FURNISHINGS | [9 empty] | FURNISHINGS
Mansour | 12 | FURNISHINGS | 123640 | STONE CONTERTOPS | AR | Other | 605 | 117000 - LAUNDRY EQUIPMENT | 117000 - LAUNDRY EQUIPMENT | Item | Description | Qty | Unit | Rate | Amount | [5 empty] | Description | Qty | Unit | Rate | Amount
Mansour | 12 | FURNISHINGS | 123640 | STONE CONTERTOPS | AR | Other | 606 | LAUNDRY | LAUNDRY | [5 empty] | J.D | [9 empty] | J.D
Mansour | 12 | FURNISHINGS | 123640 | STONE CONTERTOPS | AR | Other | 607 | 123640 - STONE CONTERTOPS | 123640 - STONE CONTERTOPS |  | 123640 - STONE CONTERTOPS | [9 empty] | 123640 - STONE CONTERTOPS
Mansour | 12 | FURNISHINGS | 123640 | STONE CONTERTOPS | AR | Other | 608 | Reception counter units; constructed from 100 thick hollow concrete blocks, filled with concrete and reinforced 12 diameter steel bars, faced with plaster and paint on both sides, comprising 30 thick granite serving counter top, 25 thick blockboard counter top faced on all exposed surfaces with plastic laminate veneer; including base steel angle brackets, 6 thick cork board on plywood, fittings and fixings; complete; as specified and as Drg. A-503; detail 11 | Reception counter units; constructed from 100 thick hollow concrete blocks, filled with concrete and reinforced 12 diameter steel bars, faced with plaster and paint on both sides, comprising 30 thick granite serving counter top, 25 thick blockboard counter top faced on all exposed surfaces with plastic laminate veneer; including base steel angle brackets, 6 thick cork board on plywood, fittings and fixings; complete; as specified and as Drg. A-503; detail 11 |  | Reception counter units; constructed from 100 thick hollow concrete blocks, filled with concrete and reinforced 12 diameter steel bars, faced with plaster and paint on both sides, comprising 30 thick granite serving counter top, 25 thick blockboard counter top faced on all exposed surfaces with plastic laminate veneer; including base steel angle brackets, 6 thick cork board on plywood, fittings and fixings; complete; as specified and as Drg. A-503; detail 11 | [9 empty] | Reception counter units; constructed from 100 thick hollow concrete blocks, filled with concrete and reinforced 12 diameter steel bars, faced with plaster and paint on both sides, comprising 30 thick granite serving counter top, 25 thick blockboard counter top faced on all exposed surfaces with plastic laminate veneer; including base steel angle brackets, 6 thick cork board on plywood, fittings and fixings; complete; as specified and as Drg. A-503; detail 11
Mansour | 12 | FURNISHINGS | 123640 | STONE CONTERTOPS | AR | Item | 609 | 123640 - STONE CONTERTOPS | 123640 - STONE CONTERTOPS | A | Overall size 640 x 1200 high; straight, curved | 6 | m | 305 | 1830 | [5 empty] | Overall size 640 x 1200 high; straight, curved | 6 | m | 305 | 1830 | 295.85 | 1775.1
Mansour | 12 | FURNISHINGS | 123640 | STONE CONTERTOPS | AR | Other | 610 | Pantry worktop; 30 thick granite; including 20 thick backsplash, supports and fixings; complete; as specified and as Drg. A-501; detail 14 | Pantry worktop; 30 thick granite; including 20 thick backsplash, supports and fixings; complete; as specified and as Drg. A-501; detail 14 |  | Pantry worktop; 30 thick granite; including 20 thick backsplash, supports and fixings; complete; as specified and as Drg. A-501; detail 14 | [9 empty] | Pantry worktop; 30 thick granite; including 20 thick backsplash, supports and fixings; complete; as specified and as Drg. A-501; detail 14
Mansour | 12 | FURNISHINGS | 123640 | STONE CONTERTOPS | AR | Item | 611 | 123640 - STONE CONTERTOPS | 123640 - STONE CONTERTOPS | B | 600 wide | 23 | m | 146 | 3358 | [5 empty] | 600 wide | 23 | m | 146 | 3358 | 141.62 | 3257.26
Mansour | 12 | FURNISHINGS | 123640 | STONE CONTERTOPS | AR | Item | 612 | Pantry worktop; 30 thick granite; including 20 thick backsplash, supports and fixings; complete; as specified and as Drg. A-501; detail 14 | Pantry worktop; 30 thick granite; including 20 thick backsplash, supports and fixings; complete; as specified and as Drg. A-501; detail 14 | C | 600 wide; U shape | 7 | m | 199 | 1393 | [5 empty] | 600 wide; U shape | 7 | m | 199 | 1393 | 193.03 | 1351.21
Mansour | 12 | FURNISHINGS | 123640 | STONE CONTERTOPS | AR | Item | 613 | 123640 - STONE CONTERTOPS | 123640 - STONE CONTERTOPS | D | 750 wide; curved | 12 | m |  | 0 | [5 empty] | 750 wide; curved | 12 | m |  | 0 | 0 | 0
Mansour | 12 | FURNISHINGS | 124813 | ENTRANCE FLOOR MATS AND FRAME | AR | Other | 614 | 124813 - ENTRANCE FLOOR MATS AND FRAME | 124813 - ENTRANCE FLOOR MATS AND FRAME |  | 124813 - ENTRANCE FLOOR MATS AND FRAME | [9 empty] | 124813 - ENTRANCE FLOOR MATS AND FRAME
Mansour | 12 | FURNISHINGS | 124813 | ENTRANCE FLOOR MATS AND FRAME | AR | Other | 615 | Door mats and frames; corrugated rubber mat strips with aluminium slates; including aluminium frame with patent-clip-on polypropylene corner brackets for building in; including cement-sand screed levelling; complete; as specified and as Drg. A-501; detail 15 | Door mats and frames; corrugated rubber mat strips with aluminium slates; including aluminium frame with patent-clip-on polypropylene corner brackets for building in; including cement-sand screed levelling; complete; as specified and as Drg. A-501; detail 15 |  | Door mats and frames; corrugated rubber mat strips with aluminium slates; including aluminium frame with patent-clip-on polypropylene corner brackets for building in; including cement-sand screed levelling; complete; as specified and as Drg. A-501; detail 15 | [9 empty] | Door mats and frames; corrugated rubber mat strips with aluminium slates; including aluminium frame with patent-clip-on polypropylene corner brackets for building in; including cement-sand screed levelling; complete; as specified and as Drg. A-501; detail 15
Mansour | 12 | FURNISHINGS | 124813 | ENTRANCE FLOOR MATS AND FRAME | AR | Item | 616 | 124813 - ENTRANCE FLOOR MATS AND FRAME | 124813 - ENTRANCE FLOOR MATS AND FRAME | A | Size 800 x 2400 | 1 | Nr |  | 0 | [5 empty] | Size 800 x 2400 | 1 | Nr |  | 0 | 0 | 0
Mansour | 12 | FURNISHINGS | 124813 | ENTRANCE FLOOR MATS AND FRAME | AR | Item | 617 | Door mats and frames; corrugated rubber mat strips with aluminium slates; including aluminium frame with patent-clip-on polypropylene corner brackets for building in; including cement-sand screed levelling; complete; as specified and as Drg. A-501; detail 15 | Door mats and frames; corrugated rubber mat strips with aluminium slates; including aluminium frame with patent-clip-on polypropylene corner brackets for building in; including cement-sand screed levelling; complete; as specified and as Drg. A-501; detail 15 | B | Size 1000 x 1800 | 1 | Nr |  | 0 | [5 empty] | Size 1000 x 1800 | 1 | Nr |  | 0 | 0 | 0
Mansour | 12 | FURNISHINGS | 124813 | ENTRANCE FLOOR MATS AND FRAME | AR | Item | 618 | 124813 - ENTRANCE FLOOR MATS AND FRAME | 124813 - ENTRANCE FLOOR MATS AND FRAME | C | Size 600 x 1750 | 1 | Nr |  | 0 | [5 empty] | Size 600 x 1750 | 1 | Nr |  | 0 | 0 | 0
Mansour | 12 | FURNISHINGS | 124813 | ENTRANCE FLOOR MATS AND FRAME | AR | Other | 619 | Door mats and frames; corrugated rubber mat strips with aluminium slates; including aluminium frame with patent-clip-on polypropylene corner brackets for building in; including cement-sand screed levelling; complete; as specified and as Drg. A-501; detail 15 | Door mats and frames; corrugated rubber mat strips with aluminium slates; including aluminium frame with patent-clip-on polypropylene corner brackets for building in; including cement-sand screed levelling; complete; as specified and as Drg. A-501; detail 15 | BILL No. 12 - FURNISHINGS
Mansour | 12 | FURNISHINGS | To Summary | To Summary |  | Bill Sum | 620 | 124813 - ENTRANCE FLOOR MATS AND FRAME | 124813 - ENTRANCE FLOOR MATS AND FRAME | To Summary |  |  |  | J.D | 0 | [8 empty] | J.D | 6581
Mansour | 14 | CONVEYING EQUIPMENT | 142100 | ELECTRIC TRACTION ELEVATORS | EL | Other | 621 | Door mats and frames; corrugated rubber mat strips with aluminium slates; including aluminium frame with patent-clip-on polypropylene corner brackets for building in; including cement-sand screed levelling; complete; as specified and as Drg. A-501; detail 15 | Door mats and frames; corrugated rubber mat strips with aluminium slates; including aluminium frame with patent-clip-on polypropylene corner brackets for building in; including cement-sand screed levelling; complete; as specified and as Drg. A-501; detail 15 | BILL NO. 14
Mansour | 14 | CONVEYING EQUIPMENT | 142100 | ELECTRIC TRACTION ELEVATORS | EL | Other | 622 | 124813 - ENTRANCE FLOOR MATS AND FRAME | 124813 - ENTRANCE FLOOR MATS AND FRAME | CONVEYING EQUIPMENT
Mansour | 14 | CONVEYING EQUIPMENT | 142100 | ELECTRIC TRACTION ELEVATORS | EL | Other | 623 | Door mats and frames; corrugated rubber mat strips with aluminium slates; including aluminium frame with patent-clip-on polypropylene corner brackets for building in; including cement-sand screed levelling; complete; as specified and as Drg. A-501; detail 15 | Door mats and frames; corrugated rubber mat strips with aluminium slates; including aluminium frame with patent-clip-on polypropylene corner brackets for building in; including cement-sand screed levelling; complete; as specified and as Drg. A-501; detail 15 | Item | Description | Qty | Unit | Rate | Amount | [5 empty] | Description | Qty | Unit | Rate | Amount
Mansour | 14 | CONVEYING EQUIPMENT | 142100 | ELECTRIC TRACTION ELEVATORS | EL | Other | 624 | 124813 - ENTRANCE FLOOR MATS AND FRAME | 124813 - ENTRANCE FLOOR MATS AND FRAME | [5 empty] | JD | [9 empty] | JD
Mansour | 14 | CONVEYING EQUIPMENT | 142100 | ELECTRIC TRACTION ELEVATORS | EL | Other | 625 | 142100 - ELECTRIC TRACTION ELEVATORS | 142100 - ELECTRIC TRACTION ELEVATORS |  | 142100 - ELECTRIC TRACTION ELEVATORS |  |  |  | 0 | [5 empty] | 142100 - ELECTRIC TRACTION ELEVATORS |  |  |  | 0
Mansour | 14 | CONVEYING EQUIPMENT | 142100 | ELECTRIC TRACTION ELEVATORS | EL | Other | 626 | Passenger, bed, & service lifts, including all necessary controls and accessories | Passenger, bed, & service lifts, including all necessary controls and accessories |  | Passenger, bed, & service lifts, including all necessary controls and accessories | [9 empty] | Passenger, bed, & service lifts, including all necessary controls and accessories
Mansour | 14 | CONVEYING EQUIPMENT | 142100 | ELECTRIC TRACTION ELEVATORS | EL | Item | 627 | 142100 - ELECTRIC TRACTION ELEVATORS | 142100 - ELECTRIC TRACTION ELEVATORS | A | Reference Elevator (L1) 800 kg (passenger), 1 m/s, as specified and shown on the drawings | 1 | Nr |  | 0 | [5 empty] | Reference Elevator (L1) 800 kg (passenger), 1 m/s, as specified and shown on the drawings | 1 | Nr |  | 0 | 0 | 0
Mansour | 14 | CONVEYING EQUIPMENT | 142100 | ELECTRIC TRACTION ELEVATORS | EL | Item | 628 | Passenger, bed, & service lifts, including all necessary controls and accessories | Passenger, bed, & service lifts, including all necessary controls and accessories | B | Reference Elevator (L2) 1600 kg (bed), 1 m/s, as specified and shown on the drawings | 1 | Nr |  | 0 | [5 empty] | Reference Elevator (L2) 1600 kg (bed), 1 m/s, as specified and shown on the drawings | 1 | Nr |  | 0 | 0 | 0
Mansour | 14 | CONVEYING EQUIPMENT | 142100 | ELECTRIC TRACTION ELEVATORS | EL | Item | 629 | 142100 - ELECTRIC TRACTION ELEVATORS | 142100 - ELECTRIC TRACTION ELEVATORS | C | Reference Elevator (L3) 1000 kg (service), 1 m/s, as specified and shown on the drawings | 1 | Nr |  | 0 | [5 empty] | Reference Elevator (L3) 1000 kg (service), 1 m/s, as specified and shown on the drawings | 1 | Nr |  | 0 | 0 | 0
Mansour | 14 | CONVEYING EQUIPMENT | 142100 | ELECTRIC TRACTION ELEVATORS | EL | Other | 630 | Passenger, bed, & service lifts, including all necessary controls and accessories | Passenger, bed, & service lifts, including all necessary controls and accessories | BILL NO. 14 - CONVEYING EQUIPMENT
Mansour | 14 | CONVEYING EQUIPMENT | To Summary | To Summary |  | Bill Sum | 631 | 142100 - ELECTRIC TRACTION ELEVATORS | 142100 - ELECTRIC TRACTION ELEVATORS | To Summary |  |  |  | JD | 0 | [8 empty] | JD | 0
Mansour | 21 | FIRE SUPPRESSION | 211100 | FACILITY FIRE-SUPPRESSION WATER- SERVICE PIPING | ME | Other | 632 | Passenger, bed, & service lifts, including all necessary controls and accessories | Passenger, bed, & service lifts, including all necessary controls and accessories |  |  | BILL NO. 21 | [9 empty] | BILL NO. 21
Mansour | 21 | FIRE SUPPRESSION | 211100 | FACILITY FIRE-SUPPRESSION WATER- SERVICE PIPING | ME | Other | 633 | 142100 - ELECTRIC TRACTION ELEVATORS | 142100 - ELECTRIC TRACTION ELEVATORS |  |  | FIRE SUPPRESSION | [9 empty] | FIRE SUPPRESSION
Mansour | 21 | FIRE SUPPRESSION | 211100 | FACILITY FIRE-SUPPRESSION WATER- SERVICE PIPING | ME | Other | 634 | Passenger, bed, & service lifts, including all necessary controls and accessories | Passenger, bed, & service lifts, including all necessary controls and accessories | Item | Description | Qty | Unit | Rate | Amount | [5 empty] | Description | Qty | Unit | Rate | Amount
Mansour | 21 | FIRE SUPPRESSION | 211100 | FACILITY FIRE-SUPPRESSION WATER- SERVICE PIPING | ME | Other | 635 | 142100 - ELECTRIC TRACTION ELEVATORS | 142100 - ELECTRIC TRACTION ELEVATORS | [5 empty] | J.D | [9 empty] | J.D
Mansour | 21 | FIRE SUPPRESSION | 211100 | FACILITY FIRE-SUPPRESSION WATER- SERVICE PIPING | ME | Other | 636 | 211100 - FACILITY FIRE-SUPPRESSION WATER- SERVICE PIPING | 211100 - FACILITY FIRE-SUPPRESSION WATER- SERVICE PIPING |  | 211100 - FACILITY FIRE-SUPPRESSION WATER- SERVICE PIPING | [9 empty] | 211100 - FACILITY FIRE-SUPPRESSION WATER- SERVICE PIPING
Mansour | 21 | FIRE SUPPRESSION | 211100 | FACILITY FIRE-SUPPRESSION WATER- SERVICE PIPING | ME | Other | 637 | Standpipes and wet-pipe sprinlers | Black Steel Pipes and fittings |  | Standpipes and wet-pipe sprinlers | [9 empty] | Standpipes and wet-pipe sprinlers
Mansour | 21 | FIRE SUPPRESSION | 211100 | FACILITY FIRE-SUPPRESSION WATER- SERVICE PIPING | ME | Other | 638 | Standpipes and wet-pipe sprinlers | Black Steel Pipes and fittings |  | Black Steel Pipes and fittings | [9 empty] | Black Steel Pipes and fittings
Mansour | 21 | FIRE SUPPRESSION | 211100 | FACILITY FIRE-SUPPRESSION WATER- SERVICE PIPING | ME | Item | 639 | Standpipes and wet-pipe sprinlers | Black Steel Pipes and fittings | A | 25 dn | 480 | m | 17 | 8160 | [5 empty] | 25 dn | 480 | m | 17 | 8160 | 16.49 | 7915.2
Mansour | 21 | FIRE SUPPRESSION | 211100 | FACILITY FIRE-SUPPRESSION WATER- SERVICE PIPING | ME | Item | 640 | Standpipes and wet-pipe sprinlers | Black Steel Pipes and fittings | B | 32 dn | 22 | m | 19 | 418 | [5 empty] | 32 dn | 22 | m | 19 | 418 | 18.43 | 405.46
Mansour | 21 | FIRE SUPPRESSION | 211100 | FACILITY FIRE-SUPPRESSION WATER- SERVICE PIPING | ME | Item | 641 | Standpipes and wet-pipe sprinlers | Black Steel Pipes and fittings | C | 40 dn | 30 | m | 22 | 660 | [5 empty] | 40 dn | 30 | m | 22 | 660 | 21.34 | 640.2
Mansour | 21 | FIRE SUPPRESSION | 211100 | FACILITY FIRE-SUPPRESSION WATER- SERVICE PIPING | ME | Item | 642 | Standpipes and wet-pipe sprinlers | Black Steel Pipes and fittings | D | 50 dn | 50 | m | 26 | 1300 | [5 empty] | 50 dn | 50 | m | 26 | 1352 | 25.22 | 1261
Mansour | 21 | FIRE SUPPRESSION | 211100 | FACILITY FIRE-SUPPRESSION WATER- SERVICE PIPING | ME | Item | 643 | Standpipes and wet-pipe sprinlers | Black Steel Pipes and fittings | E | 65 dn | 20 | m | 52 | 1040 | [5 empty] | 65 dn | 20 | m | 52 | 1040 | 50.44 | 1008.8
Mansour | 21 | FIRE SUPPRESSION | 211100 | FACILITY FIRE-SUPPRESSION WATER- SERVICE PIPING | ME | Item | 644 | Standpipes and wet-pipe sprinlers | Black Steel Pipes and fittings | F | 80 dn | 21 | m |  | 0 | [5 empty] | 80 dn | 21 | m |  | 0 | 0 | 0
Mansour | 21 | FIRE SUPPRESSION | 211100 | FACILITY FIRE-SUPPRESSION WATER- SERVICE PIPING | ME | Item | 645 | Standpipes and wet-pipe sprinlers | Black Steel Pipes and fittings | F | 100 dn | 65 | m | 78 | 5070 | [5 empty] | 100 dn | 65 | m | 78 | 5070 | 75.66 | 4917.9
Mansour | 21 | FIRE SUPPRESSION | 211100 | FACILITY FIRE-SUPPRESSION WATER- SERVICE PIPING | ME | Item | 646 | Standpipes and wet-pipe sprinlers | Black Steel Pipes and fittings | G | 150 dn | 19 | m | 149 | 2831 | [5 empty] | 150 dn | 19 | m | 149 | 2831 | 144.53 | 2746.07
Mansour | 21 | FIRE SUPPRESSION | 211100 | FACILITY FIRE-SUPPRESSION WATER- SERVICE PIPING | ME | Other | 647 | Valves | Gate valves |  | Valves | [9 empty] | Valves
Mansour | 21 | FIRE SUPPRESSION | 211100 | FACILITY FIRE-SUPPRESSION WATER- SERVICE PIPING | ME | Other | 648 | Valves | Gate valves |  | Gate valves | [9 empty] | Gate valves
Mansour | 21 | FIRE SUPPRESSION | 211100 | FACILITY FIRE-SUPPRESSION WATER- SERVICE PIPING | ME | Item | 649 | Valves | Gate valves | H | 25 dn | 1 | Nr | 80 | 80 | [5 empty] | 25 dn | 1 | Nr | 80 | 80 | 77.6 | 77.6
Mansour | 21 | FIRE SUPPRESSION | 211100 | FACILITY FIRE-SUPPRESSION WATER- SERVICE PIPING | ME | Item | 650 | Valves | Gate valves | J | 40 dn | 1 | Nr | 86 | 86 | [5 empty] | 40 dn | 1 | Nr | 86 | 86 | 83.42 | 83.42
Mansour | 21 | FIRE SUPPRESSION | 211100 | FACILITY FIRE-SUPPRESSION WATER- SERVICE PIPING | ME | Item | 651 | Valves | Gate valves | K | 50 dn | 4 | Nr | 159 | 636 | [5 empty] | 50 dn | 4 | Nr | 159 | 636 | 154.23 | 616.92
Mansour | 21 | FIRE SUPPRESSION | 211100 | FACILITY FIRE-SUPPRESSION WATER- SERVICE PIPING | ME | Item | 652 | Valves | Gate valves | L | 100 dn | 1 | Nr | 494 | 494 | [5 empty] | 100 dn | 1 | Nr | 494 | 494 | 479.18 | 479.18
Mansour | 21 | FIRE SUPPRESSION | 211100 | FACILITY FIRE-SUPPRESSION WATER- SERVICE PIPING | ME | Item | 653 | Valves | Gate valves | M | 150 dn | 4 | Nr | 795 | 3180 | [5 empty] | 150 dn | 4 | Nr | 795 | 2980 | 771.15 | 3084.6
Mansour | 21 | FIRE SUPPRESSION | 211100 | FACILITY FIRE-SUPPRESSION WATER- SERVICE PIPING | ME | Other | 654 | Test and drain valves | Test and drain valves |  | Test and drain valves | [9 empty] | Test and drain valves
Mansour | 21 | FIRE SUPPRESSION | 211100 | FACILITY FIRE-SUPPRESSION WATER- SERVICE PIPING | ME | Item | 655 | Valves | Gate valves | A | 25 dn | 2 | Nr |  | 0 | [5 empty] | 25 dn | 2 | Nr |  | 0 | 0 | 0
Mansour | 21 | FIRE SUPPRESSION | 211100 | FACILITY FIRE-SUPPRESSION WATER- SERVICE PIPING | ME | Other | 656 | Specialty Valves | Specialty Valves |  | Specialty Valves | [9 empty] | Specialty Valves
Mansour | 21 | FIRE SUPPRESSION | 211100 | FACILITY FIRE-SUPPRESSION WATER- SERVICE PIPING | ME | Other | 657 | Specialty Valves | Fire-Protection-Service Valves |  | Fire-Protection-Service Valves | [9 empty] | Fire-Protection-Service Valves
Mansour | 21 | FIRE SUPPRESSION | 211100 | FACILITY FIRE-SUPPRESSION WATER- SERVICE PIPING | ME | Other | 658 | Specialty Valves | Alarm check valves |  | Alarm check valves | [9 empty] | Alarm check valves
Mansour | 21 | FIRE SUPPRESSION | 211100 | FACILITY FIRE-SUPPRESSION WATER- SERVICE PIPING | ME | Item | 659 | Specialty Valves | Alarm check valves | A | 100 dn | 1 | Nr | 1394 | 1394 | [5 empty] | 100 dn | 1 | Nr | 1394 | 1394 | 1352.18 | 1352.18
Mansour | 21 | FIRE SUPPRESSION | 211100 | FACILITY FIRE-SUPPRESSION WATER- SERVICE PIPING | ME | Other | 660 | Specialty Valves | Check valves |  | Check valves | [9 empty] | Check valves
Mansour | 21 | FIRE SUPPRESSION | 211100 | FACILITY FIRE-SUPPRESSION WATER- SERVICE PIPING | ME | Item | 661 | Specialty Valves | Check valves | B | 100 dn | 1 | Nr | 518 | 518 | [5 empty] | 100 dn | 1 | Nr | 518 | 518 | 502.46 | 502.46
Mansour | 21 | FIRE SUPPRESSION | 211100 | FACILITY FIRE-SUPPRESSION WATER- SERVICE PIPING | ME | Item | 662 | Specialty Valves | Check valves | C | 150 dn | 2 | Nr | 690 | 1380 | [5 empty] | 150 dn | 2 | Nr | 690 | 1380 | 669.3 | 1338.6
Mansour | 21 | FIRE SUPPRESSION | 211100 | FACILITY FIRE-SUPPRESSION WATER- SERVICE PIPING | ME | Other | 663 | Specialty Valves | Zone valve assembly |  | Zone valve assembly | [9 empty] | Zone valve assembly
Mansour | 21 | FIRE SUPPRESSION | 211100 | FACILITY FIRE-SUPPRESSION WATER- SERVICE PIPING | ME | Item | 664 | Specialty Valves | Zone valve assembly | D | 100 dn | 2 | Nr | 1195 | 2390 | [5 empty] | 100 dn | 2 | Nr | 1195 | 2390 | 1159.15 | 2318.3
Mansour | 21 | FIRE SUPPRESSION | 211100 | FACILITY FIRE-SUPPRESSION WATER- SERVICE PIPING | ME | Other | 665 | Specialty Valves | Automatic Sprinklers |  | Automatic Sprinklers | [9 empty] | Automatic Sprinklers
Mansour | 21 | FIRE SUPPRESSION | 211100 | FACILITY FIRE-SUPPRESSION WATER- SERVICE PIPING | ME | Item | 666 | Specialty Valves | Automatic Sprinklers | F | Type SP-1 | 27 | Nr |  | 0 | [5 empty] | Type SP-1 | 27 | Nr |  | 0 | 0 | 0
Mansour | 21 | FIRE SUPPRESSION | 211100 | FACILITY FIRE-SUPPRESSION WATER- SERVICE PIPING | ME | Item | 667 | Specialty Valves | Automatic Sprinklers | G | Type SP-2 | 92 | Nr |  | 0 | [5 empty] | Type SP-2 | 92 | Nr |  | 0 | 0 | 0
Mansour | 21 | FIRE SUPPRESSION | 211100 | FACILITY FIRE-SUPPRESSION WATER- SERVICE PIPING | ME | Item | 668 | Specialty Valves | Automatic Sprinklers | H | Type SP-3 | 6 | Nr |  | 0 | [5 empty] | Type SP-3 | 6 | Nr |  | 0 | 0 | 0
Mansour | 21 | FIRE SUPPRESSION | 211100 | FACILITY FIRE-SUPPRESSION WATER- SERVICE PIPING | ME | Other | 669 | Specialty Valves | Hose Connection |  | Hose Connection | [9 empty] | Hose Connection
Mansour | 21 | FIRE SUPPRESSION | 211100 | FACILITY FIRE-SUPPRESSION WATER- SERVICE PIPING | ME | Item | 670 | Specialty Valves | Hose Connection | E | Type FHR-1 | 3 | Nr | 1434 | 4302 | [5 empty] | Type FHR-1 | 3 | Nr | 1434 | 4302 | 1390.98 | 4172.94
Mansour | 21 | FIRE SUPPRESSION | 211100 | FACILITY FIRE-SUPPRESSION WATER- SERVICE PIPING | ME | Item | 671 | Specialty Valves | Hose Connection | F | Type FHR-2 | 2 | Nr | 1567 | 3134 | [5 empty] | Type FHR-2 | 2 | Nr | 1567 | 3134 | 1519.99 | 3039.98
Mansour | 21 | FIRE SUPPRESSION | 211100 | FACILITY FIRE-SUPPRESSION WATER- SERVICE PIPING | ME | Other | 672 | Specialty Valves | Fire Department Connections |  | Fire Department Connections | [9 empty] | Fire Department Connections
Mansour | 21 | FIRE SUPPRESSION | 211100 | FACILITY FIRE-SUPPRESSION WATER- SERVICE PIPING | ME | Item | 673 | Specialty Valves | Fire Department Connections | G | 100 dn | 1 | Nr | 730 | 730 | [5 empty] | 100 dn | 1 | Nr | 730 | 730 | 708.1 | 708.1
Mansour | 21 | FIRE SUPPRESSION | 211100 | FACILITY FIRE-SUPPRESSION WATER- SERVICE PIPING | ME | Item | 674 | Specialty Valves | Fire Department Connections | H | Automatic air vent | 1 | Item | 531 | 531 | [5 empty] | Automatic air vent | 1 | Item | 531 | 531 | 515.07 | 515.07
Mansour | 21 | FIRE SUPPRESSION | 213113 | ELECTRIC-DRIVE, CENTRIFUGAL FIRE PUMPS | ME | Other | 675 | 213113 - ELECTRIC-DRIVE, CENTRIFUGAL FIRE PUMPS | 213113 - ELECTRIC-DRIVE, CENTRIFUGAL FIRE PUMPS |  | 213113 - ELECTRIC-DRIVE, CENTRIFUGAL FIRE PUMPS | [9 empty] | 213113 - ELECTRIC-DRIVE, CENTRIFUGAL FIRE PUMPS
Mansour | 21 | FIRE SUPPRESSION | 213113 | ELECTRIC-DRIVE, CENTRIFUGAL FIRE PUMPS | ME | Other | 676 | End Suction Fire Pumps | End Suction Fire Pumps |  | End Suction Fire Pumps | [9 empty] | End Suction Fire Pumps
Mansour | 21 | FIRE SUPPRESSION | 213113 | ELECTRIC-DRIVE, CENTRIFUGAL FIRE PUMPS | ME | Item | 677 | 213113 - ELECTRIC-DRIVE, CENTRIFUGAL FIRE PUMPS | 213113 - ELECTRIC-DRIVE, CENTRIFUGAL FIRE PUMPS | A | Type FP-B1-01& 02 | 2 | Nr |  | 0 | [5 empty] | Type FP-B1-01& 02 | 2 | Nr |  | 0 | 0 | 0
Mansour | 21 | FIRE SUPPRESSION | 213113 | ELECTRIC-DRIVE, CENTRIFUGAL FIRE PUMPS | ME | Other | 678 | Pressure-Maintenance Pumps | Pressure-Maintenance Pumps |  | Pressure-Maintenance Pumps | [9 empty] | Pressure-Maintenance Pumps
Mansour | 21 | FIRE SUPPRESSION | 213113 | ELECTRIC-DRIVE, CENTRIFUGAL FIRE PUMPS | ME | Item | 679 | 213113 - ELECTRIC-DRIVE, CENTRIFUGAL FIRE PUMPS | 213113 - ELECTRIC-DRIVE, CENTRIFUGAL FIRE PUMPS | A | Type JP-B1-01 | 1 | Nr | 4116 | 4116 | [5 empty] | Type JP-B1-01 | 1 | Nr | 4116 | 4116 | 3992.52 | 3992.52
Mansour | 21 | FIRE SUPPRESSION | 213113 | ELECTRIC-DRIVE, CENTRIFUGAL FIRE PUMPS | ME | Item | 680 | Pressure-Maintenance Pumps | Pressure-Maintenance Pumps | C | Spare parts a specified for split case fire pump and pressure maintenance pump |  | Item |  | 0 | [5 empty] | Spare parts a specified for split case fire pump and pressure maintenance pump | 1 | Item |  |  | 0 | 0
Mansour | 21 | FIRE SUPPRESSION | 213113 | ELECTRIC-DRIVE, CENTRIFUGAL FIRE PUMPS | ME | Other | 681 | Pressure-Maintenance Pumps | Pressure-Maintenance Pumps | BILL NO. 21 - FIRE SUPPRESSION
Mansour | 21 | FIRE SUPPRESSION | To Summary | To Summary |  | Bill Sum | 682 | Pressure-Maintenance Pumps | Pressure-Maintenance Pumps | To Summary |  |  |  | J.D | 42450 | [8 empty] | J.D | 42302
Mansour | 22 | PLUMBING | 220719 | PLUMBING PIPING INSULATION | ME | Other | 683 | Pressure-Maintenance Pumps | Pressure-Maintenance Pumps |  |  | BILL NO. 22 | [9 empty] | BILL NO. 22
Mansour | 22 | PLUMBING | 220719 | PLUMBING PIPING INSULATION | ME | Other | 684 | Pressure-Maintenance Pumps | Pressure-Maintenance Pumps |  |  | PLUMBING | [9 empty] | PLUMBING
Mansour | 22 | PLUMBING | 220719 | PLUMBING PIPING INSULATION | ME | Other | 685 | Pressure-Maintenance Pumps | Pressure-Maintenance Pumps | Item | Description | Qty | Unit | Rate | Amount | [5 empty] | Description | Qty | Unit | Rate | Amount
Mansour | 22 | PLUMBING | 220719 | PLUMBING PIPING INSULATION | ME | Other | 686 | Pressure-Maintenance Pumps | Pressure-Maintenance Pumps | [5 empty] | J.D | [9 empty] | J.D
Mansour | 22 | PLUMBING | 220719 | PLUMBING PIPING INSULATION | ME | Other | 687 | 220719 - PLUMBING PIPING INSULATION | 220719 - PLUMBING PIPING INSULATION |  | 220719 - PLUMBING PIPING INSULATION | [9 empty] | 220719 - PLUMBING PIPING INSULATION
Mansour | 22 | PLUMBING | 220719 | PLUMBING PIPING INSULATION | ME | Other | 688 | Interior Insulation, Mineral Fiber | Interior Insulation, Mineral Fiber |  | Interior Insulation, Mineral Fiber | [9 empty] | Interior Insulation, Mineral Fiber
Mansour | 22 | PLUMBING | 220719 | PLUMBING PIPING INSULATION | ME | Other | 689 | Domestic hot and recirculated hot water, concealed | 25 mm thick |  | Domestic hot and recirculated hot water, concealed | [9 empty] | Domestic hot and recirculated hot water, concealed
Mansour | 22 | PLUMBING | 220719 | PLUMBING PIPING INSULATION | ME | Other | 690 | Domestic hot and recirculated hot water, concealed | 25 mm thick |  | 25 mm thick | [9 empty] | 25 mm thick
Mansour | 22 | PLUMBING | 220719 | PLUMBING PIPING INSULATION | ME | Item | 691 | Domestic hot and recirculated hot water, concealed | 25 mm thick | A | 15 dn | 150 | m | 13 | 1950 | [5 empty] | 15 dn | 150 | m | 13 | 1950 | 12.61 | 1891.5
Mansour | 22 | PLUMBING | 220719 | PLUMBING PIPING INSULATION | ME | Item | 692 | Domestic hot and recirculated hot water, concealed | 25 mm thick | B | 20 dn | 100 | m | 15 | 1500 | [5 empty] | 20 dn | 100 | m | 15 | 1500 | 14.55 | 1455
Mansour | 22 | PLUMBING | 220719 | PLUMBING PIPING INSULATION | ME | Item | 693 | Domestic hot and recirculated hot water, concealed | 25 mm thick | C | 25dn | 50 | m | 16 | 800 | [5 empty] | 25dn | 50 | m | 16 | 800 | 15.52 | 776
Mansour | 22 | PLUMBING | 220719 | PLUMBING PIPING INSULATION | ME | Item | 694 | Domestic hot and recirculated hot water, concealed | 25 mm thick | D | 32 dn | 80 | m | 17 | 1360 | [5 empty] | 32 dn | 80 | m | 17 | 1360 | 16.49 | 1319.2
Mansour | 22 | PLUMBING | 220719 | PLUMBING PIPING INSULATION | ME | Item | 695 | Domestic hot and recirculated hot water, concealed | 25 mm thick | E | 40 dn | 55 | m | 20 | 1100 | [5 empty] | 40 dn | 55 | m | 20 | 1100 | 19.4 | 1067
Mansour | 22 | PLUMBING | 220719 | PLUMBING PIPING INSULATION | ME | Item | 696 | Domestic hot and recirculated hot water, concealed | 25 mm thick | F | 50 dn | 80 | m | 23 | 1840 | [5 empty] | 50 dn | 80 | m | 23 | 1840 | 22.31 | 1784.8
Mansour | 22 | PLUMBING | 220719 | PLUMBING PIPING INSULATION | ME | Item | 697 | Domestic hot and recirculated hot water, concealed | 25 mm thick | G | 65 dn | 15 | m | 25 | 375 | [5 empty] | 65 dn | 15 | m | 25 | 375 | 24.25 | 363.75
Mansour | 22 | PLUMBING | 220719 | PLUMBING PIPING INSULATION | ME | Other | 698 | Domestic hot and recirculated hot water, on all pipes running in mechanical rooms or exposed to view, Mineral fiber with AL jacketing | 25 mm thick |  | Domestic hot and recirculated hot water, on all pipes running in mechanical rooms or exposed to view, Mineral fiber with AL jacketing | [9 empty] | Domestic hot and recirculated hot water, on all pipes running in mechanical rooms or exposed to view, Mineral fiber with AL jacketing
Mansour | 22 | PLUMBING | 220719 | PLUMBING PIPING INSULATION | ME | Other | 699 | Domestic hot and recirculated hot water, on all pipes running in mechanical rooms or exposed to view, Mineral fiber with AL jacketing | 25 mm thick |  | 25 mm thick | [9 empty] | 25 mm thick
Mansour | 22 | PLUMBING | 220719 | PLUMBING PIPING INSULATION | ME | Item | 700 | Domestic hot and recirculated hot water, on all pipes running in mechanical rooms or exposed to view, Mineral fiber with AL jacketing | 25 mm thick | H | 20 dn | 10 | m | 35 | 350 | [5 empty] | 20 dn | 10 | m | 35 | 350 | 33.95 | 339.5
Mansour | 22 | PLUMBING | 220719 | PLUMBING PIPING INSULATION | ME | Item | 701 | Domestic hot and recirculated hot water, on all pipes running in mechanical rooms or exposed to view, Mineral fiber with AL jacketing | 25 mm thick | J | 25dn | 10 | m | 36 | 360 | [5 empty] | 25dn | 10 | m | 36 | 360 | 34.92 | 349.2
Mansour | 22 | PLUMBING | 220719 | PLUMBING PIPING INSULATION | ME | Item | 702 | Domestic hot and recirculated hot water, on all pipes running in mechanical rooms or exposed to view, Mineral fiber with AL jacketing | 25 mm thick | K | 40dn | 10 | m | 40 | 400 | [5 empty] | 40dn | 10 | m | 40 | 400 | 38.8 | 388
Mansour | 22 | PLUMBING | 220719 | PLUMBING PIPING INSULATION | ME | Item | 703 | Domestic hot and recirculated hot water, on all pipes running in mechanical rooms or exposed to view, Mineral fiber with AL jacketing | 25 mm thick | L | 50 dn | 20 | m | 42 | 840 | [5 empty] | 50 dn | 20 | m | 42 | 840 | 40.74 | 814.8
Mansour | 22 | PLUMBING | 220719 | PLUMBING PIPING INSULATION | ME | Item | 704 | Domestic hot and recirculated hot water, on all pipes running in mechanical rooms or exposed to view, Mineral fiber with AL jacketing | 25 mm thick | A | 65 dn | 15 | m | 45 | 675 | [5 empty] | 65 dn | 15 | m | 45 | 675 | 43.65 | 654.75
Mansour | 22 | PLUMBING | 221116 | WATER DISTRIBUTION PIPING | ME | Other | 705 | 221116 - WATER DISTRIBUTION PIPING | 221116 - WATER DISTRIBUTION PIPING |  | 221116 - WATER DISTRIBUTION PIPING | [9 empty] | 221116 - WATER DISTRIBUTION PIPING
Mansour | 22 | PLUMBING | 221116 | WATER DISTRIBUTION PIPING | ME | Other | 706 | Aboveground, Water Distribution Piping | Cold Water PVC Pipes and fittings |  | Aboveground, Water Distribution Piping | [9 empty] | Aboveground, Water Distribution Piping
Mansour | 22 | PLUMBING | 221116 | WATER DISTRIBUTION PIPING | ME | Other | 707 | Aboveground, Water Distribution Piping | Cold Water PVC Pipes and fittings |  | Cold Water PVC Pipes and fittings | [9 empty] | Cold Water PVC Pipes and fittings
Mansour | 22 | PLUMBING | 221116 | WATER DISTRIBUTION PIPING | ME | Item | 708 | Aboveground, Water Distribution Piping | Cold Water PVC Pipes and fittings | B | 15 dn | 190 | m | 9 | 1710 | [5 empty] | 15 dn | 190 | m | 9 | 1710 | 8.73 | 1658.7
Mansour | 22 | PLUMBING | 221116 | WATER DISTRIBUTION PIPING | ME | Item | 709 | Aboveground, Water Distribution Piping | Cold Water PVC Pipes and fittings | C | 20 dn | 120 | m | 11 | 1320 | [5 empty] | 20 dn | 120 | m | 11 | 1320 | 10.67 | 1280.4
Mansour | 22 | PLUMBING | 221116 | WATER DISTRIBUTION PIPING | ME | Item | 710 | Aboveground, Water Distribution Piping | Cold Water PVC Pipes and fittings | D | 25dn | 80 | m | 11 | 880 | [5 empty] | 25dn | 80 | m | 11 | 880 | 10.67 | 853.6
Mansour | 22 | PLUMBING | 221116 | WATER DISTRIBUTION PIPING | ME | Item | 711 | Aboveground, Water Distribution Piping | Cold Water PVC Pipes and fittings | E | 32 dn | 70 | m | 13 | 910 | [5 empty] | 32 dn | 70 | m | 13 | 910 | 12.61 | 882.7
Mansour | 22 | PLUMBING | 221116 | WATER DISTRIBUTION PIPING | ME | Item | 712 | Aboveground, Water Distribution Piping | Cold Water PVC Pipes and fittings | F | 40 dn | 57 | m | 16 | 912 | [5 empty] | 40 dn | 57 | m | 16 | 912 | 15.52 | 884.64
Mansour | 22 | PLUMBING | 221116 | WATER DISTRIBUTION PIPING | ME | Item | 713 | Aboveground, Water Distribution Piping | Cold Water PVC Pipes and fittings | G | 50 dn | 168 | m | 24 | 4032 | [5 empty] | 50 dn | 168 | m | 24 | 4032 | 23.28 | 3911.04
Mansour | 22 | PLUMBING | 221116 | WATER DISTRIBUTION PIPING | ME | Item | 714 | Aboveground, Water Distribution Piping | Cold Water PVC Pipes and fittings | H | 65 dn | 41 | m | 31 | 1271 | [5 empty] | 65 dn | 41 | m | 31 | 1271 | 30.07 | 1232.87
Mansour | 22 | PLUMBING | 221116 | WATER DISTRIBUTION PIPING | ME | Item | 715 | Aboveground, Water Distribution Piping | Cold Water PVC Pipes and fittings | J | 80 dn | 17 | m | 53 | 901 | [5 empty] | 80 dn | 17 | m | 53 | 901 | 51.41 | 873.97
Mansour | 22 | PLUMBING | 221116 | WATER DISTRIBUTION PIPING | ME | Other | 716 | Aboveground, Water Distribution Piping | Hot Water CPVC Pipes and fittings |  | Hot Water CPVC Pipes and fittings | [9 empty] | Hot Water CPVC Pipes and fittings
Mansour | 22 | PLUMBING | 221116 | WATER DISTRIBUTION PIPING | ME | Item | 717 | Aboveground, Water Distribution Piping | Cold Water PVC Pipes and fittings | K | 15 dn | 150 | m | 11 | 1650 | [5 empty] | 15 dn | 150 | m | 11 | 1650 | 10.67 | 1600.5
Mansour | 22 | PLUMBING | 221116 | WATER DISTRIBUTION PIPING | ME | Item | 718 | Aboveground, Water Distribution Piping | Hot Water CPVC Pipes and fittings | L | 20 dn | 110 | m | 11 | 1210 | [5 empty] | 20 dn | 110 | m | 11 | 1210 | 10.67 | 1173.7
Mansour | 22 | PLUMBING | 221116 | WATER DISTRIBUTION PIPING | ME | Item | 719 | Aboveground, Water Distribution Piping | Cold Water PVC Pipes and fittings | M | 25dn | 60 | m | 15 | 900 | [5 empty] | 25dn | 60 | m | 15 | 900 | 14.55 | 873
Mansour | 22 | PLUMBING | 221116 | WATER DISTRIBUTION PIPING | ME | Item | 720 | Aboveground, Water Distribution Piping | Hot Water CPVC Pipes and fittings | N | 32 dn | 80 | m | 20 | 1600 | [5 empty] | 32 dn | 80 | m | 20 | 1600 | 19.4 | 1552
Mansour | 22 | PLUMBING | 221116 | WATER DISTRIBUTION PIPING | ME | Item | 721 | Aboveground, Water Distribution Piping | Cold Water PVC Pipes and fittings | P | 40 dn | 65 | m | 23 | 1495 | [5 empty] | 40 dn | 65 | m | 23 | 1495 | 22.31 | 1450.15
Mansour | 22 | PLUMBING | 221116 | WATER DISTRIBUTION PIPING | ME | Item | 722 | Aboveground, Water Distribution Piping | Hot Water CPVC Pipes and fittings | Q | 50 dn | 100 | m | 27 | 2700 | [5 empty] | 50 dn | 100 | m | 27 | 2700 | 26.19 | 2619
Mansour | 22 | PLUMBING | 221116 | WATER DISTRIBUTION PIPING | ME | Item | 723 | Aboveground, Water Distribution Piping | Cold Water PVC Pipes and fittings | R | 65 dn | 34 | m | 46 | 1564 | [5 empty] | 65 dn | 34 | m | 46 | 1564 | 44.62 | 1517.08
Mansour | 22 | PLUMBING | 221116 | WATER DISTRIBUTION PIPING | ME | Other | 724 | Aboveground, Water Distribution Piping | Valves |  | Valves | [9 empty] | Valves
Mansour | 22 | PLUMBING | 221116 | WATER DISTRIBUTION PIPING | ME | Item | 725 | Aboveground, Water Distribution Piping | Cold Water PVC Pipes and fittings | A | Ball valves | 1 | Item | 3983 | 3983 | [5 empty] | Ball valves | 1 | Item | 3983 | 3983 | 3863.51 | 3863.51
Mansour | 22 | PLUMBING | 221116 | WATER DISTRIBUTION PIPING | ME | Item | 726 | Aboveground, Water Distribution Piping | Valves | B | Globe valves | 1 | Item | 2390 | 2390 | [5 empty] | Globe valves | 1 | Item | 2390 | 2390 | 2318.3 | 2318.3
Mansour | 22 | PLUMBING | 221116 | WATER DISTRIBUTION PIPING | ME | Item | 727 | Aboveground, Water Distribution Piping | Cold Water PVC Pipes and fittings | C | Gate valves | 1 | Item | 1593 | 1593 | [5 empty] | Gate valves | 1 | Item | 1593 | 1593 | 1545.21 | 1545.21
Mansour | 22 | PLUMBING | 221116 | WATER DISTRIBUTION PIPING | ME | Item | 728 | Aboveground, Water Distribution Piping | Valves | D | Check valves | 1 | Item | 664 | 664 | [5 empty] | Check valves | 1 | Item | 664 | 664 | 644.08 | 644.08
Mansour | 22 | PLUMBING | 221116 | WATER DISTRIBUTION PIPING | ME | Item | 729 | Aboveground, Water Distribution Piping | Cold Water PVC Pipes and fittings | E | Automatic air valves | 1 | Item | 664 | 664 | [5 empty] | Automatic air valves | 1 | Item | 664 | 664 | 644.08 | 644.08
Mansour | 22 | PLUMBING | 221123 | DOMESTIC WATER PIPING SPECIALTIES | ME | Other | 730 | 221123 - DOMESTIC WATER PIPING SPECIALTIES | 221123 - DOMESTIC WATER PIPING SPECIALTIES |  | 221123 - DOMESTIC WATER PIPING SPECIALTIES | [9 empty] | 221123 - DOMESTIC WATER PIPING SPECIALTIES |  |  |  | 0
Mansour | 22 | PLUMBING | 221123 | DOMESTIC WATER PIPING SPECIALTIES | ME | Other | 731 | WATER TAPS | WATER TAPS |  | WATER TAPS | [9 empty] | WATER TAPS |  |  |  | 0
Mansour | 22 | PLUMBING | 221123 | DOMESTIC WATER PIPING SPECIALTIES | ME | Item | 732 | 221123 - DOMESTIC WATER PIPING SPECIALTIES | 221123 - DOMESTIC WATER PIPING SPECIALTIES | F | Type WT-1 | 1 | Nr | 133 | 133 | [5 empty] | Type WT-1 | 1 | Nr | 133 | 133 | 129.01 | 129.01
Mansour | 22 | PLUMBING | 221123 | DOMESTIC WATER PIPING SPECIALTIES | ME | Other | 733 | PERINAL BIP COCK | PERINAL BIP COCK |  | PERINAL BIP COCK | [9 empty] | PERINAL BIP COCK |  |  |  | 0
Mansour | 22 | PLUMBING | 221123 | DOMESTIC WATER PIPING SPECIALTIES | ME | Item | 734 | 221123 - DOMESTIC WATER PIPING SPECIALTIES | 221123 - DOMESTIC WATER PIPING SPECIALTIES | G | Type BPH-1 | 7 | Nr | 66 | 462 | [5 empty] | Type BPH-1 | 7 | Nr | 66 | 462 | 64.02 | 448.14
Mansour | 22 | PLUMBING | 221123 | DOMESTIC WATER PIPING SPECIALTIES | ME | Other | 735 | Float valve | Float valve |  | Float valve | [9 empty] | Float valve |  |  |  | 0
Mansour | 22 | PLUMBING | 221123 | DOMESTIC WATER PIPING SPECIALTIES | ME | Item | 736 | 221123 - DOMESTIC WATER PIPING SPECIALTIES | 221123 - DOMESTIC WATER PIPING SPECIALTIES | H | 50 dn | 4 | Nr | 398 | 1592 | [5 empty] | 50 dn | 4 | Nr | 398 | 1592 | 386.06 | 1544.24
Mansour | 22 | PLUMBING | 221123 | DOMESTIC WATER PIPING SPECIALTIES | ME | Item | 737 | Float valve | Float valve | J | 3-Way Mixing Valve | 1 | Nr | 1593 | 1593 | [5 empty] | 3-Way Mixing Valve | 1 | Nr | 1593 | 1593 | 1545.21 | 1545.21
Mansour | 22 | PLUMBING | 221123 | DOMESTIC WATER PUMPS | ME | Other | 738 | 221123 - DOMESTIC WATER PUMPS | 221123 - DOMESTIC WATER PUMPS |  | 221123 - DOMESTIC WATER PUMPS | [9 empty] | 221123 - DOMESTIC WATER PUMPS
Mansour | 22 | PLUMBING | 221123 | DOMESTIC WATER PUMPS | ME | Other | 739 | In-Line Circulators | In-Line Circulators |  | In-Line Circulators | [9 empty] | In-Line Circulators
Mansour | 22 | PLUMBING | 221123 | DOMESTIC WATER PUMPS | ME | Item | 740 | 221123 - DOMESTIC WATER PUMPS | 221123 - DOMESTIC WATER PUMPS | K | Type P-RF-02 | 2 | Nr | 2324 | 4648 | [5 empty] | Type P-RF-02 | 2 | Nr | 2324 | 4648 | 2254.28 | 4508.56
Mansour | 22 | PLUMBING | 221123 | DOMESTIC WATER PUMPS | ME | Item | 741 | In-Line Circulators | In-Line Circulators | L | Type P-RF-03 | 2 | Nr | 2324 | 4648 | [5 empty] | Type P-RF-03 | 2 | Nr | 2324 | 4648 | 2254.28 | 4508.56
Mansour | 22 | PLUMBING | 221123 | DOMESTIC WATER PUMPS | ME | Other | 742 | End suction centrifugal pumps | End suction centrifugal pumps |  | End suction centrifugal pumps | [9 empty] | End suction centrifugal pumps
Mansour | 22 | PLUMBING | 221123 | DOMESTIC WATER PUMPS | ME | Item | 743 | In-Line Circulators | In-Line Circulators | A | Type P-B-01 | 2 | Nr | 1992 | 3984 | [5 empty] | Type P-B-01 | 2 | Nr | 1992 | 3984 | 1932.24 | 3864.48
Mansour | 22 | PLUMBING | 221123 | DOMESTIC WATER PUMPS | ME | Item | 744 | End suction centrifugal pumps | End suction centrifugal pumps | B | Type P-RF-01-1 & -2 | 2 | Nr | 2390 | 4780 | [5 empty] | Type P-RF-01-1 & -2 | 2 | Nr | 2390 | 4780 | 2318.3 | 4636.6
Mansour | 22 | PLUMBING | 221123 | DOMESTIC WATER PUMPS | ME | Item | 745 | In-Line Circulators | In-Line Circulators | C | Spare parts as specified for water distribution pumps | 1 | Item | 1328 | 1328 | [5 empty] | Spare parts as specified for water distribution pumps | 1 | Item | 1328 | 1328 | 1288.16 | 1288.16
Mansour | 22 | PLUMBING | 221123.13 | DOMESTIC WATER PACKAGED BOOSTER PUMP SETS | ME | Other | 746 | 221123.13 - DOMESTIC WATER PACKAGED BOOSTER PUMP SETS | 221123.13 - DOMESTIC WATER PACKAGED BOOSTER PUMP SETS |  | 221123.13 - DOMESTIC WATER PACKAGED BOOSTER PUMP SETS | [9 empty] | 221123.13 - DOMESTIC WATER PACKAGED BOOSTER PUMP SETS |  |  |  | 0
Mansour | 22 | PLUMBING | 221123.13 | DOMESTIC WATER PACKAGED BOOSTER PUMP SETS | ME | Item | 747 | In-Line Circulators | In-Line Circulators | D | Type PU-RF-1 | 1 | Set | 15934 | 15934 | [5 empty] | Type PU-RF-1 | 1 | Set | 15934 | 15934 | 15455.98 | 15455.98
Mansour | 22 | PLUMBING | 221123.13 | DOMESTIC WATER PACKAGED BOOSTER PUMP SETS | ME | Item | 748 | 221123.13 - DOMESTIC WATER PACKAGED BOOSTER PUMP SETS | 221123.13 - DOMESTIC WATER PACKAGED BOOSTER PUMP SETS | E | Type PU-RF-2 | 1 | Set | 12614 | 12614 | [5 empty] | Type PU-RF-2 | 1 | Set | 12614 | 12614 | 12235.58 | 12235.58
Mansour | 22 | PLUMBING | 221123.13 | DOMESTIC WATER PACKAGED BOOSTER PUMP SETS | ME | Item | 749 | In-Line Circulators | In-Line Circulators | F | Spare parts as specified for packaged booster pumps | 1 | Item | 2656 | 2656 | [5 empty] | Spare parts as specified for packaged booster pumps | 1 | Item | 2656 | 2656 | 2576.32 | 2576.32
Mansour | 22 | PLUMBING | 221316 | SANITARY WASTE AND VENT PIPING | ME | Other | 750 | 221316 - SANITARY WASTE AND VENT PIPING | 221316 - SANITARY WASTE AND VENT PIPING |  | 221316 - SANITARY WASTE AND VENT PIPING | [9 empty] | 221316 - SANITARY WASTE AND VENT PIPING
Mansour | 22 | PLUMBING | 221316 | SANITARY WASTE AND VENT PIPING | ME | Other | 751 | Above Ground / Underground , Soil, Waste and Vent Piping | Above Ground / Underground , Soil, Waste and Vent Piping |  | Above Ground / Underground , Soil, Waste and Vent Piping | [9 empty] | Above Ground / Underground , Soil, Waste and Vent Piping
Mansour | 22 | PLUMBING | 221316 | SANITARY WASTE AND VENT PIPING | ME | Other | 752 | PVC pipes | PVC pipes |  | PVC pipes | [9 empty] | PVC pipes
Mansour | 22 | PLUMBING | 221316 | SANITARY WASTE AND VENT PIPING | ME | Item | 753 | Above Ground / Underground , Soil, Waste and Vent Piping | Above Ground / Underground , Soil, Waste and Vent Piping | G | 32dn | 167 | m | 11 | 1837 | [5 empty] | 32dn | 167 | m | 11 | 1837 | 10.67 | 1781.89
Mansour | 22 | PLUMBING | 221316 | SANITARY WASTE AND VENT PIPING | ME | Item | 754 | PVC pipes | PVC pipes | H | 50 dn | 475 | m | 12 | 5700 | [5 empty] | 50 dn | 475 | m | 12 | 5700 | 11.64 | 5529
Mansour | 22 | PLUMBING | 221316 | SANITARY WASTE AND VENT PIPING | ME | Item | 755 | Above Ground / Underground , Soil, Waste and Vent Piping | Above Ground / Underground , Soil, Waste and Vent Piping | J | 82 dn | 97 | m | 15 | 1455 | [5 empty] | 82 dn | 97 | m | 15 | 1455 | 14.55 | 1411.35
Mansour | 22 | PLUMBING | 221316 | SANITARY WASTE AND VENT PIPING | ME | Item | 756 | PVC pipes | PVC pipes | K | 110 dn | 265 | m | 19 | 5035 | [5 empty] | 110 dn | 265 | m | 19 | 5035 | 18.43 | 4883.95
Mansour | 22 | PLUMBING | 221316 | SANITARY WASTE AND VENT PIPING | ME | Item | 757 | Above Ground / Underground , Soil, Waste and Vent Piping | Above Ground / Underground , Soil, Waste and Vent Piping | L | 150 dn | 55 | m | 46 | 2530 | [5 empty] | 150 dn | 55 | m | 46 | 2530 | 44.62 | 2454.1
Mansour | 22 | PLUMBING | 221316 | SANITARY WASTE AND VENT PIPING | ME | Other | 758 | Underground, soil, waste and vent piping connecting inspection chambers | Underground, soil, waste and vent piping connecting inspection chambers |  | Underground, soil, waste and vent piping connecting inspection chambers | [9 empty] | Underground, soil, waste and vent piping connecting inspection chambers
Mansour | 22 | PLUMBING | 221316 | SANITARY WASTE AND VENT PIPING | ME | Other | 759 | PVC pipes | PVC pipes |  | PVC pipes | [9 empty] | PVC pipes
Mansour | 22 | PLUMBING | 221316 | SANITARY WASTE AND VENT PIPING | ME | Item | 760 | Underground, soil, waste and vent piping connecting inspection chambers | Underground, soil, waste and vent piping connecting inspection chambers | A | 150 dn | 185 | m | 46 | 8510 | [5 empty] | 150 dn | 185 | m | 46 | 8510 | 44.62 | 8254.7
Mansour | 22 | PLUMBING | 221316 | SANITARY WASTE AND VENT PIPING | ME | Other | 761 | Inspection Chambers | Inspection Chambers |  | Inspection Chambers | [9 empty] | Inspection Chambers
Mansour | 22 | PLUMBING | 221316 | SANITARY WASTE AND VENT PIPING | ME | Item | 762 | Underground, soil, waste and vent piping connecting inspection chambers | Underground, soil, waste and vent piping connecting inspection chambers | B | Sewer Inspection Chambers | 5 | Nr | 531 | 2655 | [5 empty] | Sewer Inspection Chambers | 5 | Nr | 531 | 2655 | 515.07 | 2575.35
Mansour | 22 | PLUMBING | 221316 | SANITARY WASTE AND VENT PIPING | ME | Other | 763 | Aboveground / Underground , Soil, Waste Force Mains | Aboveground / Underground , Soil, Waste Force Mains |  | Aboveground / Underground , Soil, Waste Force Mains | [9 empty] | Aboveground / Underground , Soil, Waste Force Mains
Mansour | 22 | PLUMBING | 221316 | SANITARY WASTE AND VENT PIPING | ME | Other | 764 | Ductile-iron pipes | Ductile-iron pipes |  | Ductile-iron pipes | [9 empty] | Ductile-iron pipes
Mansour | 22 | PLUMBING | 221316 | SANITARY WASTE AND VENT PIPING | ME | Item | 765 | Aboveground / Underground , Soil, Waste Force Mains | Aboveground / Underground , Soil, Waste Force Mains | C | 50 dn | 15 | m | 80 | 1200 | [5 empty] | 50 dn | 15 | m | 80 | 1200 | 77.6 | 1164
Mansour | 22 | PLUMBING | 221316 | SANITARY WASTE AND VENT PIPING | ME | Other | 766 | Aboveground , Storm Drainage Piping | Aboveground , Storm Drainage Piping |  | Aboveground , Storm Drainage Piping | [9 empty] | Aboveground , Storm Drainage Piping
Mansour | 22 | PLUMBING | 221316 | SANITARY WASTE AND VENT PIPING | ME | Other | 767 | PVC pipes | PVC pipes |  | PVC pipes | [9 empty] | PVC pipes
Mansour | 22 | PLUMBING | 221316 | SANITARY WASTE AND VENT PIPING | ME | Item | 768 | Aboveground , Storm Drainage Piping | Aboveground , Storm Drainage Piping | D | 50 dn | 76 | m | 12 | 912 | [5 empty] | 50 dn | 76 | m | 12 | 912 | 11.64 | 884.64
Mansour | 22 | PLUMBING | 221316 | SANITARY WASTE AND VENT PIPING | ME | Item | 769 | PVC pipes | PVC pipes | E | 80 dn | 81 | m | 15 | 1215 | [5 empty] | 80 dn | 81 | m | 15 | 1215 | 14.55 | 1178.55
Mansour | 22 | PLUMBING | 221316 | SANITARY WASTE AND VENT PIPING | ME | Item | 770 | Aboveground , Storm Drainage Piping | Aboveground , Storm Drainage Piping | F | 110 dn | 19 | m | 19 | 361 | [5 empty] | 110 dn | 19 | m | 19 | 361 | 18.43 | 350.17
Mansour | 22 | PLUMBING | 22112 | SANITARY WATER PIPING SPECIALTIES | ME | Other | 771 | 22112 - SANITARY WATER PIPING SPECIALTIES | 22112 - SANITARY WATER PIPING SPECIALTIES |  | 22112 - SANITARY WATER PIPING SPECIALTIES | [9 empty] | 22112 - SANITARY WATER PIPING SPECIALTIES
Mansour | 22 | PLUMBING | 22112 | SANITARY WATER PIPING SPECIALTIES | ME | Other | 772 | Floor drains | Floor drains |  | Floor drains | [9 empty] | Floor drains
Mansour | 22 | PLUMBING | 22112 | SANITARY WATER PIPING SPECIALTIES | ME | Item | 773 | 22112 - SANITARY WATER PIPING SPECIALTIES | 22112 - SANITARY WATER PIPING SPECIALTIES | G | Type FD-1; 82 dn | 18 | Nr | 252 | 4536 | [5 empty] | Type FD-1; 82 dn | 18 | Nr | 252 | 4536 | 244.44 | 4399.92
Mansour | 22 | PLUMBING | 22112 | SANITARY WATER PIPING SPECIALTIES | ME | Item | 774 | Floor drains | Floor drains | H | Type FD-2; 100 dn | 6 | Nr |  | 0 | [5 empty] | Type FD-2; 100 dn | 6 | Nr |  | 0 | 0 | 0
Mansour | 22 | PLUMBING | 22112 | SANITARY WATER PIPING SPECIALTIES | ME | Other | 775 | Floor cleanouts | Floor cleanouts |  | Floor cleanouts | [9 empty] | Floor cleanouts
Mansour | 22 | PLUMBING | 22112 | SANITARY WATER PIPING SPECIALTIES | ME | Item | 776 | Floor drains | Floor drains | H | Type FCO; 110 dn | 5 | Nr |  | 0 | [5 empty] | Type FCO; 110 dn | 5 | Nr |  | 0 | 0 | 0
Mansour | 22 | PLUMBING | 22112 | SANITARY WATER PIPING SPECIALTIES | ME | Item | 777 | Floor cleanouts | Floor cleanouts | H | Type FCO; 100 dn | 4 | Nr | 159 | 636 | [5 empty] | Type FCO; 100 dn | 4 | Nr | 159 | 636 | 154.23 | 616.92
Mansour | 22 | PLUMBING | 22112 | SANITARY WATER PIPING SPECIALTIES | ME | Item | 778 | Floor drains | Floor drains | A | Cowls | 1 | Item | 239 | 239 | [5 empty] | Cowls | 1 | Item | 239 | 239 | 231.83 | 231.83
Mansour | 22 | PLUMBING | 22112 | SANITARY WATER PIPING SPECIALTIES | ME | Other | 779 | Roof drains | Roof drains |  | Roof drains | [9 empty] | Roof drains
Mansour | 22 | PLUMBING | 22112 | SANITARY WATER PIPING SPECIALTIES | ME | Item | 780 | Floor drains | Floor drains | B | Type RD-1; 82 dn | 10 | Nr | 146 | 1460 | [5 empty] | Type RD-1; 82 dn | 10 | Nr | 146 | 1460 | 141.62 | 1416.2
Mansour | 22 | PLUMBING | 22112 | SANITARY WATER PIPING SPECIALTIES | ME | Item | 781 | Roof drains | Roof drains | C | Type SCD-1; 50 dn | 4 | Nr | 146 | 584 | [5 empty] | Type SCD-1; 50 dn | 4 | Nr | 146 | 584 | 141.62 | 566.48
Mansour | 22 | PLUMBING | 22112 | SANITARY WATER PIPING SPECIALTIES | ME | Other | 782 | Balcony drains | Balcony drains |  | Balcony drains | [9 empty] | Balcony drains
Mansour | 22 | PLUMBING | 22112 | SANITARY WATER PIPING SPECIALTIES | ME | Item | 783 | Roof drains | Roof drains | D | Type BD-1; 50 dn | 6 | Nr | 146 | 876 | [5 empty] | Type BD-1; 50 dn | 6 | Nr | 146 | 876 | 141.62 | 849.72
Mansour | 22 | PLUMBING | 22112 | SANITARY WATER PIPING SPECIALTIES | ME | Other | 784 | Terrace drains | Terrace drains |  | Terrace drains | [9 empty] | Terrace drains
Mansour | 22 | PLUMBING | 22112 | SANITARY WATER PIPING SPECIALTIES | ME | Item | 785 | Roof drains | Roof drains | E | Type TD-1; 82 dn | 7 | Nr | 146 | 1022 | [5 empty] | Type TD-1; 82 dn | 7 | Nr | 146 | 1022 | 141.62 | 991.34
Mansour | 22 | PLUMBING | 221429 | SUMP PUMPS | ME | Other | 786 | 221429 - SUMP PUMPS | 221429 - SUMP PUMPS |  | 221429 - SUMP PUMPS | [9 empty] | 221429 - SUMP PUMPS
Mansour | 22 | PLUMBING | 221429 | SUMP PUMPS | ME | Other | 787 | Duplex sump pumps | Duplex sump pumps |  | Duplex sump pumps | [9 empty] | Duplex sump pumps
Mansour | 22 | PLUMBING | 221429 | SUMP PUMPS | ME | Item | 788 | 221429 - SUMP PUMPS | 221429 - SUMP PUMPS | F | Type SP-B-01 | 1 | Set | 2656 | 2656 | [5 empty] | Type SP-B-01 | 1 | Set | 2656 | 2656 | 2576.32 | 2576.32
Mansour | 22 | PLUMBING | 221429 | SUMP PUMPS | ME | Item | 789 | Duplex sump pumps | Duplex sump pumps | G | Spare parts as specified for sewage and sump pumps | 1 | Item | 1328 | 1328 | [5 empty] | Spare parts as specified for sewage and sump pumps | 1 | Item | 1328 | 1328 | 1288.16 | 1288.16
Mansour | 22 | PLUMBING | 223100 | DOMESTIC WATER SOFTNERS | ME | Other | 790 | 223100 - DOMESTIC WATER SOFTNERS | 223100 - DOMESTIC WATER SOFTNERS |  | 223100 - DOMESTIC WATER SOFTNERS | [9 empty] | 223100 - DOMESTIC WATER SOFTNERS |  |  |  | 0
Mansour | 22 | PLUMBING | 223100 | DOMESTIC WATER SOFTNERS | ME | Item | 791 | Duplex sump pumps | Duplex sump pumps | H | Type WS-1 | 1 | Nr | 10622 | 10622 | [5 empty] | Type WS-1 | 1 | Nr | 10622 | 10622 | 10303.34 | 10303.34
Mansour | 22 | PLUMBING | 223500 | DOMESTIC WATER HEAT EXCHANGERS | ME | Other | 792 | 223500- DOMESTIC WATER HEAT EXCHANGERS | 223500- DOMESTIC WATER HEAT EXCHANGERS |  | 223500- DOMESTIC WATER HEAT EXCHANGERS | [9 empty] | 223500- DOMESTIC WATER HEAT EXCHANGERS |  |  |  | 0
Mansour | 22 | PLUMBING | 223500 | DOMESTIC WATER HEAT EXCHANGERS | ME | Other | 793 | Large-capacity storage heat exchangers | Large-capacity storage heat exchangers |  | Large-capacity storage heat exchangers | [9 empty] | Large-capacity storage heat exchangers |  |  |  | 0
Mansour | 22 | PLUMBING | 223500 | DOMESTIC WATER HEAT EXCHANGERS | ME | Item | 794 | 223500- DOMESTIC WATER HEAT EXCHANGERS | 223500- DOMESTIC WATER HEAT EXCHANGERS | J | HWST-RF-01-1 & 2 | 2 | Nr |  | 0 | [5 empty] | HWST-RF-01-1 & 2 | 2 | Nr |  | 0 | 0 | 0
Mansour | 22 | PLUMBING | 223500 | DOMESTIC WATER HEAT EXCHANGERS | ME | Item | 795 | Large-capacity storage heat exchangers | Large-capacity storage heat exchangers | K | HWST-RF-02-1 & 2 | 2 | Nr |  | 0 | [5 empty] | HWST-RF-02-1 & 2 | 2 | Nr |  | 0 | 0 | 0
Mansour | 22 | PLUMBING | 223500 | DOMESTIC WATER HEAT EXCHANGERS | ME | Item | 796 | 223500- DOMESTIC WATER HEAT EXCHANGERS | 223500- DOMESTIC WATER HEAT EXCHANGERS | J | EWH 50 Ltr | 10 | Nr | 199 | 1990 | [5 empty] | EWH 50 Ltr | 10 | Nr | 199 | 1990 | 193.03 | 1930.3
Mansour | 22 | PLUMBING | 224000 | PLUMBING FIXTURES | ME | Other | 797 | 224000 - PLUMBING FIXTURES | 224000 - PLUMBING FIXTURES |  | 224000 - PLUMBING FIXTURES | [9 empty] | 224000 - PLUMBING FIXTURES
Mansour | 22 | PLUMBING | 224000 | PLUMBING FIXTURES | ME | Other | 798 | Lavatories | Lavatories |  | Lavatories | [9 empty] | Lavatories
Mansour | 22 | PLUMBING | 224000 | PLUMBING FIXTURES | ME | Item | 799 | 224000 - PLUMBING FIXTURES | 224000 - PLUMBING FIXTURES | A | Type LAV-1 | 8 | Nr | 551 | 4408 | [5 empty] | Type LAV-1 | 8 | Nr | 551 | 4408 | 534.47 | 4275.76
Mansour | 22 | PLUMBING | 224000 | PLUMBING FIXTURES | ME | Item | 800 | Lavatories | Lavatories | B | Type LAV-2 | 1 | Nr | 943 | 943 | [5 empty] | Type LAV-2 | 1 | Nr | 943 | 943 | 914.71 | 914.71
Mansour | 22 | PLUMBING | 224000 | PLUMBING FIXTURES | ME | Other | 801 | Water closets | Water closets |  | Water closets | [9 empty] | Water closets
Mansour | 22 | PLUMBING | 224000 | PLUMBING FIXTURES | ME | Item | 802 | Lavatories | Lavatories | C | Type EWC-1 | 7 | Nr | 710 | 4970 | [5 empty] | Type EWC-1 | 7 | Nr | 710 | 4970 | 688.7 | 4820.9
Mansour | 22 | PLUMBING | 224000 | PLUMBING FIXTURES | ME | Item | 803 | Water closets | Water closets | D | Type EWC-2 | 1 | Nr |  | 0 | [5 empty] | Type EWC-2 | 1 | Nr |  | 0 | 0 | 0
Mansour | 22 | PLUMBING | 224000 | PLUMBING FIXTURES | ME | Other | 804 | Bathtubs | Bathtubs |  | Bathtubs | [9 empty] | Bathtubs
Mansour | 22 | PLUMBING | 224000 | PLUMBING FIXTURES | ME | Item | 805 | Water closets | Water closets | E | Type BT-1 | 6 | Nr |  | 0 | [5 empty] | Type BT-1 | 6 | Nr |  | 0 | 0 | 0
Mansour | 22 | PLUMBING | 224000 | PLUMBING FIXTURES | ME | Other | 806 | Showers | Showers |  | Showers | [9 empty] | Showers
Mansour | 22 | PLUMBING | 224000 | PLUMBING FIXTURES | ME | Item | 807 | Water closets | Water closets | D | Type SH-1 | 6 | Nr | 382 | 2292 | [5 empty] | Type SH-1 | 6 | Nr | 382 | 2292 | 370.54 | 2223.24
Mansour | 22 | PLUMBING | 224000 | PLUMBING FIXTURES | ME | Other | 808 | Sinks | Sinks |  | Sinks | [9 empty] | Sinks
Mansour | 22 | PLUMBING | 224000 | PLUMBING FIXTURES | ME | Item | 809 | Water closets | Water closets | E | Type MS-1 | 1 | Nr | 628 | 628 | [5 empty] | Type MS-1 | 1 | Nr | 628 | 628 | 609.16 | 609.16
Mansour | 22 | PLUMBING | 224000 | PLUMBING FIXTURES | ME | Item | 810 | Sinks | Sinks | F | Type KS-1 | 9 | Nr | 506 | 4554 | [5 empty] | Type KS-1 | 9 | Nr | 506 | 4554 | 490.82 | 4417.38
Mansour | 22 | PLUMBING | 224000 | PLUMBING FIXTURES | ME | Item | 811 | Water closets | Water closets | J | Type KS-2 | 1 | Nr |  | 0 | [5 empty] | Type KS-2 | 1 | Nr |  | 0 | 0 | 0
Mansour | 22 | PLUMBING | 224000 | PLUMBING FIXTURES | ME | Other | 812 | Sinks | Sinks | BILL NO. 22 - PLUMBING
Mansour | 22 | PLUMBING | To Summary | To Summary |  | Bill Sum | 813 | Water closets | Water closets | To Summary |  |  |  | J.D | 0 | [8 empty] | J.D | 173425
Mansour | 23 | HEATING, VENTILATING AND AIR CONDITIONING | 230713 | DUCT INSULATION | ME | Other | 814 | Sinks | Sinks | BILL NO. 23
Mansour | 23 | HEATING, VENTILATING AND AIR CONDITIONING | 230713 | DUCT INSULATION | ME | Other | 815 | Water closets | Water closets | HEATING, VENTILATING AND AIR CONDITIONING
Mansour | 23 | HEATING, VENTILATING AND AIR CONDITIONING | 230713 | DUCT INSULATION | ME | Other | 816 | Sinks | Sinks | Item | Description | Qty | Unit | Rate | Amount | [5 empty] | Description | Qty | Unit | Rate | Amount
Mansour | 23 | HEATING, VENTILATING AND AIR CONDITIONING | 230713 | DUCT INSULATION | ME | Other | 817 | Water closets | Water closets | [5 empty] | J.D | [9 empty] | J.D
Mansour | 23 | HEATING, VENTILATING AND AIR CONDITIONING | 230713 | DUCT INSULATION | ME | Other | 818 | 230713 - DUCT INSULATION | 230713 - DUCT INSULATION |  | 230713 - DUCT INSULATION | [9 empty] | 230713 - DUCT INSULATION
Mansour | 23 | HEATING, VENTILATING AND AIR CONDITIONING | 230713 | DUCT INSULATION | ME | Other | 819 | Indoor Duct And Plenum Insulation | Indoor Duct And Plenum Insulation |  | Indoor Duct And Plenum Insulation | [9 empty] | Indoor Duct And Plenum Insulation
Mansour | 23 | HEATING, VENTILATING AND AIR CONDITIONING | 230713 | DUCT INSULATION | ME | Other | 820 | Rectangular, supply and Return ducts, concealed | Rectangular, supply and Return ducts, concealed |  | Rectangular, supply and Return ducts, concealed | [9 empty] | Rectangular, supply and Return ducts, concealed
Mansour | 23 | HEATING, VENTILATING AND AIR CONDITIONING | 230713 | DUCT INSULATION | ME | Item | 821 | Indoor Duct And Plenum Insulation | Indoor Duct And Plenum Insulation | A | 50 mm thick Mineral Fiber Blanket | 70 | m2 | 16 | 1120 | [5 empty] | 50 mm thick Mineral Fiber Blanket | 70 | m2 | 16 | 1120 | 15.52 | 1086.4
Mansour | 23 | HEATING, VENTILATING AND AIR CONDITIONING | 230713 | DUCT INSULATION | ME | Other | 822 | Rectangular, treated fresh air ducts, concealed | Rectangular, treated fresh air ducts, concealed |  | Rectangular, treated fresh air ducts, concealed | [9 empty] | Rectangular, treated fresh air ducts, concealed
Mansour | 23 | HEATING, VENTILATING AND AIR CONDITIONING | 230713 | DUCT INSULATION | ME | Item | 823 | Indoor Duct And Plenum Insulation | Indoor Duct And Plenum Insulation | B | 50 mm thick Mineral Fiber Blanket | 50 | m2 | 16 | 800 | [5 empty] | 50 mm thick Mineral Fiber Blanket | 50 | m2 | 16 | 800 | 15.52 | 776
Mansour | 23 | HEATING, VENTILATING AND AIR CONDITIONING | 230713 | DUCT INSULATION | ME | Other | 824 | Rectangular, range-hood exhaust ducts, concealed | Rectangular, range-hood exhaust ducts, concealed |  | Rectangular, range-hood exhaust ducts, concealed | [9 empty] | Rectangular, range-hood exhaust ducts, concealed
Mansour | 23 | HEATING, VENTILATING AND AIR CONDITIONING | 230713 | DUCT INSULATION | ME | Item | 825 | Indoor Duct And Plenum Insulation | Indoor Duct And Plenum Insulation | C | 25 mm thick Mineral Fiber Board | 90 | m2 |  | 0 | [5 empty] | 25 mm thick Mineral Fiber Board | 90 | m2 |  | 0 | 0 | 0
Mansour | 23 | HEATING, VENTILATING AND AIR CONDITIONING | 230713 | DUCT INSULATION | ME | Other | 826 | Outdoor Duct And Plenum Insulation | Rectangular, supply and Return ducts, concealed |  | Outdoor Duct And Plenum Insulation | [9 empty] | Outdoor Duct And Plenum Insulation
Mansour | 23 | HEATING, VENTILATING AND AIR CONDITIONING | 230713 | DUCT INSULATION | ME | Other | 827 | Outdoor Duct And Plenum Insulation | Rectangular, supply and Return ducts, concealed |  | Rectangular, supply and Return ducts, concealed | [9 empty] | Rectangular, supply and Return ducts, concealed
Mansour | 23 | HEATING, VENTILATING AND AIR CONDITIONING | 230713 | DUCT INSULATION | ME | Item | 828 | Outdoor Duct And Plenum Insulation | Rectangular, supply and Return ducts, concealed | D | 50 mm thick Mineral Fiber Blanket with Al jacketing | 150 | m2 |  | 0 | [5 empty] | 50 mm thick Mineral Fiber Blanket with Al jacketing | 150 | m2 |  | 0 | 0 | 0
Mansour | 23 | HEATING, VENTILATING AND AIR CONDITIONING | 230713 | DUCT INSULATION | ME | Other | 829 | Boiler Breeching And Connector Insulation | Round |  | Boiler Breeching And Connector Insulation | [9 empty] | Boiler Breeching And Connector Insulation
Mansour | 23 | HEATING, VENTILATING AND AIR CONDITIONING | 230713 | DUCT INSULATION | ME | Other | 830 | Boiler Breeching And Connector Insulation | Round |  | Round | [9 empty] | Round
Mansour | 23 | HEATING, VENTILATING AND AIR CONDITIONING | 230713 | DUCT INSULATION | ME | Item | 831 | Boiler Breeching And Connector Insulation | Round | E | 50 mm thick Calcium Cilicate with Al jacketing | 30 | m2 |  | 0 | [5 empty] | 50 mm thick Calcium Cilicate with Al jacketing | 30 | m2 |  | 0 | 0 | 0
Mansour | 23 | HEATING, VENTILATING AND AIR CONDITIONING | 230719 | HVAC PIPE INSULATION | ME | Other | 832 | 230719 - HVAC PIPE INSULATION | 230719 - HVAC PIPE INSULATION |  | 230719 - HVAC PIPE INSULATION | [9 empty] | 230719 - HVAC PIPE INSULATION
Mansour | 23 | HEATING, VENTILATING AND AIR CONDITIONING | 230719 | HVAC PIPE INSULATION | ME | Other | 833 | Interior Insulation | Condensate drain piping |  | Interior Insulation | [9 empty] | Interior Insulation
Mansour | 23 | HEATING, VENTILATING AND AIR CONDITIONING | 230719 | HVAC PIPE INSULATION | ME | Other | 834 | Interior Insulation | Condensate drain piping |  | Condensate drain piping | [9 empty] | Condensate drain piping
Mansour | 23 | HEATING, VENTILATING AND AIR CONDITIONING | 230719 | HVAC PIPE INSULATION | ME | Other | 835 | Condensate drain piping | 19 mm thick |  | 19 mm thick | [9 empty] | 19 mm thick
Mansour | 23 | HEATING, VENTILATING AND AIR CONDITIONING | 230719 | HVAC PIPE INSULATION | ME | Item | 836 | Interior Insulation | Condensate drain piping | A | 20 dn | 60 | m | 7 | 420 | [5 empty] | 20 dn | 60 | m | 7 | 420 | 6.79 | 407.4
Mansour | 23 | HEATING, VENTILATING AND AIR CONDITIONING | 230719 | HVAC PIPE INSULATION | ME | Other | 837 | Heating hot-water supply and return, concealed | Heating hot-water supply and return, concealed |  | Heating hot-water supply and return, concealed | [9 empty] | Heating hot-water supply and return, concealed
Mansour | 23 | HEATING, VENTILATING AND AIR CONDITIONING | 230719 | HVAC PIPE INSULATION | ME | Other | 838 | Heating hot-water supply and return, concealed | 25 mm thick |  | 25 mm thick | [9 empty] | 25 mm thick
Mansour | 23 | HEATING, VENTILATING AND AIR CONDITIONING | 230719 | HVAC PIPE INSULATION | ME | Item | 839 | Heating hot-water supply and return, concealed |  | B | 20 dn | 5 | m | 7 | 35 | [5 empty] | 20 dn | 5 | m | 7 | 35 | 6.79 | 33.95
Mansour | 23 | HEATING, VENTILATING AND AIR CONDITIONING | 230719 | HVAC PIPE INSULATION | ME | Item | 840 | Heating hot-water supply and return, concealed |  | C | 25 dn | 50 | m | 7 | 350 | [5 empty] | 25 dn | 50 | m | 7 | 350 | 6.79 | 339.5
Mansour | 23 | HEATING, VENTILATING AND AIR CONDITIONING | 230719 | HVAC PIPE INSULATION | ME | Item | 841 | Heating hot-water supply and return, concealed |  | D | 32 dn | 3 | m | 8 | 24 | [5 empty] | 32 dn | 3 | m | 8 | 24 | 7.76 | 23.28
Mansour | 23 | HEATING, VENTILATING AND AIR CONDITIONING | 230719 | HVAC PIPE INSULATION | ME | Item | 842 | Heating hot-water supply and return, concealed |  | E | 40 dn | 150 | m |  | 0 | [5 empty] | 40 dn | 150 | m |  | 0 | 0 | 0
Mansour | 23 | HEATING, VENTILATING AND AIR CONDITIONING | 230719 | HVAC PIPE INSULATION | ME | Other | 843 | Heating hot-water supply and return, concealed | 38 mm thick |  | 38 mm thick | [9 empty] | 38 mm thick
Mansour | 23 | HEATING, VENTILATING AND AIR CONDITIONING | 230719 | HVAC PIPE INSULATION | ME | Item | 844 | Heating hot-water supply and return, concealed | 38 mm thick | F | 65 dn | 70 | m |  | 0 | [5 empty] | 65 dn | 70 | m |  | 0 | 0 | 0
Mansour | 23 | HEATING, VENTILATING AND AIR CONDITIONING | 230719 | HVAC PIPE INSULATION | ME | Other | 845 | Heating hot-water supply and return, concealed | Heating hot-water supply and return, on all pipes running in mechanical rooms or exposed to view with AL jacketing |  | Heating hot-water supply and return, on all pipes running in mechanical rooms or exposed to view with AL jacketing | [9 empty] | Heating hot-water supply and return, on all pipes running in mechanical rooms or exposed to view with AL jacketing
Mansour | 23 | HEATING, VENTILATING AND AIR CONDITIONING | 230719 | HVAC PIPE INSULATION | ME | Other | 846 | Heating hot-water supply and return, concealed | 50 mm thick |  | 50 mm thick | [9 empty] | 50 mm thick
Mansour | 23 | HEATING, VENTILATING AND AIR CONDITIONING | 230719 | HVAC PIPE INSULATION | ME | Item | 847 | Heating hot-water supply and return, concealed | Heating hot-water supply and return, on all pipes running in mechanical rooms or exposed to view with AL jacketing | E | 40 dn | 17 | m |  | 0 | [5 empty] | 40 dn | 17 | m |  | 0 | 0 | 0
Mansour | 23 | HEATING, VENTILATING AND AIR CONDITIONING | 230719 | HVAC PIPE INSULATION | ME | Item | 848 | Heating hot-water supply and return, concealed | 50 mm thick | F | 65 dn | 15 | m |  | 0 | [5 empty] | 65 dn | 15 | m |  | 0 | 0 | 0
Mansour | 23 | HEATING, VENTILATING AND AIR CONDITIONING | 230719 | HVAC PIPE INSULATION | ME | Item | 849 | Heating hot-water supply and return, concealed | Heating hot-water supply and return, on all pipes running in mechanical rooms or exposed to view with AL jacketing | G | 80 dn | 50 | m |  | 0 | [5 empty] | 80 dn | 50 | m |  | 0 | 0 | 0
Mansour | 23 | HEATING, VENTILATING AND AIR CONDITIONING | 230900 | BUILDING MANAGEMENT SYSTEM (BMS), INSTRUMENTATION AND CONTROLS | ME | Other | 850 | 230900 - BUILDING MANAGEMENT SYSTEM (BMS), INSTRUMENTATION AND CONTROLS | 230900 - BUILDING MANAGEMENT SYSTEM (BMS), INSTRUMENTATION AND CONTROLS |  | 230900 - BUILDING MANAGEMENT SYSTEM (BMS), INSTRUMENTATION AND CONTROLS | [9 empty] | 230900 - BUILDING MANAGEMENT SYSTEM (BMS), INSTRUMENTATION AND CONTROLS
Mansour | 23 | HEATING, VENTILATING AND AIR CONDITIONING | 230900 | BUILDING MANAGEMENT SYSTEM (BMS), INSTRUMENTATION AND CONTROLS | ME | Other | 851 | System complete as specified and as shown on drawings | System complete as specified and as shown on drawings |  | System complete as specified and as shown on drawings | [9 empty] | System complete as specified and as shown on drawings
Mansour | 23 | HEATING, VENTILATING AND AIR CONDITIONING | 230900 | BUILDING MANAGEMENT SYSTEM (BMS), INSTRUMENTATION AND CONTROLS | ME | Item | 852 | 230900 - BUILDING MANAGEMENT SYSTEM (BMS), INSTRUMENTATION AND CONTROLS | 230900 - BUILDING MANAGEMENT SYSTEM (BMS), INSTRUMENTATION AND CONTROLS | A | Spare parts as specified for BMS |  | Item |  | 0 | [5 empty] | Spare parts as specified for BMS | 1 | Item |  |  | 0 | 0
Mansour | 23 | HEATING, VENTILATING AND AIR CONDITIONING | 231113 | FACILITY FUEL OIL PIPING | ME | Other | 853 | 231113 - FACILITY FUEL OIL PIPING | 231113 - FACILITY FUEL OIL PIPING |  | 231113 - FACILITY FUEL OIL PIPING | [9 empty] | 231113 - FACILITY FUEL OIL PIPING
Mansour | 23 | HEATING, VENTILATING AND AIR CONDITIONING | 231113 | FACILITY FUEL OIL PIPING | ME | Other | 854 | Black steel pipes and fittings | Black steel pipes and fittings |  | Black steel pipes and fittings | [9 empty] | Black steel pipes and fittings
Mansour | 23 | HEATING, VENTILATING AND AIR CONDITIONING | 231113 | FACILITY FUEL OIL PIPING | ME | Item | 855 | 231113 - FACILITY FUEL OIL PIPING | 231113 - FACILITY FUEL OIL PIPING | B | 15 dn | 11 | m |  | 0 | [5 empty] | 15 dn | 11 | m |  |  | 0 | 0
Mansour | 23 | HEATING, VENTILATING AND AIR CONDITIONING | 231113 | FACILITY FUEL OIL PIPING | ME | Item | 856 | Black steel pipes and fittings | Black steel pipes and fittings | A | 20 dn | 8 | m | 27 | 216 | [5 empty] | 20 dn | 8 | m | 27 | 216 | 26.19 | 209.52
Mansour | 23 | HEATING, VENTILATING AND AIR CONDITIONING | 231113 | FACILITY FUEL OIL PIPING | ME | Other | 857 | Valves | Valves |  | Valves | [9 empty] | Valves |  |  |  | 0
Mansour | 23 | HEATING, VENTILATING AND AIR CONDITIONING | 231113 | FACILITY FUEL OIL PIPING | ME | Other | 858 | Gate valves | Gate valves |  | Gate valves | [9 empty] | Gate valves |  |  |  | 0
Mansour | 23 | HEATING, VENTILATING AND AIR CONDITIONING | 231113 | FACILITY FUEL OIL PIPING | ME | Item | 859 | Valves | Valves | B | 20 dn | 1 | Item | 598 | 598 | [5 empty] | 20 dn | 1 | Item | 598 | 598 | 580.06 | 580.06
Mansour | 23 | HEATING, VENTILATING AND AIR CONDITIONING | 231113 | FACILITY FUEL OIL PIPING | ME | Other | 860 | Check valves | Check valves |  | Check valves | [9 empty] | Check valves |  |  |  | 0
Mansour | 23 | HEATING, VENTILATING AND AIR CONDITIONING | 231113 | FACILITY FUEL OIL PIPING | ME | Item | 861 | Valves | Valves | C | 20 dn | 1 | Item | 465 | 465 | [5 empty] | 20 dn | 1 | Item | 465 | 465 | 451.05 | 451.05
Mansour | 23 | HEATING, VENTILATING AND AIR CONDITIONING | 231113 | FACILITY FUEL OIL PIPING | ME | Other | 862 | Fuel oil storage tanks | Fuel oil storage tanks |  | Fuel oil storage tanks | [9 empty] | Fuel oil storage tanks |  |  |  | 0
Mansour | 23 | HEATING, VENTILATING AND AIR CONDITIONING | 231113 | FACILITY FUEL OIL PIPING | ME | Item | 863 | Valves | Valves | F | Type FOT-01 | 3 | Nr |  | 0 | [5 empty] | Type FOT-01 | 3 | Nr |  | 0 | 0 | 0
Mansour | 23 | HEATING, VENTILATING AND AIR CONDITIONING | 231113 | FACILITY FUEL OIL PIPING | ME | Item | 864 | Fuel oil storage tanks | Fuel oil storage tanks | D | Type FOT-02 | 2 | Nr | 1328 | 2656 | [5 empty] | Type FOT-02 | 2 | Nr | 1328 | 2656 | 1288.16 | 2576.32
Mansour | 23 | HEATING, VENTILATING AND AIR CONDITIONING | 231113 | FACILITY FUEL OIL PIPING | ME | Other | 865 | Strainer | Strainer |  | Strainer | [9 empty] | Strainer |  |  |  | 0
Mansour | 23 | HEATING, VENTILATING AND AIR CONDITIONING | 231113 | FACILITY FUEL OIL PIPING | ME | Item | 866 | Fuel oil storage tanks | Fuel oil storage tanks | E | 20 dn | 1 | Nr | 66 | 66 | [5 empty] | 20 dn | 1 | Nr | 66 | 66 | 64.02 | 64.02
Mansour | 23 | HEATING, VENTILATING AND AIR CONDITIONING | 231126 | FACILITY LIQUEFIED PETROLIUM GAS PIPING | ME | Other | 867 | 231126 - FACILITY LIQUEFIED PETROLIUM GAS PIPING | 231126 - FACILITY LIQUEFIED PETROLIUM GAS PIPING |  | 231126 - FACILITY LIQUEFIED PETROLIUM GAS PIPING | [9 empty] | 231126 - FACILITY LIQUEFIED PETROLIUM GAS PIPING
Mansour | 23 | HEATING, VENTILATING AND AIR CONDITIONING | 231126 | FACILITY LIQUEFIED PETROLIUM GAS PIPING | ME | Other | 868 | Aboveground pipes and fittings | Black steel pipes and fittings |  | Aboveground pipes and fittings | [9 empty] | Aboveground pipes and fittings
Mansour | 23 | HEATING, VENTILATING AND AIR CONDITIONING | 231126 | FACILITY LIQUEFIED PETROLIUM GAS PIPING | ME | Other | 869 | Aboveground pipes and fittings | Black steel pipes and fittings |  | Black steel pipes and fittings | [9 empty] | Black steel pipes and fittings
Mansour | 23 | HEATING, VENTILATING AND AIR CONDITIONING | 231126 | FACILITY LIQUEFIED PETROLIUM GAS PIPING | ME | Item | 870 | Aboveground pipes and fittings | Black steel pipes and fittings | A | 32 dn | 30 | m |  | 0 | [5 empty] | 32 dn | 30 | m |  | 0 | 0 | 0
Mansour | 23 | HEATING, VENTILATING AND AIR CONDITIONING | 231126 | FACILITY LIQUEFIED PETROLIUM GAS PIPING | ME | Other | 871 | Copper pipes running under tiles | Copper pipes running under tiles |  | Copper pipes running under tiles | [9 empty] | Copper pipes running under tiles
Mansour | 23 | HEATING, VENTILATING AND AIR CONDITIONING | 231126 | FACILITY LIQUEFIED PETROLIUM GAS PIPING | ME | Item | 872 | Aboveground pipes and fittings | Black steel pipes and fittings | B | 22 dn | 25 | m |  | 0 | [5 empty] | 22 dn | 25 | m |  | 0 | 0 | 0
Mansour | 23 | HEATING, VENTILATING AND AIR CONDITIONING | 231126 | FACILITY LIQUEFIED PETROLIUM GAS PIPING | ME | Item | 873 | Copper pipes running under tiles | Copper pipes running under tiles | C | 35 dn | 5 | m |  | 0 | [5 empty] | 35 dn | 5 | m |  | 0 | 0 | 0
Mansour | 23 | HEATING, VENTILATING AND AIR CONDITIONING | 231126 | FACILITY LIQUEFIED PETROLIUM GAS PIPING | ME | Item | 874 | Aboveground pipes and fittings | Black steel pipes and fittings | D | Gas Tank, with gas vaporiser and all other accessories | 1 | Nr |  | 0 | [5 empty] | Gas Tank, with gas vaporiser and all other accessories | 1 | Nr |  | 0 | 0 | 0
Mansour | 23 | HEATING, VENTILATING AND AIR CONDITIONING | 231126 | FACILITY LIQUEFIED PETROLIUM GAS PIPING | ME | Other | 875 | Gas panels | Gas panels |  | Gas panels | [9 empty] | Gas panels
Mansour | 23 | HEATING, VENTILATING AND AIR CONDITIONING | 231126 | FACILITY LIQUEFIED PETROLIUM GAS PIPING | ME | Item | 876 | Aboveground pipes and fittings | Black steel pipes and fittings | E | For Main Kitchen | 1 | Nr |  | 0 | [5 empty] | For Main Kitchen | 1 | Nr |  | 0 | 0 | 0
Mansour | 23 | HEATING, VENTILATING AND AIR CONDITIONING | 231126 | FACILITY LIQUEFIED PETROLIUM GAS PIPING | ME | Other | 877 | Solenoid valve | Solenoid valve |  | Solenoid valve | [9 empty] | Solenoid valve
Mansour | 23 | HEATING, VENTILATING AND AIR CONDITIONING | 231126 | FACILITY LIQUEFIED PETROLIUM GAS PIPING | ME | Item | 878 | Aboveground pipes and fittings | Black steel pipes and fittings | F | 32 dn | 1 | Nr |  | 0 | [5 empty] | 32 dn | 1 | Nr |  | 0 | 0 | 0
Mansour | 23 | HEATING, VENTILATING AND AIR CONDITIONING | 231126 | FACILITY LIQUEFIED PETROLIUM GAS PIPING | ME | Other | 879 | Excess flow shut-off valve | Excess flow shut-off valve |  | Excess flow shut-off valve | [9 empty] | Excess flow shut-off valve
Mansour | 23 | HEATING, VENTILATING AND AIR CONDITIONING | 231126 | FACILITY LIQUEFIED PETROLIUM GAS PIPING | ME | Item | 880 | Aboveground pipes and fittings | Black steel pipes and fittings | G | 32 dn | 1 | Nr |  | 0 | [5 empty] | 32 dn | 1 | Nr |  | 0 | 0 | 0
Mansour | 23 | HEATING, VENTILATING AND AIR CONDITIONING | 231126 | FACILITY LIQUEFIED PETROLIUM GAS PIPING | ME | Item | 881 | Excess flow shut-off valve | Excess flow shut-off valve | H | Gas leak detection system complete with all Accessories |  | Item |  | 0 | [5 empty] | Gas leak detection system complete with all Accessories | 1 | Item |  |  | 0 | 0
Mansour | 23 | HEATING, VENTILATING AND AIR CONDITIONING | 232113 | HYDRONIC PIPING | ME | Other | 882 | 232113 - HYDRONIC PIPING | 232113 - HYDRONIC PIPING |  | 232113 - HYDRONIC PIPING | [9 empty] | 232113 - HYDRONIC PIPING
Mansour | 23 | HEATING, VENTILATING AND AIR CONDITIONING | 232113 | HYDRONIC PIPING | ME | Other | 883 | Hot Water Pipes | Black steel pipes and fittings |  | Hot Water Pipes | [9 empty] | Hot Water Pipes
Mansour | 23 | HEATING, VENTILATING AND AIR CONDITIONING | 232113 | HYDRONIC PIPING | ME | Other | 884 | Hot Water Pipes | Black steel pipes and fittings |  | Black steel pipes and fittings | [9 empty] | Black steel pipes and fittings
Mansour | 23 | HEATING, VENTILATING AND AIR CONDITIONING | 232113 | HYDRONIC PIPING | ME | Item | 885 | Hot Water Pipes | Black steel pipes and fittings | A | 20 dn | 5 | m | 27 | 135 | [5 empty] | 20 dn | 5 | m | 27 | 135 | 26.19 | 130.95
Mansour | 23 | HEATING, VENTILATING AND AIR CONDITIONING | 232113 | HYDRONIC PIPING | ME | Item | 886 | Hot Water Pipes | Black steel pipes and fittings | B | 25 dn | 50 | m | 29 | 1450 | [5 empty] | 25 dn | 50 | m | 29 | 1450 | 28.13 | 1406.5
Mansour | 23 | HEATING, VENTILATING AND AIR CONDITIONING | 232113 | HYDRONIC PIPING | ME | Item | 887 | Hot Water Pipes | Black steel pipes and fittings | A | 32 dn | 3 | m | 31 | 93 | [5 empty] | 32 dn | 3 | m | 31 | 93 | 30.07 | 90.21
Mansour | 23 | HEATING, VENTILATING AND AIR CONDITIONING | 232113 | HYDRONIC PIPING | ME | Item | 888 | Hot Water Pipes | Black steel pipes and fittings | B | 40 dn | 170 | m |  | 0 | [5 empty] | 40 dn | 170 | m |  | 0 | 0 | 0
Mansour | 23 | HEATING, VENTILATING AND AIR CONDITIONING | 232113 | HYDRONIC PIPING | ME | Item | 889 | Hot Water Pipes | Black steel pipes and fittings | C | 50 dn | 175 | m |  | 0 | [5 empty] | 50 dn | 175 | m |  | 0 | 0 | 0
Mansour | 23 | HEATING, VENTILATING AND AIR CONDITIONING | 232113 | HYDRONIC PIPING | ME | Item | 890 | Hot Water Pipes | Black steel pipes and fittings | D | 65 dn | 105 | m |  | 0 | [5 empty] | 65 dn | 105 | m |  | 0 | 0 | 0
Mansour | 23 | HEATING, VENTILATING AND AIR CONDITIONING | 232113 | HYDRONIC PIPING | ME | Item | 891 | Hot Water Pipes | Black steel pipes and fittings | E | 80 dn | 50 | m |  | 0 | [5 empty] | 80 dn | 50 | m |  | 0 | 0 | 0
Mansour | 23 | HEATING, VENTILATING AND AIR CONDITIONING | 232113 | HYDRONIC PIPING | ME | Other | 892 | PEX-A Flexible pipe, complete with fittings, valves, controls , joints, flexible connectors, unions, flanges, couplings, sleeves and all the accessories required for system operation, maintenance and occupants comfort. | PEX-A Flexible pipe, complete with fittings, valves, controls , joints, flexible connectors, unions, flanges, couplings, sleeves and all the accessories required for system operation, maintenance and occupants comfort. |  | PEX-A Flexible pipe, complete with fittings, valves, controls , joints, flexible connectors, unions, flanges, couplings, sleeves and all the accessories required for system operation, maintenance and occupants comfort. | [9 empty] | PEX-A Flexible pipe, complete with fittings, valves, controls , joints, flexible connectors, unions, flanges, couplings, sleeves and all the accessories required for system operation, maintenance and occupants comfort.
Mansour | 23 | HEATING, VENTILATING AND AIR CONDITIONING | 232113 | HYDRONIC PIPING | ME | Item | 893 | Hot Water Pipes | Black steel pipes and fittings | B | 16 dn | 278 | m | 5 | 1390 | [5 empty] | 16 dn | 278 | m | 5 | 1390 | 4.85 | 1348.3
Mansour | 23 | HEATING, VENTILATING AND AIR CONDITIONING | 232113 | HYDRONIC PIPING | ME | Other | 894 | Condensate Drain Pipes | PVC pipes and fittings |  | Condensate Drain Pipes | [9 empty] | Condensate Drain Pipes
Mansour | 23 | HEATING, VENTILATING AND AIR CONDITIONING | 232113 | HYDRONIC PIPING | ME | Other | 895 | Condensate Drain Pipes | PVC pipes and fittings |  | PVC pipes and fittings | [9 empty] | PVC pipes and fittings
Mansour | 23 | HEATING, VENTILATING AND AIR CONDITIONING | 232113 | HYDRONIC PIPING | ME | Item | 896 | Condensate Drain Pipes | PVC pipes and fittings | C | 20 dn | 100 | m | 8 | 800 | [5 empty] | 20 dn | 100 | m | 8 | 800 | 7.76 | 776
Mansour | 23 | HEATING, VENTILATING AND AIR CONDITIONING | 232113 | HYDRONIC PIPING | ME | Other | 897 | Valves | Valves |  | Valves | [9 empty] | Valves
Mansour | 23 | HEATING, VENTILATING AND AIR CONDITIONING | 232113 | HYDRONIC PIPING | ME | Item | 898 | Condensate Drain Pipes | PVC pipes and fittings | H | Ball valves |  | Item |  | 0 | [5 empty] | Ball valves | 1 | Item |  |  | 0 | 0
Mansour | 23 | HEATING, VENTILATING AND AIR CONDITIONING | 232113 | HYDRONIC PIPING | ME | Other | 899 | Hydronic Specialties | Expansion Tanks |  | Hydronic Specialties | [9 empty] | Hydronic Specialties
Mansour | 23 | HEATING, VENTILATING AND AIR CONDITIONING | 232113 | HYDRONIC PIPING | ME | Other | 900 | Hydronic Specialties | Expansion Tanks |  | Expansion Tanks | [9 empty] | Expansion Tanks
Mansour | 23 | HEATING, VENTILATING AND AIR CONDITIONING | 232113 | HYDRONIC PIPING | ME | Item | 901 | Hydronic Specialties | Expansion Tanks | J | Type ET-01 | 1 | Nr |  | 0 | [5 empty] | Type ET-01 | 1 | Nr |  |  | 0 | 0
Mansour | 23 | HEATING, VENTILATING AND AIR CONDITIONING | 232123 | HYDRONIC PUMPS | ME | Other | 902 | 232123 - HYDRONIC PUMPS | 232123 - HYDRONIC PUMPS |  | 232123 - HYDRONIC PUMPS | [9 empty] | 232123 - HYDRONIC PUMPS
Mansour | 23 | HEATING, VENTILATING AND AIR CONDITIONING | 232123 | HYDRONIC PUMPS | ME | Other | 903 | Centrifugal Flexible-coupled end suction pumps | Centrifugal Flexible-coupled end suction pumps |  | Centrifugal Flexible-coupled end suction pumps | [9 empty] | Centrifugal Flexible-coupled end suction pumps
Mansour | 23 | HEATING, VENTILATING AND AIR CONDITIONING | 232123 | HYDRONIC PUMPS | ME | Item | 904 | 232123 - HYDRONIC PUMPS | 232123 - HYDRONIC PUMPS | A | HWP-GF-01-1 | 2 | Nr |  | 0 | [5 empty] | HWP-GF-01-1 | 2 | Nr |  | 0 | 0 | 0
Mansour | 23 | HEATING, VENTILATING AND AIR CONDITIONING | 232123 | HYDRONIC PUMPS | ME | Item | 905 | Centrifugal Flexible-coupled end suction pumps | Centrifugal Flexible-coupled end suction pumps | B | HWP-GF-01-2 | 2 | Nr |  | 0 | [5 empty] | HWP-GF-01-2 | 2 | Nr |  | 0 | 0 | 0
Mansour | 23 | HEATING, VENTILATING AND AIR CONDITIONING | 232123 | HYDRONIC PUMPS | ME | Item | 906 | 232123 - HYDRONIC PUMPS | 232123 - HYDRONIC PUMPS | C | HWP-GF-01-3 | 2 | Nr |  | 0 | [5 empty] | HWP-GF-01-3 | 2 | Nr |  | 0 | 0 | 0
Mansour | 23 | HEATING, VENTILATING AND AIR CONDITIONING | 232123 | HYDRONIC PUMPS | ME | Item | 907 | Centrifugal Flexible-coupled end suction pumps | Centrifugal Flexible-coupled end suction pumps | D | Type SHP-RF-01 | 2 | Nr |  | 0 | [5 empty] | Type SHP-RF-01 | 2 | Nr |  | 0 | 0 | 0
Mansour | 23 | HEATING, VENTILATING AND AIR CONDITIONING | 232123 | HYDRONIC PUMPS | ME | Item | 908 | 232123 - HYDRONIC PUMPS | 232123 - HYDRONIC PUMPS | E | Spare parts as specified for all hydronic pumps |  | Item |  | 0 | [5 empty] | Spare parts as specified for all hydronic pumps | 1 | Item |  |  | 0 | 0
Mansour | 23 | HEATING, VENTILATING AND AIR CONDITIONING | 232500 | HVAC WATER TREATMENT | ME | Other | 909 | 232500- HVAC WATER TREATMENT | 232500- HVAC WATER TREATMENT |  | 232500- HVAC WATER TREATMENT | [9 empty] | 232500- HVAC WATER TREATMENT
Mansour | 23 | HEATING, VENTILATING AND AIR CONDITIONING | 232500 | HVAC WATER TREATMENT | ME | Item | 910 | 232123 - HYDRONIC PUMPS | 232123 - HYDRONIC PUMPS | F | Closed-loop chemical feed system for heating water distribution systems |  | Item |  | 0 | [5 empty] | Closed-loop chemical feed system for heating water distribution systems | 1 | Item |  |  | 0 | 0
Mansour | 23 | HEATING, VENTILATING AND AIR CONDITIONING | 232500 | HVAC WATER TREATMENT | ME | Item | 911 | 232500- HVAC WATER TREATMENT | 232500- HVAC WATER TREATMENT | G | Closed-loop chemical feed system for solar hot water distribution systems |  | Item |  | 0 | [5 empty] | Closed-loop chemical feed system for solar hot water distribution systems | 1 | Item |  |  | 0 | 0
Mansour | 23 | HEATING, VENTILATING AND AIR CONDITIONING | 233113 | METAL DUCTS | ME | Other | 912 | 233113- METAL DUCTS | 233113- METAL DUCTS |  | 233113- METAL DUCTS | [9 empty] | 233113- METAL DUCTS
Mansour | 23 | HEATING, VENTILATING AND AIR CONDITIONING | 233113 | METAL DUCTS | ME | Item | 913 | 232500- HVAC WATER TREATMENT | 232500- HVAC WATER TREATMENT | A | Galvanized steel ductwork | 2400 | Kg | 11 | 26400 | [5 empty] | Galvanized steel ductwork | 2400 | Kg | 11 | 26400 | 10.67 | 25608
Mansour | 23 | HEATING, VENTILATING AND AIR CONDITIONING | 233113 | METAL DUCTS | ME | Item | 914 | 233113- METAL DUCTS | 233113- METAL DUCTS | J | Carbon steel for range hood exhaust | 402 | Kg |  | 0 | [5 empty] | Carbon steel for range hood exhaust | 402 | Kg |  | 0 | 0 | 0
Mansour | 23 | HEATING, VENTILATING AND AIR CONDITIONING | 233300 | AIR DUCT ACCESSORIES | ME | Other | 915 | 233300 - AIR DUCT ACCESSORIES | 233300 - AIR DUCT ACCESSORIES |  | 233300 - AIR DUCT ACCESSORIES | [9 empty] | 233300 - AIR DUCT ACCESSORIES |  |  |  | 0
Mansour | 23 | HEATING, VENTILATING AND AIR CONDITIONING | 233300 | AIR DUCT ACCESSORIES | ME | Item | 916 | 233113- METAL DUCTS | 233113- METAL DUCTS | B | Manual volume dampers | 1 | Item | 2656 | 2656 | [5 empty] | Manual volume dampers | 1 | Item | 2656 | 2656 | 2576.32 | 2576.32
Mansour | 23 | HEATING, VENTILATING AND AIR CONDITIONING | 233300 | AIR DUCT ACCESSORIES | ME | Item | 917 | 233300 - AIR DUCT ACCESSORIES | 233300 - AIR DUCT ACCESSORIES | C | Fire dampers | 1 | Item | 2656 | 2656 | [5 empty] | Fire dampers | 1 | Item | 2656 | 2656 | 2576.32 | 2576.32
Mansour | 23 | HEATING, VENTILATING AND AIR CONDITIONING | 233300 | AIR DUCT ACCESSORIES | ME | Item | 918 | 233113- METAL DUCTS | 233113- METAL DUCTS | D | Motorized dampers | 1 | Item | 2656 | 2656 | [5 empty] | Motorized dampers | 1 | Item | 2656 | 2656 | 2576.32 | 2576.32
Mansour | 23 | HEATING, VENTILATING AND AIR CONDITIONING | 233300 | AIR DUCT ACCESSORIES | ME | Other | 919 | Flexible ducts | Flexible ducts |  | Flexible ducts | [9 empty] | Flexible ducts
Mansour | 23 | HEATING, VENTILATING AND AIR CONDITIONING | 233300 | AIR DUCT ACCESSORIES | ME | Item | 920 | 233113- METAL DUCTS | 233113- METAL DUCTS | A | 150 dn | 3 | m | 53 | 159 | [5 empty] | 150 dn | 3 | m | 53 | 159 | 51.41 | 154.23
Mansour | 23 | HEATING, VENTILATING AND AIR CONDITIONING | 233423 | POWER VENTILATOR UTILITY SET FANS | ME | Other | 921 | 233423- POWER VENTILATOR UTILITY SET FANS | 233423- POWER VENTILATOR UTILITY SET FANS |  | 233423- POWER VENTILATOR UTILITY SET FANS | [9 empty] | 233423- POWER VENTILATOR UTILITY SET FANS
Mansour | 23 | HEATING, VENTILATING AND AIR CONDITIONING | 233423 | POWER VENTILATOR UTILITY SET FANS | ME | Other | 922 | Centrifugal inline fans | Centrifugal inline fans |  | Centrifugal inline fans | [9 empty] | Centrifugal inline fans
Mansour | 23 | HEATING, VENTILATING AND AIR CONDITIONING | 233423 | POWER VENTILATOR UTILITY SET FANS | ME | Item | 923 | 233423- POWER VENTILATOR UTILITY SET FANS | 233423- POWER VENTILATOR UTILITY SET FANS | B | Type EF-GF-01 | 1 | Nr |  | 0 | [5 empty] | Type EF-GF-01 | 1 | Nr |  | 0 | 0 | 0
Mansour | 23 | HEATING, VENTILATING AND AIR CONDITIONING | 233423 | POWER VENTILATOR UTILITY SET FANS | ME | Item | 924 | Centrifugal inline fans | Centrifugal inline fans | C | Type EF-RF-01 | 1 | Nr |  | 0 | [5 empty] | Type EF-RF-01 | 1 | Nr |  | 0 | 0 | 0
Mansour | 23 | HEATING, VENTILATING AND AIR CONDITIONING | 233423 | POWER VENTILATOR UTILITY SET FANS | ME | Item | 925 | 233423- POWER VENTILATOR UTILITY SET FANS | 233423- POWER VENTILATOR UTILITY SET FANS | D | Type EF-RF-02 | 1 | Nr |  | 0 | [5 empty] | Type EF-RF-02 | 1 | Nr |  | 0 | 0 | 0
Mansour | 23 | HEATING, VENTILATING AND AIR CONDITIONING | 233423 | POWER VENTILATOR UTILITY SET FANS | ME | Item | 926 | Centrifugal inline fans | Centrifugal inline fans | E | Type EF-RF-03 | 1 | Nr |  | 0 | [5 empty] | Type EF-RF-03 | 1 | Nr |  | 0 | 0 | 0
Mansour | 23 | HEATING, VENTILATING AND AIR CONDITIONING | 233423 | POWER VENTILATOR UTILITY SET FANS | ME | Item | 927 | 233423- POWER VENTILATOR UTILITY SET FANS | 233423- POWER VENTILATOR UTILITY SET FANS | F | Type EF-RF-05 | 1 | Nr |  | 0 | [5 empty] | Type EF-RF-05 | 1 | Nr |  | 0 | 0 | 0
Mansour | 23 | HEATING, VENTILATING AND AIR CONDITIONING | 233423 | POWER VENTILATOR UTILITY SET FANS | ME | Item | 928 | Centrifugal inline fans | Centrifugal inline fans | G | Type EF-RF-06 | 1 | Nr |  | 0 | [5 empty] | Type EF-RF-06 | 1 | Nr |  | 0 | 0 | 0
Mansour | 23 | HEATING, VENTILATING AND AIR CONDITIONING | 233423 | POWER VENTILATOR UTILITY SET FANS | ME | Item | 929 | 233423- POWER VENTILATOR UTILITY SET FANS | 233423- POWER VENTILATOR UTILITY SET FANS | B | Type EF-RF-07 | 1 | Nr | 1785 | 1785 | [5 empty] | Type EF-RF-07 | 1 | Nr | 1785 | 1785 | 1731.45 | 1731.45
Mansour | 23 | HEATING, VENTILATING AND AIR CONDITIONING | 233423 | POWER VENTILATOR UTILITY SET FANS | ME | Item | 930 | Centrifugal inline fans | Centrifugal inline fans | J | Type EF-RF-08 | 1 | Nr |  | 0 | [5 empty] | Type EF-RF-08 | 1 | Nr |  | 0 | 0 | 0
Mansour | 23 | HEATING, VENTILATING AND AIR CONDITIONING | 233423 | POWER VENTILATOR UTILITY SET FANS | ME | Item | 931 | 233423- POWER VENTILATOR UTILITY SET FANS | 233423- POWER VENTILATOR UTILITY SET FANS | K | Type EF-RF-09 | 1 | Nr |  | 0 | [5 empty] | Type EF-RF-09 | 1 | Nr |  | 0 | 0 | 0
Mansour | 23 | HEATING, VENTILATING AND AIR CONDITIONING | 233423 | POWER VENTILATOR UTILITY SET FANS | ME | Item | 932 | Centrifugal inline fans | Centrifugal inline fans | L | Type EF-RF-10 | 1 | Nr |  | 0 | [5 empty] | Type EF-RF-10 | 1 | Nr |  | 0 | 0 | 0
Mansour | 23 | HEATING, VENTILATING AND AIR CONDITIONING | 233423 | POWER VENTILATOR UTILITY SET FANS | ME | Item | 933 | 233423- POWER VENTILATOR UTILITY SET FANS | 233423- POWER VENTILATOR UTILITY SET FANS | M | Type EF-TR-01 | 1 | Nr |  | 0 | [5 empty] | Type EF-TR-01 | 1 | Nr |  | 0 | 0 | 0
Mansour | 23 | HEATING, VENTILATING AND AIR CONDITIONING | 233423 | POWER VENTILATOR UTILITY SET FANS | ME | Item | 934 | Centrifugal inline fans | Centrifugal inline fans | N | Type EF-TR-02 | 1 | Nr |  | 0 | [5 empty] | Type EF-TR-02 | 1 | Nr |  | 0 | 0 | 0
Mansour | 23 | HEATING, VENTILATING AND AIR CONDITIONING | 233423 | POWER VENTILATOR UTILITY SET FANS | ME | Other | 935 | Roof Exhaust fans | Roof Exhaust fans |  | Roof Exhaust fans | [9 empty] | Roof Exhaust fans
Mansour | 23 | HEATING, VENTILATING AND AIR CONDITIONING | 233423 | POWER VENTILATOR UTILITY SET FANS | ME | Item | 936 | Centrifugal inline fans | Centrifugal inline fans | C | Type EF-FF-01 | 1 | Nr | 1149 | 1149 | [5 empty] | Type EF-FF-01 | 1 | Nr | 1149 | 1149 | 1114.53 | 1114.53
Mansour | 23 | HEATING, VENTILATING AND AIR CONDITIONING | 233423 | POWER VENTILATOR UTILITY SET FANS | ME | Item | 937 | Roof Exhaust fans | Roof Exhaust fans | Q | Type EF-FF-02 | 1 | Nr |  | 0 | [5 empty] | Type EF-FF-02 | 1 | Nr |  | 0 | 0 | 0
Mansour | 23 | HEATING, VENTILATING AND AIR CONDITIONING | 233423 | POWER VENTILATOR UTILITY SET FANS | ME | Item | 938 | Centrifugal inline fans | Centrifugal inline fans | R | Type EF-RF-04 | 1 | Nr |  | 0 | [5 empty] | Type EF-RF-04 | 1 | Nr |  | 0 | 0 | 0
Mansour | 23 | HEATING, VENTILATING AND AIR CONDITIONING | 233423 | POWER VENTILATOR UTILITY SET FANS | ME | Item | 939 | Roof Exhaust fans | Roof Exhaust fans | A | Type EF-TR-01 | 1 | Nr | 1195 | 1195 | [5 empty] | Type EF-TR-01 | 1 | Nr | 1195 | 1195 | 1159.15 | 1159.15
Mansour | 23 | HEATING, VENTILATING AND AIR CONDITIONING | 233423 | POWER VENTILATOR UTILITY SET FANS | ME | Item | 940 | Centrifugal inline fans | Centrifugal inline fans | B | Spare parts as specified on fans | 1 | Item | 1219 | 1219 | [5 empty] | Spare parts as specified on fans | 1 | Item | 1219 | 1219 | 1182.43 | 1182.43
Mansour | 23 | HEATING, VENTILATING AND AIR CONDITIONING | 233713 | DIFFUSERS, REGISTERS, AND GRILLES | ME | Other | 941 | 233713 - DIFFUSERS, REGISTERS, AND GRILLES | 233713 - DIFFUSERS, REGISTERS, AND GRILLES |  | 233713 - DIFFUSERS, REGISTERS, AND GRILLES | [9 empty] | 233713 - DIFFUSERS, REGISTERS, AND GRILLES |  |  |  | 0
Mansour | 23 | HEATING, VENTILATING AND AIR CONDITIONING | 233713 | DIFFUSERS, REGISTERS, AND GRILLES | ME | Other | 942 | Diffusers | Diffusers |  | Diffusers | [9 empty] | Diffusers
Mansour | 23 | HEATING, VENTILATING AND AIR CONDITIONING | 233713 | DIFFUSERS, REGISTERS, AND GRILLES | ME | Other | 943 | Diffusers | Supply diffusers 600x600 |  | Supply diffusers 600x600 | [9 empty] | Supply diffusers 600x600
Mansour | 23 | HEATING, VENTILATING AND AIR CONDITIONING | 233713 | DIFFUSERS, REGISTERS, AND GRILLES | ME | Item | 944 | Diffusers | Supply diffusers 600x600 | C | 150 dn | 11 | Nr | 108 | 1188 | [5 empty] | 150 dn | 11 | Nr | 108 | 1188 | 104.76 | 1152.36
Mansour | 23 | HEATING, VENTILATING AND AIR CONDITIONING | 233713 | DIFFUSERS, REGISTERS, AND GRILLES | ME | Item | 945 | Diffusers | Supply diffusers 600x600 | D | 200 dn | 3 | Nr | 108 | 324 | [5 empty] | 200 dn | 3 | Nr | 108 | 324 | 104.76 | 314.28
Mansour | 23 | HEATING, VENTILATING AND AIR CONDITIONING | 233713 | DIFFUSERS, REGISTERS, AND GRILLES | ME | Item | 946 | Diffusers | Supply diffusers 600x600 | E | 250 dn | 1 | Nr | 108 | 108 | [5 empty] | 250 dn | 1 | Nr | 108 | 108 | 104.76 | 104.76
Mansour | 23 | HEATING, VENTILATING AND AIR CONDITIONING | 233713 | DIFFUSERS, REGISTERS, AND GRILLES | ME | Item | 947 | Diffusers | Supply diffusers 600x600 | F | 300 dn | 7 | Nr |  | 0 | [5 empty] | 300 dn | 7 | Nr |  | 0 | 0 | 0
Mansour | 23 | HEATING, VENTILATING AND AIR CONDITIONING | 233713 | DIFFUSERS, REGISTERS, AND GRILLES | ME | Item | 948 | Diffusers | Supply diffusers 600x600 | G | 350 dn | 5 | Nr |  | 0 | [5 empty] | 350 dn | 5 | Nr |  | 0 | 0 | 0
Mansour | 23 | HEATING, VENTILATING AND AIR CONDITIONING | 233713 | DIFFUSERS, REGISTERS, AND GRILLES | ME | Item | 949 | Diffusers | Supply diffusers 600x600 | F | 400 dn | 2 | Nr | 108 | 216 | [5 empty] | 400 dn | 2 | Nr | 108 | 216 | 104.76 | 209.52
Mansour | 23 | HEATING, VENTILATING AND AIR CONDITIONING | 233713 | DIFFUSERS, REGISTERS, AND GRILLES | ME | Other | 950 | Diffusers | Return diffusers 600x600 |  | Return diffusers 600x600 | [9 empty] | Return diffusers 600x600
Mansour | 23 | HEATING, VENTILATING AND AIR CONDITIONING | 233713 | DIFFUSERS, REGISTERS, AND GRILLES | ME | Item | 951 | Diffusers | Return diffusers 600x600 | G | 150 dn | 2 | Nr | 92 | 184 | [5 empty] | 150 dn | 2 | Nr | 92 | 184 | 89.24 | 178.48
Mansour | 23 | HEATING, VENTILATING AND AIR CONDITIONING | 233713 | DIFFUSERS, REGISTERS, AND GRILLES | ME | Item | 952 | Diffusers | Return diffusers 600x600 | H | 250 dn | 4 | Nr | 92 | 368 | [5 empty] | 250 dn | 4 | Nr | 92 | 368 | 89.24 | 356.96
Mansour | 23 | HEATING, VENTILATING AND AIR CONDITIONING | 233713 | DIFFUSERS, REGISTERS, AND GRILLES | ME | Item | 953 | Diffusers | Return diffusers 600x600 | L | 300 dn | 10 | Nr |  | 0 | [5 empty] | 300 dn | 10 | Nr |  |  | 0 | 0
Mansour | 23 | HEATING, VENTILATING AND AIR CONDITIONING | 233713 | DIFFUSERS, REGISTERS, AND GRILLES | ME | Item | 954 | Diffusers | Return diffusers 600x600 | M | 350 dn | 1 | Nr |  | 0 | [5 empty] | 350 dn | 1 | Nr |  |  | 0 | 0
Mansour | 23 | HEATING, VENTILATING AND AIR CONDITIONING | 233713 | DIFFUSERS, REGISTERS, AND GRILLES | ME | Item | 955 | Diffusers | Return diffusers 600x600 | J | 400 dn | 1 | Nr | 92 | 92 | [5 empty] | 400 dn | 1 | Nr | 92 | 92 | 89.24 | 89.24
Mansour | 23 | HEATING, VENTILATING AND AIR CONDITIONING | 233713 | DIFFUSERS, REGISTERS, AND GRILLES | ME | Other | 956 | Diffusers | Exhaust diffusers 600x600 |  | Exhaust diffusers 600x600 | [9 empty] | Exhaust diffusers 600x600
Mansour | 23 | HEATING, VENTILATING AND AIR CONDITIONING | 233713 | DIFFUSERS, REGISTERS, AND GRILLES | ME | Item | 957 | Diffusers | Exhaust diffusers 600x600 | P | 150 dn | 9 | Nr |  | 0 | [5 empty] | 150 dn | 9 | Nr |  | 0 | 0 | 0
Mansour | 23 | HEATING, VENTILATING AND AIR CONDITIONING | 233713 | DIFFUSERS, REGISTERS, AND GRILLES | ME | Item | 958 | Diffusers | Exhaust diffusers 600x600 | Q | 250 dn | 6 | Nr |  | 0 | [5 empty] | 250 dn | 6 | Nr |  | 0 | 0 | 0
Mansour | 23 | HEATING, VENTILATING AND AIR CONDITIONING | 233713 | DIFFUSERS, REGISTERS, AND GRILLES | ME | Item | 959 | Diffusers | Exhaust diffusers 600x600 | A | 350 dn | 3 | Nr |  | 0 | [5 empty] | 350 dn | 3 | Nr |  | 0 | 0 | 0
Mansour | 23 | HEATING, VENTILATING AND AIR CONDITIONING | 233713 | DIFFUSERS, REGISTERS, AND GRILLES | ME | Item | 960 | Diffusers | Exhaust diffusers 600x600 | B | 400 dn | 1 | Nr |  | 0 | [5 empty] | 400 dn | 1 | Nr |  | 0 | 0 | 0
Mansour | 23 | HEATING, VENTILATING AND AIR CONDITIONING | 233713 | DIFFUSERS, REGISTERS, AND GRILLES | ME | Other | 961 | Registers | Registers |  | Registers | [9 empty] | Registers
Mansour | 23 | HEATING, VENTILATING AND AIR CONDITIONING | 233713 | DIFFUSERS, REGISTERS, AND GRILLES | ME | Other | 962 | Registers | Supply registers |  | Supply registers | [9 empty] | Supply registers
Mansour | 23 | HEATING, VENTILATING AND AIR CONDITIONING | 233713 | DIFFUSERS, REGISTERS, AND GRILLES | ME | Item | 963 | Registers | Supply registers | A | 350 x 200 | 6 | Nr | 39 | 234 | [5 empty] | 350 x 200 | 6 | Nr | 39 | 234 | 37.83 | 226.98
Mansour | 23 | HEATING, VENTILATING AND AIR CONDITIONING | 233713 | DIFFUSERS, REGISTERS, AND GRILLES | ME | Item | 964 | Registers | Supply registers | D | 400 x 250 | 2 | Nr |  | 0 | [5 empty] | 400 x 250 | 2 | Nr |  | 0 | 0 | 0
Mansour | 23 | HEATING, VENTILATING AND AIR CONDITIONING | 233713 | DIFFUSERS, REGISTERS, AND GRILLES | ME | Item | 965 | Registers | Supply registers | E | 900 x 900 | 1 | Nr |  | 0 | [5 empty] | 900 x 900 | 1 | Nr |  | 0 | 0 | 0
Mansour | 23 | HEATING, VENTILATING AND AIR CONDITIONING | 233713 | DIFFUSERS, REGISTERS, AND GRILLES | ME | Item | 966 | Registers | Supply registers | B | 600 x 350 | 2 | Nr | 72 | 144 | [5 empty] | 600 x 350 | 2 | Nr | 72 | 144 | 69.84 | 139.68
Mansour | 23 | HEATING, VENTILATING AND AIR CONDITIONING | 233713 | DIFFUSERS, REGISTERS, AND GRILLES | ME | Item | 967 | Registers | Supply registers | C | 450 x 300 | 4 | Nr |  | 0 | [5 empty] | 450 x 300 | 4 | Nr |  |  | 0 | 0
Mansour | 23 | HEATING, VENTILATING AND AIR CONDITIONING | 233713 | DIFFUSERS, REGISTERS, AND GRILLES | ME | Item | 968 | Registers | Supply registers | H | 600 x 300 | 1 | Nr |  | 0 | [5 empty] | 600 x 300 | 1 | Nr |  | 0 | 0 | 0
Mansour | 23 | HEATING, VENTILATING AND AIR CONDITIONING | 233713 | DIFFUSERS, REGISTERS, AND GRILLES | ME | Other | 969 | Registers | Return air registers |  | Return air registers | [9 empty] | Return air registers
Mansour | 23 | HEATING, VENTILATING AND AIR CONDITIONING | 233713 | DIFFUSERS, REGISTERS, AND GRILLES | ME | Item | 970 | Registers | Return air registers | C | 350 x 200 | 6 | Nr | 35 | 210 | [5 empty] | 350 x 200 | 6 | Nr | 35 | 210 | 33.95 | 203.7
Mansour | 23 | HEATING, VENTILATING AND AIR CONDITIONING | 233713 | DIFFUSERS, REGISTERS, AND GRILLES | ME | Item | 971 | Registers | Return air registers | K | 400 x 250 | 2 | Nr |  | 0 | [5 empty] | 400 x 250 | 2 | Nr |  | 0 | 0 | 0
Mansour | 23 | HEATING, VENTILATING AND AIR CONDITIONING | 233713 | DIFFUSERS, REGISTERS, AND GRILLES | ME | Item | 972 | Registers | Return air registers | L | 150 x 150 | 1 | Nr |  | 0 | [5 empty] | 150 x 150 | 1 | Nr |  | 0 | 0 | 0
Mansour | 23 | HEATING, VENTILATING AND AIR CONDITIONING | 233713 | DIFFUSERS, REGISTERS, AND GRILLES | ME | Item | 973 | Registers | Return air registers | M | 900 x 900 | 1 | Nr |  | 0 | [5 empty] | 900 x 900 | 1 | Nr |  | 0 | 0 | 0
Mansour | 23 | HEATING, VENTILATING AND AIR CONDITIONING | 233713 | DIFFUSERS, REGISTERS, AND GRILLES | ME | Item | 974 | Registers | Return air registers | D | 600 x 350 | 2 | Nr | 57 | 114 | [5 empty] | 600 x 350 | 2 | Nr | 57 | 114 | 55.29 | 110.58
Mansour | 23 | HEATING, VENTILATING AND AIR CONDITIONING | 233713 | DIFFUSERS, REGISTERS, AND GRILLES | ME | Item | 975 | Registers | Return air registers | p | 450 x 300 | 4 | Nr |  | 0 | [5 empty] | 450 x 300 | 4 | Nr |  |  | 0 | 0
Mansour | 23 | HEATING, VENTILATING AND AIR CONDITIONING | 233713 | DIFFUSERS, REGISTERS, AND GRILLES | ME | Item | 976 | Registers | Return air registers | Q | 600 x 300 | 1 | Nr |  | 0 | [5 empty] | 600 x 300 | 1 | Nr |  | 0 | 0 | 0
Mansour | 23 | HEATING, VENTILATING AND AIR CONDITIONING | 233713 | DIFFUSERS, REGISTERS, AND GRILLES | ME | Other | 977 | Registers | Exhaust air registers |  | Exhaust air registers | [9 empty] | Exhaust air registers
Mansour | 23 | HEATING, VENTILATING AND AIR CONDITIONING | 233713 | DIFFUSERS, REGISTERS, AND GRILLES | ME | Item | 978 | Registers | Exhaust air registers | A | 150 x 150 | 12 | Nr | 27 | 324 | [5 empty] | 150 x 150 | 12 | Nr | 27 | 324 | 26.19 | 314.28
Mansour | 23 | HEATING, VENTILATING AND AIR CONDITIONING | 233713 | DIFFUSERS, REGISTERS, AND GRILLES | ME | Item | 979 | Registers | Exhaust air registers | B | 300 x 200 | 1 | Nr |  | 0 | [5 empty] | 300 x 200 | 1 | Nr |  | 0 | 0 | 0
Mansour | 23 | HEATING, VENTILATING AND AIR CONDITIONING | 233713 | DIFFUSERS, REGISTERS, AND GRILLES | ME | Item | 980 | Registers | Exhaust air registers | B | 200 x 200 | 1 | Nr | 31 | 31 | [5 empty] | 200 x 200 | 1 | Nr | 31 | 31 | 30.07 | 30.07
Mansour | 23 | HEATING, VENTILATING AND AIR CONDITIONING | 233713 | DIFFUSERS, REGISTERS, AND GRILLES | ME | Other | 981 | Grilles | Grilles |  | Grilles | [9 empty] | Grilles
Mansour | 23 | HEATING, VENTILATING AND AIR CONDITIONING | 233713 | DIFFUSERS, REGISTERS, AND GRILLES | ME | Other | 982 | Grilles | Door grilles |  | Door grilles | [9 empty] | Door grilles
Mansour | 23 | HEATING, VENTILATING AND AIR CONDITIONING | 233713 | DIFFUSERS, REGISTERS, AND GRILLES | ME | Item | 983 | Grilles | Door grilles | C | 200 x 100 | 12 | Nr | 40 | 480 | [5 empty] | 200 x 100 | 12 | Nr | 40 | 480 | 38.8 | 465.6
Mansour | 23 | HEATING, VENTILATING AND AIR CONDITIONING | 233713 | DIFFUSERS, REGISTERS, AND GRILLES | ME | Item | 984 | Grilles | Door grilles | E | 300 x 250 | 1 | Nr |  | 0 | [5 empty] | 300 x 250 | 1 | Nr |  | 0 | 0 | 0
Mansour | 23 | HEATING, VENTILATING AND AIR CONDITIONING | 233713 | DIFFUSERS, REGISTERS, AND GRILLES | ME | Item | 985 | Grilles | Door grilles | F | 350 x 150 | 2 | Nr |  | 0 | [5 empty] | 350 x 150 | 2 | Nr |  | 0 | 0 | 0
Mansour | 23 | HEATING, VENTILATING AND AIR CONDITIONING | 235100 | BREECHINGS, CHIMNEYS, AND STACKS | ME | Other | 986 | 235100 - BREECHINGS, CHIMNEYS, AND STACKS | 235100 - BREECHINGS, CHIMNEYS, AND STACKS |  | 235100 - BREECHINGS, CHIMNEYS, AND STACKS | [9 empty] | 235100 - BREECHINGS, CHIMNEYS, AND STACKS
Mansour | 23 | HEATING, VENTILATING AND AIR CONDITIONING | 235100 | BREECHINGS, CHIMNEYS, AND STACKS | ME | Other | 987 | Boiler breeching ductwork | Boiler breeching ductwork |  | Boiler breeching ductwork | [9 empty] | Boiler breeching ductwork
Mansour | 23 | HEATING, VENTILATING AND AIR CONDITIONING | 235100 | BREECHINGS, CHIMNEYS, AND STACKS | ME | Item | 988 | 235100 - BREECHINGS, CHIMNEYS, AND STACKS | 235100 - BREECHINGS, CHIMNEYS, AND STACKS | G | 600 dn | 13 | m |  | 0 | [5 empty] | 600 dn | 13 | m |  | 0 | 0 | 0
Mansour | 23 | HEATING, VENTILATING AND AIR CONDITIONING | 235223 | CAST IRON BOILERS | ME | Other | 989 | 235223 - CAST IRON BOILERS | 235223 - CAST IRON BOILERS |  | 235223 - CAST IRON BOILERS | [9 empty] | 235223 - CAST IRON BOILERS
Mansour | 23 | HEATING, VENTILATING AND AIR CONDITIONING | 235223 | CAST IRON BOILERS | ME | Other | 990 | Hot-water boilers | Hot-water boilers |  | Hot-water boilers | [9 empty] | Hot-water boilers
Mansour | 23 | HEATING, VENTILATING AND AIR CONDITIONING | 235223 | CAST IRON BOILERS | ME | Item | 991 | 235223 - CAST IRON BOILERS | 235223 - CAST IRON BOILERS | H | Type B-GF-01 & 02 | 2 | Nr |  | 0 | [5 empty] | Type B-GF-01 & 02 | 2 | Nr |  | 0 | 0 | 0
Mansour | 23 | HEATING, VENTILATING AND AIR CONDITIONING | 235223 | CAST IRON BOILERS | ME | Item | 992 | Hot-water boilers | Hot-water boilers | J | Spare parts as specified for and hot water boilers |  | Item |  | 0 | [5 empty] | Spare parts as specified for and hot water boilers | 1 | Item |  |  | 0 | 0
Mansour | 23 | HEATING, VENTILATING AND AIR CONDITIONING | 237320 | VARIABLE REFRIGERANT VOLUME AIR CONDITIONNING UNITS | ME | Other | 993 | 237320 - VARIABLE REFRIGERANT VOLUME AIR CONDITIONNING UNITS | 237320 - VARIABLE REFRIGERANT VOLUME AIR CONDITIONNING UNITS |  | 237320 - VARIABLE REFRIGERANT VOLUME AIR CONDITIONNING UNITS | [9 empty] | 237320 - VARIABLE REFRIGERANT VOLUME AIR CONDITIONNING UNITS
Mansour | 23 | HEATING, VENTILATING AND AIR CONDITIONING | 237320 | VARIABLE REFRIGERANT VOLUME AIR CONDITIONNING UNITS | ME | Other | 994 | Indoor Units | Indoor Units |  | Indoor Units | [9 empty] | Indoor Units
Mansour | 23 | HEATING, VENTILATING AND AIR CONDITIONING | 237320 | VARIABLE REFRIGERANT VOLUME AIR CONDITIONNING UNITS | ME | Item | 995 | 237320 - VARIABLE REFRIGERANT VOLUME AIR CONDITIONNING UNITS | 237320 - VARIABLE REFRIGERANT VOLUME AIR CONDITIONNING UNITS | A | Type VRAC-01 | 3 | Nr | 1168 | 3504 | [5 empty] | Type VRAC-01 | 3 | Nr | 1168 | 3504 | 1132.96 | 3398.88
Mansour | 23 | HEATING, VENTILATING AND AIR CONDITIONING | 237320 | VARIABLE REFRIGERANT VOLUME AIR CONDITIONNING UNITS | ME | Item | 996 | Indoor Units | Indoor Units | B | Type VRAC-02 | 2 | Nr | 1195 | 2390 | [5 empty] | Type VRAC-02 | 2 | Nr | 1195 | 2390 | 1159.15 | 2318.3
Mansour | 23 | HEATING, VENTILATING AND AIR CONDITIONING | 237320 | VARIABLE REFRIGERANT VOLUME AIR CONDITIONNING UNITS | ME | Item | 997 | 237320 - VARIABLE REFRIGERANT VOLUME AIR CONDITIONNING UNITS | 237320 - VARIABLE REFRIGERANT VOLUME AIR CONDITIONNING UNITS | C | Type VRAC-03 | 6 | Nr | 1215 | 7290 | [5 empty] | Type VRAC-03 | 6 | Nr | 1215 | 7290 | 1178.55 | 7071.3
Mansour | 23 | HEATING, VENTILATING AND AIR CONDITIONING | 237320 | VARIABLE REFRIGERANT VOLUME AIR CONDITIONNING UNITS | ME | Item | 998 | Indoor Units | Indoor Units | D | Type VRAC-04 | 2 | Nr |  | 0 | [5 empty] | Type VRAC-04 | 2 | Nr |  | 0 | 0 | 0
Mansour | 23 | HEATING, VENTILATING AND AIR CONDITIONING | 237320 | VARIABLE REFRIGERANT VOLUME AIR CONDITIONNING UNITS | ME | Item | 999 | 237320 - VARIABLE REFRIGERANT VOLUME AIR CONDITIONNING UNITS | 237320 - VARIABLE REFRIGERANT VOLUME AIR CONDITIONNING UNITS | D | Type VRAC-05 | 1 | Nr | 1434 | 1434 | [5 empty] | Type VRAC-05 | 1 | Nr | 1434 | 1434 | 1390.98 | 1390.98
Mansour | 23 | HEATING, VENTILATING AND AIR CONDITIONING | 237320 | VARIABLE REFRIGERANT VOLUME AIR CONDITIONNING UNITS | ME | Item | 1000 | Indoor Units | Indoor Units | F | Type VRAC-06 | 2 | Nr |  | 0 | [5 empty] | Type VRAC-06 | 2 | Nr |  | 0 | 0 | 0
Mansour | 23 | HEATING, VENTILATING AND AIR CONDITIONING | 237320 | VARIABLE REFRIGERANT VOLUME AIR CONDITIONNING UNITS | ME | Item | 1001 | 237320 - VARIABLE REFRIGERANT VOLUME AIR CONDITIONNING UNITS | 237320 - VARIABLE REFRIGERANT VOLUME AIR CONDITIONNING UNITS | G | Type VRAC-07 | 1 | Nr |  | 0 | [5 empty] | Type VRAC-07 | 1 | Nr |  | 0 | 0 | 0
Mansour | 23 | HEATING, VENTILATING AND AIR CONDITIONING | 237320 | VARIABLE REFRIGERANT VOLUME AIR CONDITIONNING UNITS | ME | Item | 1002 | Indoor Units | Indoor Units | E | Type VRAC-08 | 3 | Nr | 1939 | 5817 | [5 empty] | Type VRAC-08 | 3 | Nr | 1939 | 5817 | 1880.83 | 5642.49
Mansour | 23 | HEATING, VENTILATING AND AIR CONDITIONING | 237320 | VARIABLE REFRIGERANT VOLUME AIR CONDITIONNING UNITS | ME | Other | 1003 | Outdoor Units | Outdoor Units |  | Outdoor Units | [9 empty] | Outdoor Units
Mansour | 23 | HEATING, VENTILATING AND AIR CONDITIONING | 237320 | VARIABLE REFRIGERANT VOLUME AIR CONDITIONNING UNITS | ME | Item | 1004 | Indoor Units | Indoor Units | J | Type VRCU-01 | 1 | Nr |  | 0 | [5 empty] | Type VRCU-01 | 1 | Nr |  | 0 | 0 | 0
Mansour | 23 | HEATING, VENTILATING AND AIR CONDITIONING | 237320 | VARIABLE REFRIGERANT VOLUME AIR CONDITIONNING UNITS | ME | Item | 1005 | Outdoor Units | Outdoor Units | K | Type VRCU-02 | 1 | Nr | 14606 | 14606 | [5 empty] | Type VRCU-02 | 1 | Nr | 14606 | 14606 | 14167.82 | 14167.82
Mansour | 23 | HEATING, VENTILATING AND AIR CONDITIONING | 237320 | VARIABLE REFRIGERANT VOLUME AIR CONDITIONNING UNITS | ME | Item | 1006 | Indoor Units | Indoor Units | L | Type VRCU-03 | 1 | Nr |  | 0 | [5 empty] | Type VRCU-03 | 1 | Nr |  | 0 | 0 | 0
Mansour | 23 | HEATING, VENTILATING AND AIR CONDITIONING | 237320 | VARIABLE REFRIGERANT VOLUME AIR CONDITIONNING UNITS | ME | Item | 1007 | Outdoor Units | Outdoor Units | F | Refrigerant Piping, complete with all Insulation, Valves and Fittings. | 1 | Item | 22573 | 22573 | [5 empty] | Refrigerant Piping, complete with all Insulation, Valves and Fittings. | 1 | Item | 22573 | 22573 | 21895.81 | 21895.81
Mansour | 23 | HEATING, VENTILATING AND AIR CONDITIONING | 237413 | PACKAGED, OUTDOOR, CENTRAL STATION AIR-HANDLING UNITS | ME | Other | 1008 | 237413 - PACKAGED, OUTDOOR, CENTRAL STATION AIR-HANDLING UNITS | 237413 - PACKAGED, OUTDOOR, CENTRAL STATION AIR-HANDLING UNITS |  | 237413 - PACKAGED, OUTDOOR, CENTRAL STATION AIR-HANDLING UNITS | [9 empty] | 237413 - PACKAGED, OUTDOOR, CENTRAL STATION AIR-HANDLING UNITS
Mansour | 23 | HEATING, VENTILATING AND AIR CONDITIONING | 237413 | PACKAGED, OUTDOOR, CENTRAL STATION AIR-HANDLING UNITS | ME | Item | 1009 | Outdoor Units | Outdoor Units | A | Type RTU-FF-01 | 1 | Nr |  | 0 | [5 empty] | Type RTU-FF-01 | 1 | Nr |  | 0 | 0 | 0
Mansour | 23 | HEATING, VENTILATING AND AIR CONDITIONING | 237413 | PACKAGED, OUTDOOR, CENTRAL STATION AIR-HANDLING UNITS | ME | Item | 1010 | 237413 - PACKAGED, OUTDOOR, CENTRAL STATION AIR-HANDLING UNITS | 237413 - PACKAGED, OUTDOOR, CENTRAL STATION AIR-HANDLING UNITS | B | Type RTU-RF-01 | 1 | Nr |  | 0 | [5 empty] | Type RTU-RF-01 | 1 | Nr |  | 0 | 0 | 0
Mansour | 23 | HEATING, VENTILATING AND AIR CONDITIONING | 237413 | PACKAGED, OUTDOOR, CENTRAL STATION AIR-HANDLING UNITS | ME | Item | 1011 | Outdoor Units | Outdoor Units | C | Type RTU-RF-02 | 1 | Nr |  | 0 | [5 empty] | Type RTU-RF-02 | 1 | Nr |  | 0 | 0 | 0
Mansour | 23 | HEATING, VENTILATING AND AIR CONDITIONING | 237413 | PACKAGED, OUTDOOR, CENTRAL STATION AIR-HANDLING UNITS | ME | Item | 1012 | 237413 - PACKAGED, OUTDOOR, CENTRAL STATION AIR-HANDLING UNITS | 237413 - PACKAGED, OUTDOOR, CENTRAL STATION AIR-HANDLING UNITS | D | Type RTU-RF-03 | 1 | Nr |  | 0 | [5 empty] | Type RTU-RF-03 | 1 | Nr |  | 0 | 0 | 0
Mansour | 23 | HEATING, VENTILATING AND AIR CONDITIONING | 237413 | PACKAGED, OUTDOOR, CENTRAL STATION AIR-HANDLING UNITS | ME | Item | 1013 | Outdoor Units | Outdoor Units | E | Spare parts as specified for air handling units |  | Item |  | 0 | [5 empty] | Spare parts as specified for air handling units | 1 | Item |  |  | 0 | 0
Mansour | 23 | HEATING, VENTILATING AND AIR CONDITIONING | 238126 | Split System Air Conditionners | ME | Other | 1014 | 238126 - Split System Air Conditionners | 238126 - Split System Air Conditionners |  | 238126 - Split System Air Conditionners | [9 empty] | 238126 - Split System Air Conditionners
Mansour | 23 | HEATING, VENTILATING AND AIR CONDITIONING | 238126 | Split System Air Conditionners | ME | Item | 1015 | Outdoor Units | Outdoor Units | A | Type SRAC-GF-01/ SRCU-GF-01 | 3 | Nr | 1461 | 4383 | [5 empty] | Type SRAC-GF-01/ SRCU-GF-01 | 3 | Nr | 1461 | 4383 | 1417.17 | 4251.51
Mansour | 23 | HEATING, VENTILATING AND AIR CONDITIONING | 238126 | Split System Air Conditionners | ME | Item | 1016 | 238126 - Split System Air Conditionners | 238126 - Split System Air Conditionners | G | Type SRAC-RF-02/ SRCU-RF-02 | 1 | Nr |  | 0 | [5 empty] | Type SRAC-RF-02/ SRCU-RF-02 | 1 | Nr |  | 0 | 0 | 0
Mansour | 23 | HEATING, VENTILATING AND AIR CONDITIONING | 238126 | Split System Air Conditionners | ME | Item | 1017 | Outdoor Units | Outdoor Units | H | Type SRAC-RF-03/ SRCU-RF-03 | 1 | Nr |  | 0 | [5 empty] | Type SRAC-RF-03/ SRCU-RF-03 | 1 | Nr |  | 0 | 0 | 0
Mansour | 23 | HEATING, VENTILATING AND AIR CONDITIONING | 238233 | CONVECTORS | ME | Other | 1018 | 238233 - CONVECTORS | 238233 - CONVECTORS |  | 238233 - CONVECTORS | [9 empty] | 238233 - CONVECTORS
Mansour | 23 | HEATING, VENTILATING AND AIR CONDITIONING | 238233 | CONVECTORS | ME | Other | 1019 | Radiators | Room Radiators: |  | Radiators | [9 empty] | Radiators
Mansour | 23 | HEATING, VENTILATING AND AIR CONDITIONING | 238233 | CONVECTORS | ME | Other | 1020 | Radiators | Room Radiators: |  | Room Radiators: | [9 empty] | Room Radiators:
Mansour | 23 | HEATING, VENTILATING AND AIR CONDITIONING | 238233 | CONVECTORS | ME | Item | 1021 | Radiators | Room Radiators: | J | Type R4-750 | 4 | Nr |  | 0 | [5 empty] | Type R4-750 | 4 | Nr |  | 0 | 0 | 0
Mansour | 23 | HEATING, VENTILATING AND AIR CONDITIONING | 238233 | CONVECTORS | ME | Item | 1022 | Radiators | Room Radiators: | K | Type R5-750 | 13 | Nr |  | 0 | [5 empty] | Type R5-750 | 13 | Nr |  | 0 | 0 | 0
Mansour | 23 | HEATING, VENTILATING AND AIR CONDITIONING | 238233 | CONVECTORS | ME | Item | 1023 | Radiators | Room Radiators: | L | Type R6-750 | 6 | Nr |  | 0 | [5 empty] | Type R6-750 | 6 | Nr |  | 0 | 0 | 0
Mansour | 23 | HEATING, VENTILATING AND AIR CONDITIONING | 238233 | CONVECTORS | ME | Item | 1024 | Radiators | Room Radiators: | M | Type R9-750 | 1 | Nr |  | 0 | [5 empty] | Type R9-750 | 1 | Nr |  | 0 | 0 | 0
Mansour | 23 | HEATING, VENTILATING AND AIR CONDITIONING | 238233 | CONVECTORS | ME | Item | 1025 | Radiators | Room Radiators: | N | Type R10-750 | 3 | Nr |  | 0 | [5 empty] | Type R10-750 | 3 | Nr |  | 0 | 0 | 0
Mansour | 23 | HEATING, VENTILATING AND AIR CONDITIONING | 238233 | CONVECTORS | ME | Item | 1026 | Radiators | Room Radiators: | P | Type R11-750 | 9 | Nr |  | 0 | [5 empty] | Type R11-750 | 9 | Nr |  | 0 | 0 | 0
Mansour | 23 | HEATING, VENTILATING AND AIR CONDITIONING | 238233 | CONVECTORS | ME | Item | 1027 | Radiators | Room Radiators: | A | Type R12-750 | 9 | Nr |  | 0 | [5 empty] | Type R12-750 | 9 | Nr |  | 0 | 0 | 0
Mansour | 23 | HEATING, VENTILATING AND AIR CONDITIONING | 238233 | CONVECTORS | ME | Item | 1028 | Radiators | Room Radiators: | B | Type R13-750 | 10 | Nr |  | 0 | [5 empty] | Type R13-750 | 10 | Nr |  | 0 | 0 | 0
Mansour | 23 | HEATING, VENTILATING AND AIR CONDITIONING | 238233 | CONVECTORS | ME | Item | 1029 | Radiators | Room Radiators: | C | Type R14-750 | 7 | Nr |  | 0 | [5 empty] | Type R14-750 | 7 | Nr |  | 0 | 0 | 0
Mansour | 23 | HEATING, VENTILATING AND AIR CONDITIONING | 238233 | CONVECTORS | ME | Item | 1030 | Radiators | Room Radiators: | D | Type R15-750 | 4 | Nr |  | 0 | [5 empty] | Type R15-750 | 4 | Nr |  | 0 | 0 | 0
Mansour | 23 | HEATING, VENTILATING AND AIR CONDITIONING | 238233 | CONVECTORS | ME | Item | 1031 | Radiators | Room Radiators: | E | Type R16-750 | 1 | Nr |  | 0 | [5 empty] | Type R16-750 | 1 | Nr |  | 0 | 0 | 0
Mansour | 23 | HEATING, VENTILATING AND AIR CONDITIONING | 238233 | CONVECTORS | ME | Other | 1032 | Water Cabinets | Steel cabinet only |  | Water Cabinets | [9 empty] | Water Cabinets
Mansour | 23 | HEATING, VENTILATING AND AIR CONDITIONING | 238233 | CONVECTORS | ME | Other | 1033 | Water Cabinets | Steel cabinet only |  | Steel cabinet only | [9 empty] | Steel cabinet only
Mansour | 23 | HEATING, VENTILATING AND AIR CONDITIONING | 238233 | CONVECTORS | ME | Other | 1034 | includes two manifolds, one supply and one return, with all necessary accessories, valves, & fittings required for system operation and maintenance | includes two manifolds, one supply and one return, with all necessary accessories, valves, & fittings required for system operation and maintenance |  | includes two manifolds, one supply and one return, with all necessary accessories, valves, & fittings required for system operation and maintenance | [9 empty] | includes two manifolds, one supply and one return, with all necessary accessories, valves, & fittings required for system operation and maintenance
Mansour | 23 | HEATING, VENTILATING AND AIR CONDITIONING | 238233 | CONVECTORS | ME | Other | 1035 | Manifold (number of inlets & outlets as shown on drawings) | Manifold (number of inlets & outlets as shown on drawings) |  | Manifold (number of inlets & outlets as shown on drawings) | [9 empty] | Manifold (number of inlets & outlets as shown on drawings)
Mansour | 23 | HEATING, VENTILATING AND AIR CONDITIONING | 238233 | CONVECTORS | ME | Item | 1036 | Water Cabinets | Steel cabinet only | A | WHC-GF-01 | 1 | Nr | 351 | 351 | [5 empty] | WHC-GF-01 | 1 | Nr | 351 | 351 | 340.47 | 340.47
Mansour | 23 | HEATING, VENTILATING AND AIR CONDITIONING | 238233 | CONVECTORS | ME | Item | 1037 | Water Cabinets | Steel cabinet only | B | WHC-FF-01 | 1 | Nr | 335 | 335 | [5 empty] | WHC-FF-01 | 1 | Nr | 335 | 335 | 324.95 | 324.95
Mansour | 23 | HEATING, VENTILATING AND AIR CONDITIONING | 238233 | CONVECTORS | ME | Item | 1038 | Water Cabinets | Steel cabinet only | C | WHC-FF-02 | 1 | Nr | 271 | 271 | [5 empty] | WHC-FF-02 | 1 | Nr | 271 | 271 | 262.87 | 262.87
Mansour | 23 | HEATING, VENTILATING AND AIR CONDITIONING | 238233 | CONVECTORS | ME | Item | 1039 | Water Cabinets | Steel cabinet only | D | WHC-FF-03 | 1 | Nr | 303 | 303 | [5 empty] | WHC-FF-03 | 1 | Nr | 303 | 303 | 293.91 | 293.91
Mansour | 23 | HEATING, VENTILATING AND AIR CONDITIONING | 238233 | CONVECTORS | ME | Item | 1040 | Water Cabinets | Steel cabinet only | E | WHC-SF-01 | 1 | Nr | 319 | 319 | [5 empty] | WHC-SF-01 | 1 | Nr | 319 | 319 | 309.43 | 309.43
Mansour | 23 | HEATING, VENTILATING AND AIR CONDITIONING | 238233 | CONVECTORS | ME | Item | 1041 | Water Cabinets | Steel cabinet only | F | WHC-SF-02 | 1 | Nr | 319 | 319 | [5 empty] | WHC-SF-02 | 1 | Nr | 319 | 319 | 309.43 | 309.43
Mansour | 23 | HEATING, VENTILATING AND AIR CONDITIONING | 238233 | CONVECTORS | ME | Item | 1042 | Water Cabinets | Steel cabinet only | G | WHC-SF-03 | 1 | Nr | 303 | 303 | [5 empty] | WHC-SF-03 | 1 | Nr | 303 | 303 | 293.91 | 293.91
Mansour | 23 | HEATING, VENTILATING AND AIR CONDITIONING | 239000 | SOLAR HEATING SYSTEM | ME | Other | 1043 | 239000 - SOLAR HEATING SYSTEM | 239000 - SOLAR HEATING SYSTEM |  | 239000 - SOLAR HEATING SYSTEM | [9 empty] | 239000 - SOLAR HEATING SYSTEM |  |  |  | 0
Mansour | 23 | HEATING, VENTILATING AND AIR CONDITIONING | 239000 | SOLAR HEATING SYSTEM | ME | Other | 1044 | Solar Collectors | Solar Collectors |  | Solar Collectors | [9 empty] | Solar Collectors |  |  |  | 0
Mansour | 23 | HEATING, VENTILATING AND AIR CONDITIONING | 239000 | SOLAR HEATING SYSTEM | ME | Other | 1045 | Type SC-01 | Type SC-01 |  | Type SC-01 | [9 empty] | Type SC-01 |  |  |  | 0
Mansour | 23 | HEATING, VENTILATING AND AIR CONDITIONING | 239000 | SOLAR HEATING SYSTEM | ME | Item | 1046 | Solar Collectors | Solar Collectors | A | Hot Water Piping, complete with all Insulation, Valves and Fittings. |  | Item |  | 0 | [5 empty] | Hot Water Piping, complete with all Insulation, Valves and Fittings. | 1 | Item |  | 0 | 0 | 0
Mansour | 23 | HEATING, VENTILATING AND AIR CONDITIONING | 239000 | SOLAR HEATING SYSTEM | ME | Other | 1047 | Type SC-01 | Type SC-01 | BILL NO. 23 - HEATING, VENTILATING AND AIR CONDITIONING
Mansour | 23 | HEATING, VENTILATING AND AIR CONDITIONING | To Summary | To Summary |  | Bill Sum | 1048 | Solar Collectors | Solar Collectors | To Summary |  |  |  | J.D | 0 | [8 empty] | J.D | 118708
Mansour | 26 | ELECTRICAL | 260519 | CONDUCTORS AND CABLES | EL | Other | 1049 | Type SC-01 | Type SC-01 | BILL NO. 26
Mansour | 26 | ELECTRICAL | 260519 | CONDUCTORS AND CABLES | EL | Other | 1050 | Solar Collectors | Solar Collectors | ELECTRICAL
Mansour | 26 | ELECTRICAL | 260519 | CONDUCTORS AND CABLES | EL | Other | 1051 | Type SC-01 | Type SC-01 | Item | Description | Qty | Unit | Rate | Amount | [5 empty] | Description | Qty | Unit | Rate | Amount
Mansour | 26 | ELECTRICAL | 260519 | CONDUCTORS AND CABLES | EL | Other | 1052 | Solar Collectors | Solar Collectors | [5 empty] | J.D | [9 empty] | J.D
Mansour | 26 | ELECTRICAL | 260519 | CONDUCTORS AND CABLES | EL | Other | 1053 | General | General |  | General | [9 empty] | General
Mansour | 26 | ELECTRICAL | 260519 | CONDUCTORS AND CABLES | EL | Item | 1054 | Solar Collectors | Solar Collectors | A | Coordination with local power authorities for the substitution of the existing outdoor MV transformer to an outdoor 630kVA MV transformer, including substitution of all the relevants (switchgear, earthing, accessories , outgoings LV-S panel, etc.) as per single line diagram. Payment shall include all fees of corrdination, subscription and any other fees to local power authorities to ensure that power is available to site. | 1 | Item | 79668 | 79668 | [5 empty] | Coordination with local power authorities for the substitution of the existing outdoor MV transformer to an outdoor 630kVA MV transformer, including substitution of all the relevants (switchgear, earthing, accessories , outgoings LV-S panel, etc.) as per single line diagram. Payment shall include all fees of corrdination, subscription and any other fees to local power authorities to ensure that power is available to site. | 1 | Item | 79668 | 79668 | 77277.96 | 77277.96
Mansour | 26 | ELECTRICAL | 260519 | CONDUCTORS AND CABLES | EL | Other | 1055 | 260519 - CONDUCTORS AND CABLES | 260519 - CONDUCTORS AND CABLES |  | 260519 - CONDUCTORS AND CABLES | [9 empty] | 260519 - CONDUCTORS AND CABLES
Mansour | 26 | ELECTRICAL | 260519 | CONDUCTORS AND CABLES | EL | Other | 1056 | Single core, copper conductor, PVC insulated, (grounding cables), unarmoured; 0.6/1 kV | Single core, copper conductor, PVC insulated, (grounding cables), unarmoured; 0.6/1 kV |  | Single core, copper conductor, PVC insulated, (grounding cables), unarmoured; 0.6/1 kV | [9 empty] | Single core, copper conductor, PVC insulated, (grounding cables), unarmoured; 0.6/1 kV
Mansour | 26 | ELECTRICAL | 260519 | CONDUCTORS AND CABLES | EL | Item | 1057 | 260519 - CONDUCTORS AND CABLES | 260519 - CONDUCTORS AND CABLES | B | 6 mm2 | 15 | m | 3 | 45 | [5 empty] | 6 mm2 | 15 | m | 3 | 45 | 2.91 | 43.65
Mansour | 26 | ELECTRICAL | 260519 | CONDUCTORS AND CABLES | EL | Item | 1058 | Single core, copper conductor, PVC insulated, (grounding cables), unarmoured; 0.6/1 kV | Single core, copper conductor, PVC insulated, (grounding cables), unarmoured; 0.6/1 kV | C | 10 mm2 | 200 | m | 3 | 600 | [5 empty] | 10 mm2 | 200 | m | 3 | 600 | 2.91 | 582
Mansour | 26 | ELECTRICAL | 260519 | CONDUCTORS AND CABLES | EL | Item | 1059 | 260519 - CONDUCTORS AND CABLES | 260519 - CONDUCTORS AND CABLES | D | 16 mm2 | 200 | m | 4 | 800 | [5 empty] | 16 mm2 | 200 | m | 4 | 800 | 3.88 | 776
Mansour | 26 | ELECTRICAL | 260519 | CONDUCTORS AND CABLES | EL | Item | 1060 | Single core, copper conductor, PVC insulated, (grounding cables), unarmoured; 0.6/1 kV | Single core, copper conductor, PVC insulated, (grounding cables), unarmoured; 0.6/1 kV | E | 25 mm2 | 100 | m | 6 | 600 | [5 empty] | 25 mm2 | 100 | m | 6 | 600 | 5.82 | 582
Mansour | 26 | ELECTRICAL | 260519 | CONDUCTORS AND CABLES | EL | Item | 1061 | 260519 - CONDUCTORS AND CABLES | 260519 - CONDUCTORS AND CABLES | F | 35 mm2 | 30 | m | 8 | 240 | [5 empty] | 35 mm2 | 30 | m | 8 | 240 | 7.76 | 232.8
Mansour | 26 | ELECTRICAL | 260519 | CONDUCTORS AND CABLES | EL | Item | 1062 | Single core, copper conductor, PVC insulated, (grounding cables), unarmoured; 0.6/1 kV | Single core, copper conductor, PVC insulated, (grounding cables), unarmoured; 0.6/1 kV | G | 70 mm2 | 120 | m | 11 | 1320 | [5 empty] | 70 mm2 | 120 | m | 11 | 1320 | 10.67 | 1280.4
Mansour | 26 | ELECTRICAL | 260519 | CONDUCTORS AND CABLES | EL | Item | 1063 | 260519 - CONDUCTORS AND CABLES | 260519 - CONDUCTORS AND CABLES | H | 120 mm2 | 100 | m | 19 | 1900 | [5 empty] | 120 mm2 | 100 | m | 19 | 1900 | 18.43 | 1843
Mansour | 26 | ELECTRICAL | 260519 | CONDUCTORS AND CABLES | EL | Item | 1064 | Single core, copper conductor, PVC insulated, (grounding cables), unarmoured; 0.6/1 kV | Single core, copper conductor, PVC insulated, (grounding cables), unarmoured; 0.6/1 kV | J | 150 mm2 | 115 | m | 23 | 2645 | [5 empty] | 150 mm2 | 115 | m | 23 | 2645 | 22.31 | 2565.65
Mansour | 26 | ELECTRICAL | 260519 | CONDUCTORS AND CABLES | EL | Item | 1065 | 260519 - CONDUCTORS AND CABLES | 260519 - CONDUCTORS AND CABLES | K | 240 mm2 | 65 | m | 37 | 2405 | [5 empty] | 240 mm2 | 65 | m | 37 | 2405 | 35.89 | 2332.85
Mansour | 26 | ELECTRICAL | 260519 | CONDUCTORS AND CABLES | EL | Other | 1066 | Multi core, copper conductor, XLPE insulated, PVC sheathed feeder cables; unarmoured; 0.6/1 kV | Multi core, copper conductor, XLPE insulated, PVC sheathed feeder cables; unarmoured; 0.6/1 kV |  | Multi core, copper conductor, XLPE insulated, PVC sheathed feeder cables; unarmoured; 0.6/1 kV | [9 empty] | Multi core, copper conductor, XLPE insulated, PVC sheathed feeder cables; unarmoured; 0.6/1 kV
Mansour | 26 | ELECTRICAL | 260519 | CONDUCTORS AND CABLES | EL | Item | 1067 | 260519 - CONDUCTORS AND CABLES | 260519 - CONDUCTORS AND CABLES | A | 4x6 mm2 | 15 | m | 8 | 120 | [5 empty] | 4x6 mm2 | 15 | m | 8 | 120 | 7.76 | 116.4
Mansour | 26 | ELECTRICAL | 260519 | CONDUCTORS AND CABLES | EL | Item | 1068 | Multi core, copper conductor, XLPE insulated, PVC sheathed feeder cables; unarmoured; 0.6/1 kV | Multi core, copper conductor, XLPE insulated, PVC sheathed feeder cables; unarmoured; 0.6/1 kV | B | 4x10 mm2 | 200 | m | 9 | 1800 | [5 empty] | 4x10 mm2 | 200 | m | 9 | 1800 | 8.73 | 1746
Mansour | 26 | ELECTRICAL | 260519 | CONDUCTORS AND CABLES | EL | Item | 1069 | 260519 - CONDUCTORS AND CABLES | 260519 - CONDUCTORS AND CABLES | C | 4x16 mm2 | 200 | m | 15 | 3000 | [5 empty] | 4x16 mm2 | 200 | m | 15 | 3000 | 14.55 | 2910
Mansour | 26 | ELECTRICAL | 260519 | CONDUCTORS AND CABLES | EL | Item | 1070 | Multi core, copper conductor, XLPE insulated, PVC sheathed feeder cables; unarmoured; 0.6/1 kV | Multi core, copper conductor, XLPE insulated, PVC sheathed feeder cables; unarmoured; 0.6/1 kV | D | 4x25 mm2 | 80 | m | 19 | 1520 | [5 empty] | 4x25 mm2 | 80 | m | 19 | 1520 | 18.43 | 1474.4
Mansour | 26 | ELECTRICAL | 260519 | CONDUCTORS AND CABLES | EL | Item | 1071 | 260519 - CONDUCTORS AND CABLES | 260519 - CONDUCTORS AND CABLES | E | 4x50 mm2 | 100 | m | 30 | 3000 | [5 empty] | 4x50 mm2 | 100 | m | 30 | 3000 | 29.1 | 2910
Mansour | 26 | ELECTRICAL | 260519 | CONDUCTORS AND CABLES | EL | Item | 1072 | Multi core, copper conductor, XLPE insulated, PVC sheathed feeder cables; unarmoured; 0.6/1 kV | Multi core, copper conductor, XLPE insulated, PVC sheathed feeder cables; unarmoured; 0.6/1 kV | F | 4x120 mm2 | 180 | m | 68 | 12240 | [5 empty] | 4x120 mm2 | 180 | m | 68 | 12240 | 65.96 | 11872.8
Mansour | 26 | ELECTRICAL | 260519 | CONDUCTORS AND CABLES | EL | Item | 1073 | 260519 - CONDUCTORS AND CABLES | 260519 - CONDUCTORS AND CABLES | G | 4x240 mm2 | 340 | m | 127 | 43180 | [5 empty] | 4x240 mm2 | 340 | m | 127 | 43180 | 123.19 | 41884.6
Mansour | 26 | ELECTRICAL | 260519 | CONDUCTORS AND CABLES | EL | Item | 1074 | Multi core, copper conductor, XLPE insulated, PVC sheathed feeder cables; unarmoured; 0.6/1 kV | Multi core, copper conductor, XLPE insulated, PVC sheathed feeder cables; unarmoured; 0.6/1 kV | H | 4x300 mm2 | 115 | m | 161 | 18515 | [5 empty] | 4x300 mm2 | 115 | m | 161 | 18515 | 156.17 | 17959.55
Mansour | 26 | ELECTRICAL | 260519 | CONDUCTORS AND CABLES | EL | Other | 1075 | FP 400 Fire resistant armoured cables | FP 400 Fire resistant armoured cables |  | FP 400 Fire resistant armoured cables | [9 empty] | FP 400 Fire resistant armoured cables
Mansour | 26 | ELECTRICAL | 260519 | CONDUCTORS AND CABLES | EL | Item | 1076 | Multi core, copper conductor, XLPE insulated, PVC sheathed feeder cables; unarmoured; 0.6/1 kV | Multi core, copper conductor, XLPE insulated, PVC sheathed feeder cables; unarmoured; 0.6/1 kV | J | 4x35 mm2 | 25 | m | 39 | 975 | [5 empty] | 4x35 mm2 | 25 | m | 39 | 975 | 37.83 | 945.75
Mansour | 26 | ELECTRICAL | 260526 | GROUNDING AND BONDING FOR ELECTRICAL SYSTEMS | EL | Other | 1077 | 260526 - GROUNDING AND BONDING FOR ELECTRICAL SYSTEMS | 260526 - GROUNDING AND BONDING FOR ELECTRICAL SYSTEMS |  | 260526 - GROUNDING AND BONDING FOR ELECTRICAL SYSTEMS | [9 empty] | 260526 - GROUNDING AND BONDING FOR ELECTRICAL SYSTEMS
Mansour | 26 | ELECTRICAL | 260526 | GROUNDING AND BONDING FOR ELECTRICAL SYSTEMS | EL | Other | 1078 | Type TN-S complete, for | Type TN-S complete, for |  | Type TN-S complete, for | [9 empty] | Type TN-S complete, for
Mansour | 26 | ELECTRICAL | 260526 | GROUNDING AND BONDING FOR ELECTRICAL SYSTEMS | EL | Item | 1079 | 260526 - GROUNDING AND BONDING FOR ELECTRICAL SYSTEMS | 260526 - GROUNDING AND BONDING FOR ELECTRICAL SYSTEMS | K | Main distribution board (MDB) | 1 | Item | 664 | 664 | [5 empty] | Main distribution board (MDB) | 1 | Item | 664 | 664 | 644.08 | 644.08
Mansour | 26 | ELECTRICAL | 260526 | GROUNDING AND BONDING FOR ELECTRICAL SYSTEMS | EL | Item | 1080 | Type TN-S complete, for | Type TN-S complete, for | L | 200kVA standby generator | 1 | Item | 664 | 664 | [5 empty] | 200kVA standby generator | 1 | Item | 664 | 664 | 644.08 | 644.08
Mansour | 26 | ELECTRICAL | 260526 | GROUNDING AND BONDING FOR ELECTRICAL SYSTEMS | EL | Item | 1081 | 260526 - GROUNDING AND BONDING FOR ELECTRICAL SYSTEMS | 260526 - GROUNDING AND BONDING FOR ELECTRICAL SYSTEMS | M | Distribution panelboards, final branch circuit panelboards, indoor and outdoor lighting installations and wiring accessories | 1 | Item | 2656 | 2656 | [5 empty] | Distribution panelboards, final branch circuit panelboards, indoor and outdoor lighting installations and wiring accessories | 1 | Item | 2656 | 2656 | 2576.32 | 2576.32
Mansour | 26 | ELECTRICAL | 260526 | GROUNDING AND BONDING FOR ELECTRICAL SYSTEMS | EL | Item | 1082 | Type TN-S complete, for | Type TN-S complete, for | N | Signal and communication system | 1 | Item | 1328 | 1328 | [5 empty] | Signal and communication system | 1 | Item | 1328 | 1328 | 1288.16 | 1288.16
Mansour | 26 | ELECTRICAL | 260536 | CABLE TRAYS FOR ELECTRICAL SYSTEMS | EL | Other | 1083 | 260536 - CABLE TRAYS FOR ELECTRICAL SYSTEMS | 260536 - CABLE TRAYS FOR ELECTRICAL SYSTEMS |  | 260536 - CABLE TRAYS FOR ELECTRICAL SYSTEMS | [9 empty] | 260536 - CABLE TRAYS FOR ELECTRICAL SYSTEMS |  |  |  | 0
Mansour | 26 | ELECTRICAL | 260536 | CABLE TRAYS FOR ELECTRICAL SYSTEMS | EL | Item | 1084 | Type TN-S complete, for | Type TN-S complete, for | A | Cable tray 60 cm | 40 | m | 43 | 1720 | [5 empty] | Cable tray 60 cm | 40 | m | 43 | 1720 | 41.71 | 1668.4
Mansour | 26 | ELECTRICAL | 260536 | CABLE TRAYS FOR ELECTRICAL SYSTEMS | EL | Item | 1085 | 260536 - CABLE TRAYS FOR ELECTRICAL SYSTEMS | 260536 - CABLE TRAYS FOR ELECTRICAL SYSTEMS | B | Cable tray 30 cm | 50 | m | 22 | 1100 | [5 empty] | Cable tray 30 cm | 50 | m | 22 | 1100 | 21.34 | 1067
Mansour | 26 | ELECTRICAL | 260536 | CABLE TRAYS FOR ELECTRICAL SYSTEMS | EL | Item | 1086 | Type TN-S complete, for | Type TN-S complete, for | C | Cable tray 30 cm with cover | 30 | m | 31 | 930 | [5 empty] | Cable tray 30 cm with cover | 30 | m | 31 | 930 | 30.07 | 902.1
Mansour | 26 | ELECTRICAL | 260543 | UNDERGROUND DUCTS AND RACEWAYS FOR ELECTRICAL SYSTEMS | EL | Other | 1087 | 260543 - UNDERGROUND DUCTS AND RACEWAYS FOR ELECTRICAL SYSTEMS | 260543 - UNDERGROUND DUCTS AND RACEWAYS FOR ELECTRICAL SYSTEMS |  | 260543 - UNDERGROUND DUCTS AND RACEWAYS FOR ELECTRICAL SYSTEMS | [9 empty] | 260543 - UNDERGROUND DUCTS AND RACEWAYS FOR ELECTRICAL SYSTEMS |  |  |  | 0
Mansour | 26 | ELECTRICAL | 260543 | UNDERGROUND DUCTS AND RACEWAYS FOR ELECTRICAL SYSTEMS | EL | Other | 1088 | Underground cable duct assemblies encased in concrete | Underground cable duct assemblies encased in concrete |  | Underground cable duct assemblies encased in concrete | [9 empty] | Underground cable duct assemblies encased in concrete |  |  |  | 0
Mansour | 26 | ELECTRICAL | 260543 | UNDERGROUND DUCTS AND RACEWAYS FOR ELECTRICAL SYSTEMS | EL | Item | 1089 | 260543 - UNDERGROUND DUCTS AND RACEWAYS FOR ELECTRICAL SYSTEMS | 260543 - UNDERGROUND DUCTS AND RACEWAYS FOR ELECTRICAL SYSTEMS | D | Duct bank of 4f150 mm conduits | 12 | m | 50 | 600 | [5 empty] | Duct bank of 4f150 mm conduits | 12 | m | 50 | 600 | 48.5 | 582
Mansour | 26 | ELECTRICAL | 260543 | UNDERGROUND DUCTS AND RACEWAYS FOR ELECTRICAL SYSTEMS | EL | Item | 1090 | Underground cable duct assemblies encased in concrete | Underground cable duct assemblies encased in concrete | E | Duct bank of 2f150 mm conduits | 50 | m | 31 | 1550 | [5 empty] | Duct bank of 2f150 mm conduits | 50 | m | 31 | 1550 | 30.07 | 1503.5
Mansour | 26 | ELECTRICAL | 260543 | UNDERGROUND DUCTS AND RACEWAYS FOR ELECTRICAL SYSTEMS | EL | Other | 1091 | Trenches for directly buried LV cables | Trenches for directly buried LV cables |  | Trenches for directly buried LV cables | [9 empty] | Trenches for directly buried LV cables
Mansour | 26 | ELECTRICAL | 260543 | UNDERGROUND DUCTS AND RACEWAYS FOR ELECTRICAL SYSTEMS | EL | Item | 1092 | Underground cable duct assemblies encased in concrete | Underground cable duct assemblies encased in concrete | F | Trench (widthxdepth: 600x800mm) | 72 | m | 398 | 28656 | [5 empty] | Trench (widthxdepth: 600x800mm) | 72 | m | 398 | 28656 | 386.06 | 27796.32
Mansour | 26 | ELECTRICAL | 260543 | UNDERGROUND DUCTS AND RACEWAYS FOR ELECTRICAL SYSTEMS | EL | Other | 1093 | Manholes | Manholes |  | Manholes | [9 empty] | Manholes
Mansour | 26 | ELECTRICAL | 260543 | UNDERGROUND DUCTS AND RACEWAYS FOR ELECTRICAL SYSTEMS | EL | Item | 1094 | Underground cable duct assemblies encased in concrete | Underground cable duct assemblies encased in concrete | G | Manhole 800x800x800mm | 8 | Nr | 465 | 3720 | [5 empty] | Manhole 800x800x800mm | 8 | Nr | 465 | 3720 | 451.05 | 3608.4
Mansour | 26 | ELECTRICAL | 262413 | SWITCHBOARDS | EL | Other | 1095 | 262413 - SWITCHBOARDS | 262413 - SWITCHBOARDS |  | 262413 - SWITCHBOARDS | [9 empty] | 262413 - SWITCHBOARDS
Mansour | 26 | ELECTRICAL | 262413 | SWITCHBOARDS | EL | Other | 1096 | LV Main distribution panels including circuit breakers, busbars,etc. , as specified and as shown on drawings | LV Main distribution panels including circuit breakers, busbars,etc. , as specified and as shown on drawings |  | LV Main distribution panels including circuit breakers, busbars,etc. , as specified and as shown on drawings | [9 empty] | LV Main distribution panels including circuit breakers, busbars,etc. , as specified and as shown on drawings
Mansour | 26 | ELECTRICAL | 262413 | SWITCHBOARDS | EL | Item | 1097 | 262413 - SWITCHBOARDS | 262413 - SWITCHBOARDS | H | MDB | 1 | Nr | 3983 | 3983 | [5 empty] | MDB | 1 | Nr | 3983 | 3983 | 3863.51 | 3863.51
Mansour | 26 | ELECTRICAL | 262416 | PANELBOARDS | EL | Other | 1098 | 262416 - PANELBOARDS | 262416 - PANELBOARDS |  | 262416 - PANELBOARDS | [9 empty] | 262416 - PANELBOARDS
Mansour | 26 | ELECTRICAL | 262416 | PANELBOARDS | EL | Other | 1099 | Distribution Panelboards (DPs) | Distribution Panelboards (DPs) |  | Distribution Panelboards (DPs) | [9 empty] | Distribution Panelboards (DPs)
Mansour | 26 | ELECTRICAL | 262416 | PANELBOARDS | EL | Item | 1100 | 262416 - PANELBOARDS | 262416 - PANELBOARDS | J | EDP | 1 | Nr | 1534 | 1534 | [5 empty] | EDP | 1 | Nr | 1534 | 1534 | 1487.98 | 1487.98
Mansour | 26 | ELECTRICAL | 262416 | PANELBOARDS | EL | Other | 1101 | Subdistribution panels | Subdistribution panels |  | Subdistribution panels | [9 empty] | Subdistribution panels
Mansour | 26 | ELECTRICAL | 262416 | PANELBOARDS | EL | Item | 1102 | 262416 - PANELBOARDS | 262416 - PANELBOARDS | A | SDP-G | 1 | Nr | 1534 | 1534 | [5 empty] | SDP-G | 1 | Nr | 1534 | 1534 | 1487.98 | 1487.98
Mansour | 26 | ELECTRICAL | 262416 | PANELBOARDS | EL | Item | 1103 | Subdistribution panels | Subdistribution panels | B | SDP-GL | 1 | Nr |  | 0 | [5 empty] | SDP-GL | 1 | Nr |  | 0 | 0 | 0
Mansour | 26 | ELECTRICAL | 262416 | PANELBOARDS | EL | Item | 1104 | 262416 - PANELBOARDS | 262416 - PANELBOARDS | B | SDP-R | 1 | Nr | 2131 | 2131 | [5 empty] | SDP-R | 1 | Nr | 2131 | 2131 | 2067.07 | 2067.07
Mansour | 26 | ELECTRICAL | 262416 | PANELBOARDS | EL | Item | 1105 | Subdistribution panels | Subdistribution panels | C | ESDP-G | 1 | Nr | 1374 | 1374 | [5 empty] | ESDP-G | 1 | Nr | 1374 | 1374 | 1332.78 | 1332.78
Mansour | 26 | ELECTRICAL | 262416 | PANELBOARDS | EL | Item | 1106 | 262416 - PANELBOARDS | 262416 - PANELBOARDS | D | ESDP-R | 1 | Nr | 1175 | 1175 | [5 empty] | ESDP-R | 1 | Nr | 1175 | 1175 | 1139.75 | 1139.75
Mansour | 26 | ELECTRICAL | 262416 | PANELBOARDS | EL | Other | 1107 | Final branch circuit panels | Final branch circuit panels |  | Final branch circuit panels | [9 empty] | Final branch circuit panels
Mansour | 26 | ELECTRICAL | 262416 | PANELBOARDS | EL | Item | 1108 | 262416 - PANELBOARDS | 262416 - PANELBOARDS | F | LP-S | 1 | Nr |  | 0 | [5 empty] | LP-S | 1 | Nr |  | 0 | 0 | 0
Mansour | 26 | ELECTRICAL | 262416 | PANELBOARDS | EL | Item | 1109 | Final branch circuit panels | Final branch circuit panels | G | LP-GL | 1 | Nr |  | 0 | [5 empty] | LP-GL | 1 | Nr |  | 0 | 0 | 0
Mansour | 26 | ELECTRICAL | 262416 | PANELBOARDS | EL | Item | 1110 | 262416 - PANELBOARDS | 262416 - PANELBOARDS | H | LP-G1 | 1 | Nr |  | 0 | [5 empty] | LP-G1 | 1 | Nr |  | 0 | 0 | 0
Mansour | 26 | ELECTRICAL | 262416 | PANELBOARDS | EL | Item | 1111 | Final branch circuit panels | Final branch circuit panels | J | LP-G2 | 1 | Nr |  | 0 | [5 empty] | LP-G2 | 1 | Nr |  | 0 | 0 | 0
Mansour | 26 | ELECTRICAL | 262416 | PANELBOARDS | EL | Item | 1112 | 262416 - PANELBOARDS | 262416 - PANELBOARDS | E | LP-11 | 1 | Nr | 870 | 870 | [5 empty] | LP-11 | 1 | Nr | 870 | 870 | 843.9 | 843.9
Mansour | 26 | ELECTRICAL | 262416 | PANELBOARDS | EL | Item | 1113 | Final branch circuit panels | Final branch circuit panels | F | LP-12 | 1 | Nr | 471 | 471 | [5 empty] | LP-12 | 1 | Nr | 471 | 471 | 456.87 | 456.87
Mansour | 26 | ELECTRICAL | 262416 | PANELBOARDS | EL | Item | 1114 | 262416 - PANELBOARDS | 262416 - PANELBOARDS | M | LP-21 | 1 | Nr |  | 0 | [5 empty] | LP-21 | 1 | Nr |  | 0 | 0 | 0
Mansour | 26 | ELECTRICAL | 262416 | PANELBOARDS | EL | Item | 1115 | Final branch circuit panels | Final branch circuit panels | N | LP-22 | 1 | Nr |  | 0 | [5 empty] | LP-22 | 1 | Nr |  | 0 | 0 | 0
Mansour | 26 | ELECTRICAL | 262416 | PANELBOARDS | EL | Item | 1116 | 262416 - PANELBOARDS | 262416 - PANELBOARDS | P | LP-R | 1 | Nr |  | 0 | [5 empty] | LP-R | 1 | Nr |  | 0 | 0 | 0
Mansour | 26 | ELECTRICAL | 262416 | PANELBOARDS | EL | Item | 1117 | Final branch circuit panels | Final branch circuit panels | Q | ELP-S | 1 | Nr |  | 0 | [5 empty] | ELP-S | 1 | Nr |  | 0 | 0 | 0
Mansour | 26 | ELECTRICAL | 262416 | PANELBOARDS | EL | Item | 1118 | 262416 - PANELBOARDS | 262416 - PANELBOARDS | R | ELP-G1 | 1 | Nr |  | 0 | [5 empty] | ELP-G1 | 1 | Nr |  | 0 | 0 | 0
Mansour | 26 | ELECTRICAL | 262416 | PANELBOARDS | EL | Item | 1119 | Final branch circuit panels | Final branch circuit panels | S | ELP-G2 | 1 | Nr |  | 0 | [5 empty] | ELP-G2 | 1 | Nr |  | 0 | 0 | 0
Mansour | 26 | ELECTRICAL | 262416 | PANELBOARDS | EL | Item | 1120 | 262416 - PANELBOARDS | 262416 - PANELBOARDS | G | ELP-11 | 1 | Nr | 524 | 524 | [5 empty] | ELP-11 | 1 | Nr | 524 | 524 | 508.28 | 508.28
Mansour | 26 | ELECTRICAL | 262416 | PANELBOARDS | EL | Item | 1121 | Final branch circuit panels | Final branch circuit panels | H | ELP-12 | 1 | Nr | 336 | 336 | [5 empty] | ELP-12 | 1 | Nr | 336 | 336 | 325.92 | 325.92
Mansour | 26 | ELECTRICAL | 262416 | PANELBOARDS | EL | Item | 1122 | 262416 - PANELBOARDS | 262416 - PANELBOARDS | A | ELP-21 | 1 | Nr |  | 0 | [5 empty] | ELP-21 | 1 | Nr |  | 0 | 0 | 0
Mansour | 26 | ELECTRICAL | 262416 | PANELBOARDS | EL | Item | 1123 | Final branch circuit panels | Final branch circuit panels | B | ELP-22 | 1 | Nr |  | 0 | [5 empty] | ELP-22 | 1 | Nr |  | 0 | 0 | 0
Mansour | 26 | ELECTRICAL | 262416 | PANELBOARDS | EL | Item | 1124 | 262416 - PANELBOARDS | 262416 - PANELBOARDS | C | ELP-R | 1 | Nr |  | 0 | [5 empty] | ELP-R | 1 | Nr |  | 0 | 0 | 0
Mansour | 26 | ELECTRICAL | 262416 | PANELBOARDS | EL | Item | 1125 | Final branch circuit panels | Final branch circuit panels | D | ULP-1 | 1 | Nr |  | 0 | [5 empty] | ULP-1 | 1 | Nr |  | 0 | 0 | 0
Mansour | 26 | ELECTRICAL | 262419 | MOTOR CONTROL CENTERS | EL | Other | 1126 | 262419 MOTOR CONTROL CENTERS | 262419 MOTOR CONTROL CENTERS |  | 262419 MOTOR CONTROL CENTERS | [9 empty] | 262419 MOTOR CONTROL CENTERS
Mansour | 26 | ELECTRICAL | 262419 | MOTOR CONTROL CENTERS | EL | Item | 1127 | Final branch circuit panels | Final branch circuit panels | A | MCC-RF | 1 | Nr | 1726 | 1726 | [5 empty] | MCC-RF | 1 | Nr | 1726 | 1726 | 1674.22 | 1674.22
Mansour | 26 | ELECTRICAL | 262726 | WIRING DEVICES | EL | Other | 1128 | 262726 - WIRING DEVICES | 262726 - WIRING DEVICES |  | 262726 - WIRING DEVICES | [9 empty] | 262726 - WIRING DEVICES
Mansour | 26 | ELECTRICAL | 262726 | WIRING DEVICES | EL | Other | 1129 | Switches | Switches |  | Switches | [9 empty] | Switches
Mansour | 26 | ELECTRICAL | 262726 | WIRING DEVICES | EL | Item | 1130 | 262726 - WIRING DEVICES | 262726 - WIRING DEVICES | B | General lighting switch (S1); one way | 30 | Nr | 3 | 90 | [5 empty] | General lighting switch (S1); one way | 30 | Nr | 3 | 90 | 2.91 | 87.3
Mansour | 26 | ELECTRICAL | 262726 | WIRING DEVICES | EL | Item | 1131 | Switches | Switches | C | General lighting switch (S1); two way | 12 | Nr | 3 | 36 | [5 empty] | General lighting switch (S1); two way | 12 | Nr | 3 | 36 | 2.91 | 34.92
Mansour | 26 | ELECTRICAL | 262726 | WIRING DEVICES | EL | Item | 1132 | 262726 - WIRING DEVICES | 262726 - WIRING DEVICES | D | General lighting switch (S1); one way two gang | 6 | Nr | 5 | 30 | [5 empty] | General lighting switch (S1); one way two gang | 6 | Nr | 5 | 30 | 4.85 | 29.1
Mansour | 26 | ELECTRICAL | 262726 | WIRING DEVICES | EL | Item | 1133 | Switches | Switches | E | General lighting switch (S15); one way | 8 | Nr | 9 | 72 | [5 empty] | General lighting switch (S15); one way | 8 | Nr | 9 | 72 | 8.73 | 69.84
Mansour | 26 | ELECTRICAL | 262726 | WIRING DEVICES | EL | Item | 1134 | 262726 - WIRING DEVICES | 262726 - WIRING DEVICES | F | General lighting switch (S15); two way | 2 | Nr | 9 | 18 | [5 empty] | General lighting switch (S15); two way | 2 | Nr | 9 | 18 | 8.73 | 17.46
Mansour | 26 | ELECTRICAL | 262726 | WIRING DEVICES | EL | Item | 1135 | Switches | Switches | L | Push button | 5 | Nr |  | 0 | [5 empty] | Push button | 5 | Nr |  | 0 | 0 | 0
Mansour | 26 | ELECTRICAL | 262726 | WIRING DEVICES | EL | Other | 1136 | Socket Outlets | Socket Outlets |  | Socket Outlets | [9 empty] | Socket Outlets
Mansour | 26 | ELECTRICAL | 262726 | WIRING DEVICES | EL | Item | 1137 | Switches | Switches | G | Type R01; simplex | 34 | Nr | 22 | 748 | [5 empty] | Type R01; simplex | 34 | Nr | 22 | 748 | 21.34 | 725.56
Mansour | 26 | ELECTRICAL | 262726 | WIRING DEVICES | EL | Item | 1138 | Socket Outlets | Socket Outlets | H | Type R01; duplex | 16 | Nr | 27 | 432 | [5 empty] | Type R01; duplex | 16 | Nr | 27 | 432 | 26.19 | 419.04
Mansour | 26 | ELECTRICAL | 262726 | WIRING DEVICES | EL | Item | 1139 | Switches | Switches | J | Type R05; simplex | 16 | Nr | 33 | 528 | [5 empty] | Type R05; simplex | 16 | Nr | 33 | 528 | 32.01 | 512.16
Mansour | 26 | ELECTRICAL | 262726 | WIRING DEVICES | EL | Item | 1140 | Socket Outlets | Socket Outlets | K | Type R05; duplex | 1 | Nr | 57 | 57 | [5 empty] | Type R05; duplex | 1 | Nr | 57 | 57 | 55.29 | 55.29
Mansour | 26 | ELECTRICAL | 262726 | WIRING DEVICES | EL | Item | 1141 | Switches | Switches | R | Type R01; simplex; floor mounted | 2 | Nr |  | 0 | [5 empty] | Type R01; simplex; floor mounted | 2 | Nr |  | 0 | 0 | 0
Mansour | 26 | ELECTRICAL | 262726 | WIRING DEVICES | EL | Item | 1142 | Socket Outlets | Socket Outlets | A | Type R01; duplex; floor mounted | 1 | Nr |  | 0 | [5 empty] | Type R01; duplex; floor mounted | 1 | Nr |  | 0 | 0 | 0
Mansour | 26 | ELECTRICAL | 262726 | WIRING DEVICES | EL | Other | 1143 | Electric Outlets | Electric Outlets |  | Electric Outlets | [9 empty] | Electric Outlets
Mansour | 26 | ELECTRICAL | 262726 | WIRING DEVICES | EL | Item | 1144 | Socket Outlets | Socket Outlets | A | Lighting outlet ;ceiling mounted; 16Amp,2P | 26 | Nr | 29 | 754 | [5 empty] | Lighting outlet ;ceiling mounted; 16Amp,2P | 26 | Nr | 29 | 754 | 28.13 | 731.38
Mansour | 26 | ELECTRICAL | 262726 | WIRING DEVICES | EL | Item | 1145 | Electric Outlets | Electric Outlets | C | Lighting outlet ;wall mounted; 16Amp,2P | 14 | Nr |  | 0 | [5 empty] | Lighting outlet ;wall mounted; 16Amp,2P | 14 | Nr |  | 0 | 0 | 0
Mansour | 26 | ELECTRICAL | 262816 | ENCLOSED SWITCHES AND CIRCUIT BREAKERS | EL | Other | 1146 | 262816 - ENCLOSED SWITCHES AND CIRCUIT BREAKERS | 262816 - ENCLOSED SWITCHES AND CIRCUIT BREAKERS |  | 262816 - ENCLOSED SWITCHES AND CIRCUIT BREAKERS | [9 empty] | 262816 - ENCLOSED SWITCHES AND CIRCUIT BREAKERS
Mansour | 26 | ELECTRICAL | 262816 | ENCLOSED SWITCHES AND CIRCUIT BREAKERS | EL | Other | 1147 | Switch Disconnectors (Disconnecting Switches) | Switch Disconnectors (Disconnecting Switches) |  | Switch Disconnectors (Disconnecting Switches) | [9 empty] | Switch Disconnectors (Disconnecting Switches)
Mansour | 26 | ELECTRICAL | 262816 | ENCLOSED SWITCHES AND CIRCUIT BREAKERS | EL | Item | 1148 | 262816 - ENCLOSED SWITCHES AND CIRCUIT BREAKERS | 262816 - ENCLOSED SWITCHES AND CIRCUIT BREAKERS | B | 16Amp, 2P | 15 | Nr | 62 | 930 | [5 empty] | 16Amp, 2P | 15 | Nr | 62 | 930 | 60.14 | 902.1
Mansour | 26 | ELECTRICAL | 262816 | ENCLOSED SWITCHES AND CIRCUIT BREAKERS | EL | Item | 1149 | Switch Disconnectors (Disconnecting Switches) | Switch Disconnectors (Disconnecting Switches) | E | 16Amp, 2P, weatherproof | 6 | Nr |  | 0 | [5 empty] | 16Amp, 2P, weatherproof | 6 | Nr |  | 0 | 0 | 0
Mansour | 26 | ELECTRICAL | 262816 | ENCLOSED SWITCHES AND CIRCUIT BREAKERS | EL | Item | 1150 | 262816 - ENCLOSED SWITCHES AND CIRCUIT BREAKERS | 262816 - ENCLOSED SWITCHES AND CIRCUIT BREAKERS | F | 16Amp, 2P, weatherproof, pedestal type | 3 | Nr |  | 0 | [5 empty] | 16Amp, 2P, weatherproof, pedestal type | 3 | Nr |  | 0 | 0 | 0
Mansour | 26 | ELECTRICAL | 262816 | ENCLOSED SWITCHES AND CIRCUIT BREAKERS | EL | Item | 1151 | Switch Disconnectors (Disconnecting Switches) | Switch Disconnectors (Disconnecting Switches) | C | 20Amp, 2P | 2 | Nr | 62 | 124 | [5 empty] | 20Amp, 2P | 2 | Nr | 62 | 124 | 60.14 | 120.28
Mansour | 26 | ELECTRICAL | 262816 | ENCLOSED SWITCHES AND CIRCUIT BREAKERS | EL | Item | 1152 | 262816 - ENCLOSED SWITCHES AND CIRCUIT BREAKERS | 262816 - ENCLOSED SWITCHES AND CIRCUIT BREAKERS | H | 20Amp, 2P, weatherproof, pedestal type | 3 | Nr |  | 0 | [5 empty] | 20Amp, 2P, weatherproof, pedestal type | 3 | Nr |  | 0 | 0 | 0
Mansour | 26 | ELECTRICAL | 262816 | ENCLOSED SWITCHES AND CIRCUIT BREAKERS | EL | Item | 1153 | Switch Disconnectors (Disconnecting Switches) | Switch Disconnectors (Disconnecting Switches) | J | 32Amp, 2P | 3 | Nr |  | 0 | [5 empty] | 32Amp, 2P | 3 | Nr |  | 0 | 0 | 0
Mansour | 26 | ELECTRICAL | 262816 | ENCLOSED SWITCHES AND CIRCUIT BREAKERS | EL | Item | 1154 | 262816 - ENCLOSED SWITCHES AND CIRCUIT BREAKERS | 262816 - ENCLOSED SWITCHES AND CIRCUIT BREAKERS | K | 32Amp, 2P, pedestal type | 1 | Nr |  | 0 | [5 empty] | 32Amp, 2P, pedestal type | 1 | Nr |  | 0 | 0 | 0
Mansour | 26 | ELECTRICAL | 262816 | ENCLOSED SWITCHES AND CIRCUIT BREAKERS | EL | Item | 1155 | Switch Disconnectors (Disconnecting Switches) | Switch Disconnectors (Disconnecting Switches) | L | 32Amp, 2P, weatherproof | 2 | Nr |  | 0 | [5 empty] | 32Amp, 2P, weatherproof | 2 | Nr |  | 0 | 0 | 0
Mansour | 26 | ELECTRICAL | 262816 | ENCLOSED SWITCHES AND CIRCUIT BREAKERS | EL | Item | 1156 | 262816 - ENCLOSED SWITCHES AND CIRCUIT BREAKERS | 262816 - ENCLOSED SWITCHES AND CIRCUIT BREAKERS | M | 32Amp, 4P | 1 | Nr |  | 0 | [5 empty] | 32Amp, 4P | 1 | Nr |  | 0 | 0 | 0
Mansour | 26 | ELECTRICAL | 262816 | ENCLOSED SWITCHES AND CIRCUIT BREAKERS | EL | Item | 1157 | Switch Disconnectors (Disconnecting Switches) | Switch Disconnectors (Disconnecting Switches) | N | 20Amp, 4P | 2 | Nr | 72 | 144 | [5 empty] | 20Amp, 4P | 2 | Nr | 72 | 144 | 69.84 | 139.68
Mansour | 26 | ELECTRICAL | 262816 | ENCLOSED SWITCHES AND CIRCUIT BREAKERS | EL | Item | 1158 | 262816 - ENCLOSED SWITCHES AND CIRCUIT BREAKERS | 262816 - ENCLOSED SWITCHES AND CIRCUIT BREAKERS | P | 40Amp, 4P | 3 | Nr |  | 0 | [5 empty] | 40Amp, 4P | 3 | Nr |  | 0 | 0 | 0
Mansour | 26 | ELECTRICAL | 262816 | ENCLOSED SWITCHES AND CIRCUIT BREAKERS | EL | Item | 1159 | Switch Disconnectors (Disconnecting Switches) | Switch Disconnectors (Disconnecting Switches) | Q | 63Amp, 4P | 3 | Nr |  | 0 | [5 empty] | 63Amp, 4P | 3 | Nr |  | 0 | 0 | 0
Mansour | 26 | ELECTRICAL | 262816 | ENCLOSED SWITCHES AND CIRCUIT BREAKERS | EL | Item | 1160 | 262816 - ENCLOSED SWITCHES AND CIRCUIT BREAKERS | 262816 - ENCLOSED SWITCHES AND CIRCUIT BREAKERS | A | 63Amp, 4P, pedestal type | 1 | Nr |  | 0 | [5 empty] | 63Amp, 4P, pedestal type | 1 | Nr |  | 0 | 0 | 0
Mansour | 26 | ELECTRICAL | 262816 | ENCLOSED SWITCHES AND CIRCUIT BREAKERS | EL | Other | 1161 | Switch Disconnectors with Combination Starter | Switch Disconnectors with Combination Starter |  | Switch Disconnectors with Combination Starter | [9 empty] | Switch Disconnectors with Combination Starter
Mansour | 26 | ELECTRICAL | 262816 | ENCLOSED SWITCHES AND CIRCUIT BREAKERS | EL | Item | 1162 | 262816 - ENCLOSED SWITCHES AND CIRCUIT BREAKERS | 262816 - ENCLOSED SWITCHES AND CIRCUIT BREAKERS | A | 16Amp, 2P, weatherproof | 1 | Nr | 62 | 62 | [5 empty] | 16Amp, 2P, weatherproof | 1 | Nr | 62 | 62 | 60.14 | 60.14
Mansour | 26 | ELECTRICAL | 262816 | ENCLOSED SWITCHES AND CIRCUIT BREAKERS | EL | Item | 1163 | Switch Disconnectors with Combination Starter | Switch Disconnectors with Combination Starter | B | 16Amp, 2P, weatherproof, pedestal type | 1 | Nr | 48 | 48 | [5 empty] | 16Amp, 2P, weatherproof, pedestal type | 1 | Nr | 48 | 48 | 46.56 | 46.56
Mansour | 26 | ELECTRICAL | 262816 | ENCLOSED SWITCHES AND CIRCUIT BREAKERS | EL | Item | 1164 | 262816 - ENCLOSED SWITCHES AND CIRCUIT BREAKERS | 262816 - ENCLOSED SWITCHES AND CIRCUIT BREAKERS | C | 16Amp, 4P, weatherproof | 1 | Nr | 69 | 69 | [5 empty] | 16Amp, 4P, weatherproof | 1 | Nr | 69 | 69 | 66.93 | 66.93
Mansour | 26 | ELECTRICAL | 262816 | ENCLOSED SWITCHES AND CIRCUIT BREAKERS | EL | Item | 1165 | Switch Disconnectors with Combination Starter | Switch Disconnectors with Combination Starter | D | 20Amp, 4P, weatherproof | 1 | Nr | 69 | 69 | [5 empty] | 20Amp, 4P, weatherproof | 1 | Nr | 69 | 69 | 66.93 | 66.93
Mansour | 26 | ELECTRICAL | 263213 | PACKAGED ENGINE GENERATORS | EL | Other | 1166 | 263213 - PACKAGED ENGINE GENERATORS | 263213 - PACKAGED ENGINE GENERATORS |  | 263213 - PACKAGED ENGINE GENERATORS | [9 empty] | 263213 - PACKAGED ENGINE GENERATORS
Mansour | 26 | ELECTRICAL | 263213 | PACKAGED ENGINE GENERATORS | EL | Other | 1167 | Oudooor sound proof generator, including enclosure, control panel, silencer, gas exhaust pipes, and installation of all accessories and equipment required. | Oudooor sound proof generator, including enclosure, control panel, silencer, gas exhaust pipes, and installation of all accessories and equipment required. |  | Oudooor sound proof generator, including enclosure, control panel, silencer, gas exhaust pipes, and installation of all accessories and equipment required. | [9 empty] | Oudooor sound proof generator, including enclosure, control panel, silencer, gas exhaust pipes, and installation of all accessories and equipment required.
Mansour | 26 | ELECTRICAL | 263213 | PACKAGED ENGINE GENERATORS | EL | Item | 1168 | 263213 - PACKAGED ENGINE GENERATORS | 263213 - PACKAGED ENGINE GENERATORS | E | 200 kVA, 400 V, 50 Hz (standby), 1500rpm, three phase, four wire, as shown on drawings | 1 | Nr | 33195 | 33195 | [5 empty] | 200 kVA, 400 V, 50 Hz (standby), 1500rpm, three phase, four wire, as shown on drawings | 1 | Nr | 33195 | 33195 | 32199.15 | 32199.15
Mansour | 26 | ELECTRICAL | 263213 | PACKAGED ENGINE GENERATORS | EL | Item | 1169 | Oudooor sound proof generator, including enclosure, control panel, silencer, gas exhaust pipes, and installation of all accessories and equipment required. | Oudooor sound proof generator, including enclosure, control panel, silencer, gas exhaust pipes, and installation of all accessories and equipment required. | F | Daily fuel tank (500 Liters) | 1 | Nr | 797 | 797 | [5 empty] | Daily fuel tank (500 Liters) | 1 | Nr | 797 | 797 | 773.09 | 773.09
Mansour | 26 | ELECTRICAL | 263353 | STATIC UNINTERRUPTIBLE POWER SUPPLY | EL | Other | 1170 | 263353 - STATIC UNINTERRUPTIBLE POWER SUPPLY | 263353 - STATIC UNINTERRUPTIBLE POWER SUPPLY |  | 263353 - STATIC UNINTERRUPTIBLE POWER SUPPLY | [9 empty] | 263353 - STATIC UNINTERRUPTIBLE POWER SUPPLY
Mansour | 26 | ELECTRICAL | 263353 | STATIC UNINTERRUPTIBLE POWER SUPPLY | EL | Other | 1171 | UPS system complete, including | UPS system complete, including |  | UPS system complete, including | [9 empty] | UPS system complete, including
Mansour | 26 | ELECTRICAL | 263353 | STATIC UNINTERRUPTIBLE POWER SUPPLY | EL | Other | 1172 | battery, charger, inverter, transfer | battery, charger, inverter, transfer |  | battery, charger, inverter, transfer | [9 empty] | battery, charger, inverter, transfer
Mansour | 26 | ELECTRICAL | 263353 | STATIC UNINTERRUPTIBLE POWER SUPPLY | EL | Other | 1173 | switch and manual by pass switch | switch and manual by pass switch |  | switch and manual by pass switch | [9 empty] | switch and manual by pass switch
Mansour | 26 | ELECTRICAL | 263353 | STATIC UNINTERRUPTIBLE POWER SUPPLY | EL | Item | 1174 | battery, charger, inverter, transfer | battery, charger, inverter, transfer | G | UPS, 25 kVA , 3-phase 230V/400V input, 3-phase 230V/400V output | 1 | Nr | 8750 | 8750 | [5 empty] | UPS, 25 kVA , 3-phase 230V/400V input, 3-phase 230V/400V output | 1 | Nr | 8750 | 8750 | 8487.5 | 8487.5
Mansour | 26 | ELECTRICAL | 263600 | TRANSFER SWITCHES | EL | Other | 1175 | 263600 - TRANSFER SWITCHES | 263600 - TRANSFER SWITCHES |  | 263600 - TRANSFER SWITCHES | [9 empty] | 263600 - TRANSFER SWITCHES
Mansour | 26 | ELECTRICAL | 263600 | TRANSFER SWITCHES | EL | Other | 1176 | Automatic transfer switch | Automatic transfer switch |  | Automatic transfer switch | [9 empty] | Automatic transfer switch
Mansour | 26 | ELECTRICAL | 263600 | TRANSFER SWITCHES | EL | Item | 1177 | 263600 - TRANSFER SWITCHES | 263600 - TRANSFER SWITCHES | A | ATS,400 A, 4 poles | 1 | Nr | 3196 | 3196 | [5 empty] | ATS,400 A, 4 poles | 1 | Nr | 3196 | 3196 | 3100.12 | 3100.12
Mansour | 26 | ELECTRICAL | 264113 | LIGHTNING PROTECTION FOR STRUCTURES | EL | Other | 1178 | 264113 - LIGHTNING PROTECTION FOR STRUCTURES | 264113 - LIGHTNING PROTECTION FOR STRUCTURES |  | 264113 - LIGHTNING PROTECTION FOR STRUCTURES | [9 empty] | 264113 - LIGHTNING PROTECTION FOR STRUCTURES |  |  |  | 0
Mansour | 26 | ELECTRICAL | 264113 | LIGHTNING PROTECTION FOR STRUCTURES | EL | Item | 1179 | 263600 - TRANSFER SWITCHES | 263600 - TRANSFER SWITCHES | B | Complete faraday cage system for the new building as specified and as shown on drawings | 1 | Item | 5477 | 5477 | [5 empty] | Complete faraday cage system for the new building as specified and as shown on drawings | 1 | Item | 5477 | 5477 | 5312.69 | 5312.69
Mansour | 26 | ELECTRICAL | 265100 | INTERIOR LIGHTING | EL | Other | 1180 | 265100 - INTERIOR LIGHTING | 265100 - INTERIOR LIGHTING |  | 265100 - INTERIOR LIGHTING | [9 empty] | 265100 - INTERIOR LIGHTING |  |  |  | 0
Mansour | 26 | ELECTRICAL | 265100 | INTERIOR LIGHTING | EL | Other | 1181 | Lighting Fixtures | Lighting Fixtures |  | Lighting Fixtures | [9 empty] | Lighting Fixtures |  |  |  | 0
Mansour | 26 | ELECTRICAL | 265100 | INTERIOR LIGHTING | EL | Item | 1182 | 265100 - INTERIOR LIGHTING | 265100 - INTERIOR LIGHTING | C | Type A1 | 2 | Nr | 66 | 132 | [5 empty] | Type A1 | 2 | Nr | 66 | 132 | 64.02 | 128.04
Mansour | 26 | ELECTRICAL | 265100 | INTERIOR LIGHTING | EL | Item | 1183 | Lighting Fixtures | Lighting Fixtures | D | Type A2 | 8 | Nr | 66 | 528 | [5 empty] | Type A2 | 8 | Nr | 66 | 528 | 64.02 | 512.16
Mansour | 26 | ELECTRICAL | 265100 | INTERIOR LIGHTING | EL | Item | 1184 | 265100 - INTERIOR LIGHTING | 265100 - INTERIOR LIGHTING | E | Type A3 | 23 | Nr | 73 | 1679 | [5 empty] | Type A3 | 23 | Nr | 73 | 1679 | 70.81 | 1628.63
Mansour | 26 | ELECTRICAL | 265100 | INTERIOR LIGHTING | EL | Item | 1185 | Lighting Fixtures | Lighting Fixtures | F | Type A5 | 3 | Nr |  | 0 | [5 empty] | Type A5 | 3 | Nr |  | 0 | 0 | 0
Mansour | 26 | ELECTRICAL | 265100 | INTERIOR LIGHTING | EL | Item | 1186 | 265100 - INTERIOR LIGHTING | 265100 - INTERIOR LIGHTING | G | Type B1 | 3 | Nr |  | 0 | [5 empty] | Type B1 | 3 | Nr |  | 0 | 0 | 0
Mansour | 26 | ELECTRICAL | 265100 | INTERIOR LIGHTING | EL | Item | 1187 | Lighting Fixtures | Lighting Fixtures | F | Type B2 | 39 | Nr | 66 | 2574 | [5 empty] | Type B2 | 39 | Nr | 66 | 2574 | 64.02 | 2496.78
Mansour | 26 | ELECTRICAL | 265100 | INTERIOR LIGHTING | EL | Item | 1188 | 265100 - INTERIOR LIGHTING | 265100 - INTERIOR LIGHTING | G | Type B3 | 2 | Nr | 73 | 146 | [5 empty] | Type B3 | 2 | Nr | 73 | 146 | 70.81 | 141.62
Mansour | 26 | ELECTRICAL | 265100 | INTERIOR LIGHTING | EL | Item | 1189 | Lighting Fixtures | Lighting Fixtures | H | Type C1 | 11 | Nr | 66 | 726 | [5 empty] | Type C1 | 11 | Nr | 66 | 726 | 64.02 | 704.22
Mansour | 26 | ELECTRICAL | 265100 | INTERIOR LIGHTING | EL | Item | 1190 | 265100 - INTERIOR LIGHTING | 265100 - INTERIOR LIGHTING | J | Type C2 | 2 | Nr | 66 | 132 | [5 empty] | Type C2 | 2 | Nr | 66 | 132 | 64.02 | 128.04
Mansour | 26 | ELECTRICAL | 265100 | INTERIOR LIGHTING | EL | Item | 1191 | Lighting Fixtures | Lighting Fixtures | M | Type C3 | 15 | Nr |  | 0 | [5 empty] | Type C3 | 15 | Nr |  | 0 | 0 | 0
Mansour | 26 | ELECTRICAL | 265100 | INTERIOR LIGHTING | EL | Item | 1192 | 265100 - INTERIOR LIGHTING | 265100 - INTERIOR LIGHTING | N | Type C4 | 9 | Nr |  | 0 | [5 empty] | Type C4 | 9 | Nr |  | 0 | 0 | 0
Mansour | 26 | ELECTRICAL | 265100 | INTERIOR LIGHTING | EL | Item | 1193 | Lighting Fixtures | Lighting Fixtures | P | Type C5 | 40 | Nr |  | 0 | [5 empty] | Type C5 | 40 | Nr |  | 0 | 0 | 0
Mansour | 26 | ELECTRICAL | 265100 | INTERIOR LIGHTING | EL | Item | 1194 | 265100 - INTERIOR LIGHTING | 265100 - INTERIOR LIGHTING | K | Type E1 | 5 | Nr | 66 | 330 | [5 empty] | Type E1 | 5 | Nr | 66 | 330 | 64.02 | 320.1
Mansour | 26 | ELECTRICAL | 265100 | INTERIOR LIGHTING | EL | Item | 1195 | Lighting Fixtures | Lighting Fixtures | A | Type E11 | 3 | Nr | 120 | 360 | [5 empty] | Type E11 | 3 | Nr | 120 | 360 | 116.4 | 349.2
Mansour | 26 | ELECTRICAL | 265100 | INTERIOR LIGHTING | EL | Item | 1196 | 265100 - INTERIOR LIGHTING | 265100 - INTERIOR LIGHTING | B | Type E2 | 16 | Nr |  | 0 | [5 empty] | Type E2 | 16 | Nr |  | 0 | 0 | 0
Mansour | 26 | ELECTRICAL | 265100 | INTERIOR LIGHTING | EL | Item | 1197 | Lighting Fixtures | Lighting Fixtures | B | Type M1 | 6 | Nr | 135 | 810 | [5 empty] | Type M1 | 6 | Nr | 135 | 810 | 130.95 | 785.7
Mansour | 26 | ELECTRICAL | 265100 | INTERIOR LIGHTING | EL | Item | 1198 | 265100 - INTERIOR LIGHTING | 265100 - INTERIOR LIGHTING | C | Type BH | 2 | Nr | 66 | 132 | [5 empty] | Type BH | 2 | Nr | 66 | 132 | 64.02 | 128.04
Mansour | 26 | ELECTRICAL | 265100 | INTERIOR LIGHTING | EL | Item | 1199 | Lighting Fixtures | Lighting Fixtures | D | Type U2 | 10 | Nr | 73 | 730 | [5 empty] | Type U2 | 10 | Nr | 73 | 730 | 70.81 | 708.1
Mansour | 26 | ELECTRICAL | 265100 | INTERIOR LIGHTING | EL | Item | 1200 | 265100 - INTERIOR LIGHTING | 265100 - INTERIOR LIGHTING | F | Type U3 | 7 | Nr |  | 0 | [5 empty] | Type U3 | 7 | Nr |  | 0 | 0 | 0
Mansour | 26 | ELECTRICAL | 265100 | INTERIOR LIGHTING | EL | Item | 1201 | Lighting Fixtures | Lighting Fixtures | G | Type S1 | 533 | m |  | 0 | [5 empty] | Type S1 | 533 | m |  | 0 | 0 | 0
Mansour | 26 | ELECTRICAL | 265100 | INTERIOR LIGHTING | EL | Other | 1202 | 265100 - INTERIOR LIGHTING | 265100 - INTERIOR LIGHTING | BILL NO. 26 - ELECTRICAL |  |  |  | J.D | 0 | [8 empty] | J.D | 297724
Mansour | 26 | ELECTRICAL | To Summary | To Summary |  | Bill Sum | 1203 | Lighting Fixtures | Lighting Fixtures | To Summary
Mansour | 27 | COMMUNICATIONS | 270536 | CABLE TRAYS FOR COMMUNICATIONS SYSTEMS | EL | Other | 1204 | 265100 - INTERIOR LIGHTING | 265100 - INTERIOR LIGHTING | BILL NO. 27
Mansour | 27 | COMMUNICATIONS | 270536 | CABLE TRAYS FOR COMMUNICATIONS SYSTEMS | EL | Other | 1205 | Lighting Fixtures | Lighting Fixtures | COMMUNICATIONS
Mansour | 27 | COMMUNICATIONS | 270536 | CABLE TRAYS FOR COMMUNICATIONS SYSTEMS | EL | Other | 1206 | 265100 - INTERIOR LIGHTING | 265100 - INTERIOR LIGHTING | Item | Description | Qty | Unit | Rate | Amount | [5 empty] | Description | Qty | Unit | Rate | Amount
Mansour | 27 | COMMUNICATIONS | 270536 | CABLE TRAYS FOR COMMUNICATIONS SYSTEMS | EL | Other | 1207 | Lighting Fixtures | Lighting Fixtures | [5 empty] | J.D | [9 empty] | J.D
Mansour | 27 | COMMUNICATIONS | 270536 | CABLE TRAYS FOR COMMUNICATIONS SYSTEMS | EL | Other | 1208 | 270536 - CABLE TRAYS FOR COMMUNICATIONS SYSTEMS | 270536 - CABLE TRAYS FOR COMMUNICATIONS SYSTEMS |  | 270536 - CABLE TRAYS FOR COMMUNICATIONS SYSTEMS | [9 empty] | 270536 - CABLE TRAYS FOR COMMUNICATIONS SYSTEMS
Mansour | 27 | COMMUNICATIONS | 270536 | CABLE TRAYS FOR COMMUNICATIONS SYSTEMS | EL | Other | 1209 | Supply, installation, testing, commissioning, putting into satisfactory operation and handing over complete Cable Trays for Communication Systems; including all necessary accessories, fittings, Support, fixation, cable bonding and labelling, cable management, licenses and all required software ; complete; As shown on drawings and described in specifications | Supply, installation, testing, commissioning, putting into satisfactory operation and handing over complete Cable Trays for Communication Systems; including all necessary accessories, fittings, Support, fixation, cable bonding and labelling, cable management, licenses and all required software ; complete; As shown on drawings and described in specifications |  | Supply, installation, testing, commissioning, putting into satisfactory operation and handing over complete Cable Trays for Communication Systems; including all necessary accessories, fittings, Support, fixation, cable bonding and labelling, cable management, licenses and all required software ; complete; As shown on drawings and described in specifications | [9 empty] | Supply, installation, testing, commissioning, putting into satisfactory operation and handing over complete Cable Trays for Communication Systems; including all necessary accessories, fittings, Support, fixation, cable bonding and labelling, cable management, licenses and all required software ; complete; As shown on drawings and described in specifications
Mansour | 27 | COMMUNICATIONS | 270536 | CABLE TRAYS FOR COMMUNICATIONS SYSTEMS | EL | Other | 1210 | Covered Cable Trays | Covered Cable Trays |  | Covered Cable Trays | [9 empty] | Covered Cable Trays
Mansour | 27 | COMMUNICATIONS | 270536 | CABLE TRAYS FOR COMMUNICATIONS SYSTEMS | EL | Item | 1211 | Supply, installation, testing, commissioning, putting into satisfactory operation and handing over complete Cable Trays for Communication Systems; including all necessary accessories, fittings, Support, fixation, cable bonding and labelling, cable management, licenses and all required software ; complete; As shown on drawings and described in specifications | Supply, installation, testing, commissioning, putting into satisfactory operation and handing over complete Cable Trays for Communication Systems; including all necessary accessories, fittings, Support, fixation, cable bonding and labelling, cable management, licenses and all required software ; complete; As shown on drawings and described in specifications | A | Horizontal cable tray 150 x100mm | 150 | m | 15 | 2250 | [5 empty] | Horizontal cable tray 150 x100mm | 150 | m | 15 | 2250 | 14.55 | 2182.5
Mansour | 27 | COMMUNICATIONS | 270536 | CABLE TRAYS FOR COMMUNICATIONS SYSTEMS | EL | Item | 1212 | Covered Cable Trays | Covered Cable Trays | B | Vertical cable tray 150 x 100 mm | 5 | m | 15 | 75 | [5 empty] | Vertical cable tray 150 x 100 mm | 5 | m | 15 | 75 | 14.55 | 72.75
Mansour | 27 | COMMUNICATIONS | 271105 | COMMUNICATIONS EQUIPMENT ROOM FITTINGS (TIA) | EL | Other | 1213 | 271105 - COMMUNICATIONS EQUIPMENT ROOM FITTINGS (TIA) | 271105 - COMMUNICATIONS EQUIPMENT ROOM FITTINGS (TIA) |  | 271105 - COMMUNICATIONS EQUIPMENT ROOM FITTINGS (TIA) | [9 empty] | 271105 - COMMUNICATIONS EQUIPMENT ROOM FITTINGS (TIA)
Mansour | 27 | COMMUNICATIONS | 271105 | COMMUNICATIONS EQUIPMENT ROOM FITTINGS (TIA) | EL | Other | 1214 | Supply, installation, testing, commissioning, putting into satisfactory operation and handing over complete Communication Equipment Room Fittings ; including all necessary accessories, fittings, Support, fixation, cable bonding and labelling, cable management, licenses and all required software ; complete; As shown on drawings and described in specifications | Supply, installation, testing, commissioning, putting into satisfactory operation and handing over complete Communication Equipment Room Fittings ; including all necessary accessories, fittings, Support, fixation, cable bonding and labelling, cable management, licenses and all required software ; complete; As shown on drawings and described in specifications |  | Supply, installation, testing, commissioning, putting into satisfactory operation and handing over complete Communication Equipment Room Fittings ; including all necessary accessories, fittings, Support, fixation, cable bonding and labelling, cable management, licenses and all required software ; complete; As shown on drawings and described in specifications | [9 empty] | Supply, installation, testing, commissioning, putting into satisfactory operation and handing over complete Communication Equipment Room Fittings ; including all necessary accessories, fittings, Support, fixation, cable bonding and labelling, cable management, licenses and all required software ; complete; As shown on drawings and described in specifications
Mansour | 27 | COMMUNICATIONS | 271105 | COMMUNICATIONS EQUIPMENT ROOM FITTINGS (TIA) | EL | Other | 1215 | Telecommunications equipment cabinets; wall-mounted; modular type; | Telecommunications equipment cabinets; wall-mounted; modular type; |  | Telecommunications equipment cabinets; wall-mounted; modular type; | [9 empty] | Telecommunications equipment cabinets; wall-mounted; modular type;
Mansour | 27 | COMMUNICATIONS | 271105 | COMMUNICATIONS EQUIPMENT ROOM FITTINGS (TIA) | EL | Item | 1216 | Supply, installation, testing, commissioning, putting into satisfactory operation and handing over complete Communication Equipment Room Fittings ; including all necessary accessories, fittings, Support, fixation, cable bonding and labelling, cable management, licenses and all required software ; complete; As shown on drawings and described in specifications | Supply, installation, testing, commissioning, putting into satisfactory operation and handing over complete Communication Equipment Room Fittings ; including all necessary accessories, fittings, Support, fixation, cable bonding and labelling, cable management, licenses and all required software ; complete; As shown on drawings and described in specifications | A | Wall Mounted Cabinet, door & ventilation provisions as specified; 600 x 600 mm; 24 RU ; | 1 | Nr | 2656 | 2656 | [5 empty] | Wall Mounted Cabinet, door & ventilation provisions as specified; 600 x 600 mm; 24 RU ; | 1 | Nr | 2656 | 2656 | 2576.32 | 2576.32
Mansour | 27 | COMMUNICATIONS | 271305 | COMMUNICATIONS BACKBONE CABLING (TIA) | EL | Other | 1217 | 271305 - COMMUNICATIONS BACKBONE CABLING (TIA) | 271305 - COMMUNICATIONS BACKBONE CABLING (TIA) |  | 271305 - COMMUNICATIONS BACKBONE CABLING (TIA) | [9 empty] | 271305 - COMMUNICATIONS BACKBONE CABLING (TIA)
Mansour | 27 | COMMUNICATIONS | 271305 | COMMUNICATIONS BACKBONE CABLING (TIA) | EL | Other | 1218 | Supply, installation, testing, commissioning, putting into satisfactory operation and handing over complete communication backbone cabling ; including all necessary accessories, fittings, Support, fixation, cable bonding and labelling, cable management, licenses and all required software ; complete; As shown on drawings and described in specifications | Supply, installation, testing, commissioning, putting into satisfactory operation and handing over complete communication backbone cabling ; including all necessary accessories, fittings, Support, fixation, cable bonding and labelling, cable management, licenses and all required software ; complete; As shown on drawings and described in specifications |  | Supply, installation, testing, commissioning, putting into satisfactory operation and handing over complete communication backbone cabling ; including all necessary accessories, fittings, Support, fixation, cable bonding and labelling, cable management, licenses and all required software ; complete; As shown on drawings and described in specifications | [9 empty] | Supply, installation, testing, commissioning, putting into satisfactory operation and handing over complete communication backbone cabling ; including all necessary accessories, fittings, Support, fixation, cable bonding and labelling, cable management, licenses and all required software ; complete; As shown on drawings and described in specifications
Mansour | 27 | COMMUNICATIONS | 271305 | COMMUNICATIONS BACKBONE CABLING (TIA) | EL | Other | 1219 | Backbone Cables: UTP; CAT 3; PVC sheathed; suitable for indoor use as specified; | Backbone Cables: UTP; CAT 3; PVC sheathed; suitable for indoor use as specified; |  | Backbone Cables: UTP; CAT 3; PVC sheathed; suitable for indoor use as specified; | [9 empty] | Backbone Cables: UTP; CAT 3; PVC sheathed; suitable for indoor use as specified;
Mansour | 27 | COMMUNICATIONS | 271305 | COMMUNICATIONS BACKBONE CABLING (TIA) | EL | Item | 1220 | Supply, installation, testing, commissioning, putting into satisfactory operation and handing over complete communication backbone cabling ; including all necessary accessories, fittings, Support, fixation, cable bonding and labelling, cable management, licenses and all required software ; complete; As shown on drawings and described in specifications | Supply, installation, testing, commissioning, putting into satisfactory operation and handing over complete communication backbone cabling ; including all necessary accessories, fittings, Support, fixation, cable bonding and labelling, cable management, licenses and all required software ; complete; As shown on drawings and described in specifications | B | 50-Pair Cat 3, UTP Cable; | 170 | m | 8 | 1360 | [5 empty] | 50-Pair Cat 3, UTP Cable; | 170 | m | 8 | 1360 | 7.76 | 1319.2
Mansour | 27 | COMMUNICATIONS | 271305 | COMMUNICATIONS BACKBONE CABLING (TIA) | EL | Other | 1221 | Main and Intermediate Cross-Connects | Main and Intermediate Cross-Connects |  | Main and Intermediate Cross-Connects | [9 empty] | Main and Intermediate Cross-Connects |  |  |  | 0
Mansour | 27 | COMMUNICATIONS | 271305 | COMMUNICATIONS BACKBONE CABLING (TIA) | EL | Item | 1222 | Supply, installation, testing, commissioning, putting into satisfactory operation and handing over complete communication backbone cabling ; including all necessary accessories, fittings, Support, fixation, cable bonding and labelling, cable management, licenses and all required software ; complete; As shown on drawings and described in specifications | Supply, installation, testing, commissioning, putting into satisfactory operation and handing over complete communication backbone cabling ; including all necessary accessories, fittings, Support, fixation, cable bonding and labelling, cable management, licenses and all required software ; complete; As shown on drawings and described in specifications | A | Main Distribution Frame (MDF) - 50 Pair | 1 | Nr | 105 | 105 | [5 empty] | Main Distribution Frame (MDF) - 50 Pair | 1 | Nr | 105 | 105 | 101.85 | 101.85
Mansour | 27 | COMMUNICATIONS | 271305 | COMMUNICATIONS BACKBONE CABLING (TIA) | EL | Item | 1223 | Main and Intermediate Cross-Connects | Main and Intermediate Cross-Connects | B | IDC 110 Block (50 Pairs) | 1 | Nr | 21 | 21 | [5 empty] | IDC 110 Block (50 Pairs) | 1 | Nr | 21 | 21 | 20.37 | 20.37
Mansour | 27 | COMMUNICATIONS | 271505 | COMMUNICATIONS HORIZONTAL CABLING (TIA) | EL | Other | 1224 | 271505 - COMMUNICATIONS HORIZONTAL CABLING (TIA) | 271505 - COMMUNICATIONS HORIZONTAL CABLING (TIA) |  | 271505 - COMMUNICATIONS HORIZONTAL CABLING (TIA) | [9 empty] | 271505 - COMMUNICATIONS HORIZONTAL CABLING (TIA) |  |  |  | 0
Mansour | 27 | COMMUNICATIONS | 271505 | COMMUNICATIONS HORIZONTAL CABLING (TIA) | EL | Other | 1225 | Supply, installation, testing, commissioning, putting into satisfactory operation and handing over complete communication horizontal cabling ; including all necessary accessories, fittings, Support, fixation, cable bonding and labelling, cable management, licenses and all required software ; complete; As shown on drawings and described in specifications | Supply, installation, testing, commissioning, putting into satisfactory operation and handing over complete communication horizontal cabling ; including all necessary accessories, fittings, Support, fixation, cable bonding and labelling, cable management, licenses and all required software ; complete; As shown on drawings and described in specifications |  | Supply, installation, testing, commissioning, putting into satisfactory operation and handing over complete communication horizontal cabling ; including all necessary accessories, fittings, Support, fixation, cable bonding and labelling, cable management, licenses and all required software ; complete; As shown on drawings and described in specifications | [9 empty] | Supply, installation, testing, commissioning, putting into satisfactory operation and handing over complete communication horizontal cabling ; including all necessary accessories, fittings, Support, fixation, cable bonding and labelling, cable management, licenses and all required software ; complete; As shown on drawings and described in specifications |  |  |  | 0
Mansour | 27 | COMMUNICATIONS | 271505 | COMMUNICATIONS HORIZONTAL CABLING (TIA) | EL | Other | 1226 | Telecommunications Outlets/Connectors | Telecommunications Outlets/Connectors |  | Telecommunications Outlets/Connectors | [9 empty] | Telecommunications Outlets/Connectors |  |  |  | 0
Mansour | 27 | COMMUNICATIONS | 271505 | COMMUNICATIONS HORIZONTAL CABLING (TIA) | EL | Item | 1227 | Supply, installation, testing, commissioning, putting into satisfactory operation and handing over complete communication horizontal cabling ; including all necessary accessories, fittings, Support, fixation, cable bonding and labelling, cable management, licenses and all required software ; complete; As shown on drawings and described in specifications | Supply, installation, testing, commissioning, putting into satisfactory operation and handing over complete communication horizontal cabling ; including all necessary accessories, fittings, Support, fixation, cable bonding and labelling, cable management, licenses and all required software ; complete; As shown on drawings and described in specifications | C | Single (1) Cat 6A RJ45 Outlet; Wall-Mounted; | 11 | Nr | 39 | 429 | [5 empty] | Single (1) Cat 6A RJ45 Outlet; Wall-Mounted; | 11 | Nr | 39 | 429 | 37.83 | 416.13
Mansour | 27 | COMMUNICATIONS | 271505 | COMMUNICATIONS HORIZONTAL CABLING (TIA) | EL | Item | 1228 | Telecommunications Outlets/Connectors | Telecommunications Outlets/Connectors | D | Single (1) Cat 6A RJ45 Outlet; Ceiling-Mounted; | 4 | Nr | 39 | 156 | [5 empty] | Single (1) Cat 6A RJ45 Outlet; Ceiling-Mounted; | 4 | Nr | 39 | 156 | 37.83 | 151.32
Mansour | 27 | COMMUNICATIONS | 271505 | COMMUNICATIONS HORIZONTAL CABLING (TIA) | EL | Item | 1229 | Supply, installation, testing, commissioning, putting into satisfactory operation and handing over complete communication horizontal cabling ; including all necessary accessories, fittings, Support, fixation, cable bonding and labelling, cable management, licenses and all required software ; complete; As shown on drawings and described in specifications | Supply, installation, testing, commissioning, putting into satisfactory operation and handing over complete communication horizontal cabling ; including all necessary accessories, fittings, Support, fixation, cable bonding and labelling, cable management, licenses and all required software ; complete; As shown on drawings and described in specifications | E | Duplex (2) Cat 6A RJ45 Outlet; Wall-Mounted; | 5 | Nr | 76 | 380 | [5 empty] | Duplex (2) Cat 6A RJ45 Outlet; Wall-Mounted; | 5 | Nr | 76 | 380 | 73.72 | 368.6
Mansour | 27 | COMMUNICATIONS | 271505 | COMMUNICATIONS HORIZONTAL CABLING (TIA) | EL | Item | 1230 | Telecommunications Outlets/Connectors | Telecommunications Outlets/Connectors | F | Duplex (2) Cat 6A RJ45 Outlet; Floor-Mounted; | 1 | Nr |  | 0 | [5 empty] | Duplex (2) Cat 6A RJ45 Outlet; Floor-Mounted; | 1 | Nr |  | 0 | 0 | 0
Mansour | 27 | COMMUNICATIONS | 271505 | COMMUNICATIONS HORIZONTAL CABLING (TIA) | EL | Other | 1231 | Horizontal Cross-connects, | Horizontal Cross-connects, |  | Horizontal Cross-connects, | [9 empty] | Horizontal Cross-connects, |  |  |  | 0
Mansour | 27 | COMMUNICATIONS | 271505 | COMMUNICATIONS HORIZONTAL CABLING (TIA) | EL | Item | 1232 | Telecommunications Outlets/Connectors | Telecommunications Outlets/Connectors | F | 48-Port Cat 6A UTP/STP RJ45; fully equipped; Patch Panels; | 1 | Nr | 270 | 270 | [5 empty] | 48-Port Cat 6A UTP/STP RJ45; fully equipped; Patch Panels; | 1 | Nr | 270 | 270 | 261.9 | 261.9
Mansour | 27 | COMMUNICATIONS | 272109 | DATA COMM FOR CAMPUS NETWORK | EL | Other | 1233 | 272109 - DATA COMM FOR CAMPUS NETWORK | 272109 - DATA COMM FOR CAMPUS NETWORK |  | 272109 - DATA COMM FOR CAMPUS NETWORK | [9 empty] | 272109 - DATA COMM FOR CAMPUS NETWORK |  |  |  | 0
Mansour | 27 | COMMUNICATIONS | 272109 | DATA COMM FOR CAMPUS NETWORK | EL | Other | 1234 | Supply, installation, testing, commissioning, putting into satisfactory operation and handing over complete Data Communication Devices ; including all necessary accessories, fittings, Support, fixation, cable bonding and labelling, cable management, licenses and all required software ; complete; As shown on drawings and described in specifications | Supply, installation, testing, commissioning, putting into satisfactory operation and handing over complete Data Communication Devices ; including all necessary accessories, fittings, Support, fixation, cable bonding and labelling, cable management, licenses and all required software ; complete; As shown on drawings and described in specifications |  | Supply, installation, testing, commissioning, putting into satisfactory operation and handing over complete Data Communication Devices ; including all necessary accessories, fittings, Support, fixation, cable bonding and labelling, cable management, licenses and all required software ; complete; As shown on drawings and described in specifications | [9 empty] | Supply, installation, testing, commissioning, putting into satisfactory operation and handing over complete Data Communication Devices ; including all necessary accessories, fittings, Support, fixation, cable bonding and labelling, cable management, licenses and all required software ; complete; As shown on drawings and described in specifications |  |  |  | 0
Mansour | 27 | COMMUNICATIONS | 272109 | DATA COMM FOR CAMPUS NETWORK | EL | Other | 1235 | Active communications and data processing equipment | Active communications and data processing equipment |  | Active communications and data processing equipment | [9 empty] | Active communications and data processing equipment |  |  |  | 0
Mansour | 27 | COMMUNICATIONS | 272109 | DATA COMM FOR CAMPUS NETWORK | EL | Item | 1236 | Supply, installation, testing, commissioning, putting into satisfactory operation and handing over complete Data Communication Devices ; including all necessary accessories, fittings, Support, fixation, cable bonding and labelling, cable management, licenses and all required software ; complete; As shown on drawings and described in specifications | Supply, installation, testing, commissioning, putting into satisfactory operation and handing over complete Data Communication Devices ; including all necessary accessories, fittings, Support, fixation, cable bonding and labelling, cable management, licenses and all required software ; complete; As shown on drawings and described in specifications | A | 48-Ports Access data switches ; | 1 | Nr | 724 | 724 | [5 empty] | 48-Ports Access data switches ; | 1 | Nr | 724 | 724 | 702.28 | 702.28
Mansour | 27 | COMMUNICATIONS | 272133 | WIRELESS DATA NETWORK | EL | Other | 1237 | 272133 - WIRELESS DATA NETWORK | 272133 - WIRELESS DATA NETWORK |  | 272133 - WIRELESS DATA NETWORK | [9 empty] | 272133 - WIRELESS DATA NETWORK |  |  |  | 0
Mansour | 27 | COMMUNICATIONS | 272133 | WIRELESS DATA NETWORK | EL | Other | 1238 | Supply, installation, testing, commissioning, putting into satisfactory operation and handing over complete Wireless Data Network ; including all necessary accessories, fittings, Support, fixation, cable bonding and labelling, cable management, licenses and all required software ; complete; As shown on drawings and described in specifications | Supply, installation, testing, commissioning, putting into satisfactory operation and handing over complete Wireless Data Network ; including all necessary accessories, fittings, Support, fixation, cable bonding and labelling, cable management, licenses and all required software ; complete; As shown on drawings and described in specifications |  | Supply, installation, testing, commissioning, putting into satisfactory operation and handing over complete Wireless Data Network ; including all necessary accessories, fittings, Support, fixation, cable bonding and labelling, cable management, licenses and all required software ; complete; As shown on drawings and described in specifications | [9 empty] | Supply, installation, testing, commissioning, putting into satisfactory operation and handing over complete Wireless Data Network ; including all necessary accessories, fittings, Support, fixation, cable bonding and labelling, cable management, licenses and all required software ; complete; As shown on drawings and described in specifications |  |  |  | 0
Mansour | 27 | COMMUNICATIONS | 272133 | WIRELESS DATA NETWORK | EL | Other | 1239 | Wireless data network components | Wireless data network components |  | Wireless data network components | [9 empty] | Wireless data network components |  |  |  | 0
Mansour | 27 | COMMUNICATIONS | 272133 | WIRELESS DATA NETWORK | EL | Item | 1240 | Supply, installation, testing, commissioning, putting into satisfactory operation and handing over complete Wireless Data Network ; including all necessary accessories, fittings, Support, fixation, cable bonding and labelling, cable management, licenses and all required software ; complete; As shown on drawings and described in specifications | Supply, installation, testing, commissioning, putting into satisfactory operation and handing over complete Wireless Data Network ; including all necessary accessories, fittings, Support, fixation, cable bonding and labelling, cable management, licenses and all required software ; complete; As shown on drawings and described in specifications | B | Wireless controllers, | 1 | Item | 1830 | 1830 | [5 empty] | Wireless controllers, | 1 | Item | 1830 | 1830 | 1775.1 | 1775.1
Mansour | 27 | COMMUNICATIONS | 272133 | WIRELESS DATA NETWORK | EL | Item | 1241 | Wireless data network components | Wireless data network components | C | Wireless radio access points and antennas; | 4 | Nr | 282 | 1128 | [5 empty] | Wireless radio access points and antennas; | 4 | Nr | 282 | 1128 | 273.54 | 1094.16
Mansour | 27 | COMMUNICATIONS | 272133 | WIRELESS DATA NETWORK | EL | Item | 1242 | Supply, installation, testing, commissioning, putting into satisfactory operation and handing over complete Wireless Data Network ; including all necessary accessories, fittings, Support, fixation, cable bonding and labelling, cable management, licenses and all required software ; complete; As shown on drawings and described in specifications | Supply, installation, testing, commissioning, putting into satisfactory operation and handing over complete Wireless Data Network ; including all necessary accessories, fittings, Support, fixation, cable bonding and labelling, cable management, licenses and all required software ; complete; As shown on drawings and described in specifications | D | Wireless data network system administration software; | 1 | Item | 398 | 398 | [5 empty] | Wireless data network system administration software; | 1 | Item | 398 | 398 | 386.06 | 386.06
Mansour | 27 | COMMUNICATIONS | 272133 | WIRELESS DATA NETWORK | EL | Item | 1243 | Wireless data network components | Wireless data network components | A | Access and security control software; | 1 | Item | 664 | 664 | [5 empty] | Access and security control software; | 1 | Item | 664 | 664 | 644.08 | 644.08 | Unpriced in PDF Bill 27 Page 4/8, however, it is priced in the Excel BOQ, uncarried
Mansour | 27 | COMMUNICATIONS | 274133 | MASTER ANTENNA TELEVISION SYSTEM | EL | Other | 1244 | 274133- MASTER ANTENNA TELEVISION SYSTEM | 274133- MASTER ANTENNA TELEVISION SYSTEM |  | 274133- MASTER ANTENNA TELEVISION SYSTEM | [9 empty] | 274133- MASTER ANTENNA TELEVISION SYSTEM |  |  |  | 0
Mansour | 27 | COMMUNICATIONS | 274133 | MASTER ANTENNA TELEVISION SYSTEM | EL | Other | 1245 | Supply, installation, testing, commissioning, putting into satisfactory operation and handing over complete Master Antenna Television System; including all necessary accessories, fittings, Support, fixation, cable bonding and labelling, cable management, licenses and all required software ; complete; As shown on drawings and described in specifications | Supply, installation, testing, commissioning, putting into satisfactory operation and handing over complete Master Antenna Television System; including all necessary accessories, fittings, Support, fixation, cable bonding and labelling, cable management, licenses and all required software ; complete; As shown on drawings and described in specifications |  | Supply, installation, testing, commissioning, putting into satisfactory operation and handing over complete Master Antenna Television System; including all necessary accessories, fittings, Support, fixation, cable bonding and labelling, cable management, licenses and all required software ; complete; As shown on drawings and described in specifications | [9 empty] | Supply, installation, testing, commissioning, putting into satisfactory operation and handing over complete Master Antenna Television System; including all necessary accessories, fittings, Support, fixation, cable bonding and labelling, cable management, licenses and all required software ; complete; As shown on drawings and described in specifications |  |  |  | 0
Mansour | 27 | COMMUNICATIONS | 274133 | MASTER ANTENNA TELEVISION SYSTEM | EL | Item | 1246 | 274133- MASTER ANTENNA TELEVISION SYSTEM | 274133- MASTER ANTENNA TELEVISION SYSTEM | B | Satellite Dish | 1 | Nr | 219 | 219 | [5 empty] | Satellite Dish | 1 | Nr | 219 | 219 | 212.43 | 212.43
Mansour | 27 | COMMUNICATIONS | 274133 | MASTER ANTENNA TELEVISION SYSTEM | EL | Item | 1247 | Supply, installation, testing, commissioning, putting into satisfactory operation and handing over complete Master Antenna Television System; including all necessary accessories, fittings, Support, fixation, cable bonding and labelling, cable management, licenses and all required software ; complete; As shown on drawings and described in specifications | Supply, installation, testing, commissioning, putting into satisfactory operation and handing over complete Master Antenna Television System; including all necessary accessories, fittings, Support, fixation, cable bonding and labelling, cable management, licenses and all required software ; complete; As shown on drawings and described in specifications | C | Quad LNB | 1 | Nr | 146 | 146 | [5 empty] | Quad LNB | 1 | Nr | 146 | 146 | 141.62 | 141.62
Mansour | 27 | COMMUNICATIONS | 274133 | MASTER ANTENNA TELEVISION SYSTEM | EL | Item | 1248 | 274133- MASTER ANTENNA TELEVISION SYSTEM | 274133- MASTER ANTENNA TELEVISION SYSTEM | D | Multiswitch (5 input / 24 output) | 1 | Nr | 372 | 372 | [5 empty] | Multiswitch (5 input / 24 output) | 1 | Nr | 372 | 372 | 360.84 | 360.84
Mansour | 27 | COMMUNICATIONS | 274133 | MASTER ANTENNA TELEVISION SYSTEM | EL | Item | 1249 | Supply, installation, testing, commissioning, putting into satisfactory operation and handing over complete Master Antenna Television System; including all necessary accessories, fittings, Support, fixation, cable bonding and labelling, cable management, licenses and all required software ; complete; As shown on drawings and described in specifications | Supply, installation, testing, commissioning, putting into satisfactory operation and handing over complete Master Antenna Television System; including all necessary accessories, fittings, Support, fixation, cable bonding and labelling, cable management, licenses and all required software ; complete; As shown on drawings and described in specifications | E | MATV Outlets; Wall Mounted | 7 | Nr | 40 | 280 | [5 empty] | MATV Outlets; Wall Mounted | 7 | Nr | 40 | 280 | 38.8 | 271.6
Mansour | 27 | COMMUNICATIONS | 274116 | INTEGRATED AUDIOVISUAL SYSTEMS AND EQUIPMENT - FOR AUDITORIUM | EL | Other | 1250 | 274116 - INTEGRATED AUDIOVISUAL SYSTEMS AND EQUIPMENT - FOR AUDITORIUM | 274116 - INTEGRATED AUDIOVISUAL SYSTEMS AND EQUIPMENT - FOR AUDITORIUM |  | 274116 - INTEGRATED AUDIOVISUAL SYSTEMS AND EQUIPMENT - FOR AUDITORIUM | [9 empty] | 274116 - INTEGRATED AUDIOVISUAL SYSTEMS AND EQUIPMENT - FOR AUDITORIUM
Mansour | 27 | COMMUNICATIONS | 274116 | INTEGRATED AUDIOVISUAL SYSTEMS AND EQUIPMENT - FOR AUDITORIUM | EL | Other | 1251 | Supply, installation, testing, commissioning, putting into satisfactory operation and handing over complete Integrated AV System ; including all necessary accessories, fittings, Support, fixation, cable bonding and labelling, cable management, licenses and all required software ; complete; As shown on drawings and described in specifications | Supply, installation, testing, commissioning, putting into satisfactory operation and handing over complete Integrated AV System ; including all necessary accessories, fittings, Support, fixation, cable bonding and labelling, cable management, licenses and all required software ; complete; As shown on drawings and described in specifications |  | Supply, installation, testing, commissioning, putting into satisfactory operation and handing over complete Integrated AV System ; including all necessary accessories, fittings, Support, fixation, cable bonding and labelling, cable management, licenses and all required software ; complete; As shown on drawings and described in specifications | [9 empty] | Supply, installation, testing, commissioning, putting into satisfactory operation and handing over complete Integrated AV System ; including all necessary accessories, fittings, Support, fixation, cable bonding and labelling, cable management, licenses and all required software ; complete; As shown on drawings and described in specifications
Mansour | 27 | COMMUNICATIONS | 274116 | INTEGRATED AUDIOVISUAL SYSTEMS AND EQUIPMENT - FOR AUDITORIUM | EL | Other | 1252 | Signal Processing and Central Equipment: | Signal Processing and Central Equipment: |  | Signal Processing and Central Equipment: | [9 empty] | Signal Processing and Central Equipment:
Mansour | 27 | COMMUNICATIONS | 274116 | INTEGRATED AUDIOVISUAL SYSTEMS AND EQUIPMENT - FOR AUDITORIUM | EL | Item | 1253 | Supply, installation, testing, commissioning, putting into satisfactory operation and handing over complete Integrated AV System ; including all necessary accessories, fittings, Support, fixation, cable bonding and labelling, cable management, licenses and all required software ; complete; As shown on drawings and described in specifications | Supply, installation, testing, commissioning, putting into satisfactory operation and handing over complete Integrated AV System ; including all necessary accessories, fittings, Support, fixation, cable bonding and labelling, cable management, licenses and all required software ; complete; As shown on drawings and described in specifications | F | Control system; |  | Item |  | 0 | [5 empty] | Control system; | 1 | Item |  |  | 0 | 0
Mansour | 27 | COMMUNICATIONS | 274116 | INTEGRATED AUDIOVISUAL SYSTEMS AND EQUIPMENT - FOR AUDITORIUM | EL | Item | 1254 | Signal Processing and Central Equipment: | Signal Processing and Central Equipment: | A | Signal Processing Equipment; |  | Item |  | 0 | [5 empty] | Signal Processing Equipment; | 1 | Item |  |  | 0 | 0
Mansour | 27 | COMMUNICATIONS | 274116 | INTEGRATED AUDIOVISUAL SYSTEMS AND EQUIPMENT - FOR AUDITORIUM | EL | Other | 1255 | Video Projection Equipment & Accessories | Video Projection Equipment & Accessories |  | Video Projection Equipment & Accessories | [9 empty] | Video Projection Equipment & Accessories
Mansour | 27 | COMMUNICATIONS | 274116 | INTEGRATED AUDIOVISUAL SYSTEMS AND EQUIPMENT - FOR AUDITORIUM | EL | Item | 1256 | Signal Processing and Central Equipment: | Signal Processing and Central Equipment: | B | Projector | 1 | Nr |  | 0 | [5 empty] | Projector | 1 | Nr |  |  | 0 | 0
Mansour | 27 | COMMUNICATIONS | 274116 | INTEGRATED AUDIOVISUAL SYSTEMS AND EQUIPMENT - FOR AUDITORIUM | EL | Item | 1257 | Video Projection Equipment & Accessories | Video Projection Equipment & Accessories | C | Projector Mount | 1 | Nr |  | 0 | [5 empty] | Projector Mount | 1 | Nr |  |  | 0 | 0
Mansour | 27 | COMMUNICATIONS | 274116 | INTEGRATED AUDIOVISUAL SYSTEMS AND EQUIPMENT - FOR AUDITORIUM | EL | Item | 1258 | Signal Processing and Central Equipment: | Signal Processing and Central Equipment: | D | Motorized screen (267x356 cm) | 1 | Nr |  | 0 | [5 empty] | Motorized screen (267x356 cm) | 1 | Nr |  |  | 0 | 0
Mansour | 27 | COMMUNICATIONS | 274116 | INTEGRATED AUDIOVISUAL SYSTEMS AND EQUIPMENT - FOR AUDITORIUM | EL | Other | 1259 | Sound Re-inforcement Equipment: | Sound Re-inforcement Equipment: |  | Sound Re-inforcement Equipment: | [9 empty] | Sound Re-inforcement Equipment:
Mansour | 27 | COMMUNICATIONS | 274116 | INTEGRATED AUDIOVISUAL SYSTEMS AND EQUIPMENT - FOR AUDITORIUM | EL | Item | 1260 | Signal Processing and Central Equipment: | Signal Processing and Central Equipment: | E | Ceiling loudspeakers | 10 | Nr |  | 0 | [5 empty] | Ceiling loudspeakers | 10 | Nr |  |  | 0 | 0
Mansour | 27 | COMMUNICATIONS | 274116 | INTEGRATED AUDIOVISUAL SYSTEMS AND EQUIPMENT - FOR AUDITORIUM | EL | Item | 1261 | Sound Re-inforcement Equipment: | Sound Re-inforcement Equipment: | F | Hardwired microphone | 3 | Nr |  | 0 | [5 empty] | Hardwired microphone | 3 | Nr |  |  | 0 | 0
Mansour | 27 | COMMUNICATIONS | 274116 | INTEGRATED AUDIOVISUAL SYSTEMS AND EQUIPMENT - FOR AUDITORIUM | EL | Item | 1262 | Signal Processing and Central Equipment: | Signal Processing and Central Equipment: | G | Wireless microphone | 2 | Nr |  | 0 | [5 empty] | Wireless microphone | 2 | Nr |  |  | 0 | 0
Mansour | 27 | COMMUNICATIONS | 274116 | INTEGRATED AUDIOVISUAL SYSTEMS AND EQUIPMENT - FOR AUDITORIUM | EL | Other | 1263 | Miscellaneous Components: | Miscellaneous Components: |  | Miscellaneous Components: | [9 empty] | Miscellaneous Components:
Mansour | 27 | COMMUNICATIONS | 274116 | INTEGRATED AUDIOVISUAL SYSTEMS AND EQUIPMENT - FOR AUDITORIUM | EL | Item | 1264 | Signal Processing and Central Equipment: | Signal Processing and Central Equipment: | H | AV floor box | 1 | Nr |  | 0 | [5 empty] | AV floor box | 1 | Nr |  |  | 0 | 0
Mansour | 27 | COMMUNICATIONS | 274116 | INTEGRATED AUDIOVISUAL SYSTEMS AND EQUIPMENT - FOR AUDITORIUM | EL | Item | 1265 | Miscellaneous Components: | Miscellaneous Components: | J | AV wall plat | 1 | Nr |  | 0 | [5 empty] | AV wall plat | 1 | Nr |  |  | 0 | 0
Mansour | 27 | COMMUNICATIONS | 274116 | INTEGRATED AUDIOVISUAL SYSTEMS AND EQUIPMENT - FOR AUDITORIUM | EL | Item | 1266 | Signal Processing and Central Equipment: | Signal Processing and Central Equipment: | K | Touch Panel, (Wireless Touch Panel, 10.1"), | 1 | Nr |  | 0 | [5 empty] | Touch Panel, (Wireless Touch Panel, 10.1"), | 1 | Nr |  |  | 0 | 0
Mansour | 27 | COMMUNICATIONS | 274116 | INTEGRATED AUDIOVISUAL SYSTEMS AND EQUIPMENT - FOR AUDITORIUM | EL | Other | 1267 | A/V Equipment Racks/ Cabinets | A/V Equipment Racks/ Cabinets |  | A/V Equipment Racks/ Cabinets | [9 empty] | A/V Equipment Racks/ Cabinets
Mansour | 27 | COMMUNICATIONS | 274116 | INTEGRATED AUDIOVISUAL SYSTEMS AND EQUIPMENT - FOR AUDITORIUM | EL | Item | 1268 | Signal Processing and Central Equipment: | Signal Processing and Central Equipment: | L | A/V Racks/Credenza; | 1 | Nr |  | 0 | [5 empty] | A/V Racks/Credenza; | 1 | Nr |  |  | 0 | 0
Mansour | 27 | COMMUNICATIONS | 275118 | PUBLIC ADDRESS / VOICE ALARM (PA/VA) SYSTEM | EL | Other | 1269 | 275118 - PUBLIC ADDRESS / VOICE ALARM (PA/VA) SYSTEM | 275118 - PUBLIC ADDRESS / VOICE ALARM (PA/VA) SYSTEM |  | 275118 - PUBLIC ADDRESS / VOICE ALARM (PA/VA) SYSTEM | [9 empty] | 275118 - PUBLIC ADDRESS / VOICE ALARM (PA/VA) SYSTEM
Mansour | 27 | COMMUNICATIONS | 275118 | PUBLIC ADDRESS / VOICE ALARM (PA/VA) SYSTEM | EL | Other | 1270 | Supply, installation, testing, commissioning, putting into satisfactory operation and handing over complete Public Address and Voice Alarm (PA/VA) System ; including all necessary accessories, fittings, Support, fixation, cable bonding and labelling, cable management, licenses and all required software ; complete; As shown on drawings and described in specifications | Supply, installation, testing, commissioning, putting into satisfactory operation and handing over complete Public Address and Voice Alarm (PA/VA) System ; including all necessary accessories, fittings, Support, fixation, cable bonding and labelling, cable management, licenses and all required software ; complete; As shown on drawings and described in specifications |  | Supply, installation, testing, commissioning, putting into satisfactory operation and handing over complete Public Address and Voice Alarm (PA/VA) System ; including all necessary accessories, fittings, Support, fixation, cable bonding and labelling, cable management, licenses and all required software ; complete; As shown on drawings and described in specifications | [9 empty] | Supply, installation, testing, commissioning, putting into satisfactory operation and handing over complete Public Address and Voice Alarm (PA/VA) System ; including all necessary accessories, fittings, Support, fixation, cable bonding and labelling, cable management, licenses and all required software ; complete; As shown on drawings and described in specifications
Mansour | 27 | COMMUNICATIONS | 275118 | PUBLIC ADDRESS / VOICE ALARM (PA/VA) SYSTEM | EL | Other | 1271 | Central (Headend) System Components; | Central (Headend) System Components; |  | Central (Headend) System Components; | [9 empty] | Central (Headend) System Components;
Mansour | 27 | COMMUNICATIONS | 275118 | PUBLIC ADDRESS / VOICE ALARM (PA/VA) SYSTEM | EL | Item | 1272 | Supply, installation, testing, commissioning, putting into satisfactory operation and handing over complete Public Address and Voice Alarm (PA/VA) System ; including all necessary accessories, fittings, Support, fixation, cable bonding and labelling, cable management, licenses and all required software ; complete; As shown on drawings and described in specifications | Supply, installation, testing, commissioning, putting into satisfactory operation and handing over complete Public Address and Voice Alarm (PA/VA) System ; including all necessary accessories, fittings, Support, fixation, cable bonding and labelling, cable management, licenses and all required software ; complete; As shown on drawings and described in specifications | A | PA system headend equipment, as specified; | 1 | Item | 478 | 478 | [5 empty] | PA system headend equipment, as specified; | 1 | Item | 478 | 478 | 463.66 | 463.66
Mansour | 27 | COMMUNICATIONS | 275118 | PUBLIC ADDRESS / VOICE ALARM (PA/VA) SYSTEM | EL | Other | 1273 | System Peripheral Devices; | System Peripheral Devices; |  | System Peripheral Devices; | [9 empty] | System Peripheral Devices; |  |  |  | 0
Mansour | 27 | COMMUNICATIONS | 275118 | PUBLIC ADDRESS / VOICE ALARM (PA/VA) SYSTEM | EL | Item | 1274 | Supply, installation, testing, commissioning, putting into satisfactory operation and handing over complete Public Address and Voice Alarm (PA/VA) System ; including all necessary accessories, fittings, Support, fixation, cable bonding and labelling, cable management, licenses and all required software ; complete; As shown on drawings and described in specifications | Supply, installation, testing, commissioning, putting into satisfactory operation and handing over complete Public Address and Voice Alarm (PA/VA) System ; including all necessary accessories, fittings, Support, fixation, cable bonding and labelling, cable management, licenses and all required software ; complete; As shown on drawings and described in specifications | B | Paging Microphone | 1 | Nr | 299 | 299 | [5 empty] | Paging Microphone | 1 | Nr | 299 | 299 | 290.03 | 290.03
Mansour | 27 | COMMUNICATIONS | 275118 | PUBLIC ADDRESS / VOICE ALARM (PA/VA) SYSTEM | EL | Item | 1275 | System Peripheral Devices; | System Peripheral Devices; | C | Ceiling mounted speaker (6w) | 90 | Nr | 159 | 14310 | [5 empty] | Ceiling mounted speaker (6w) | 90 | Nr | 159 | 14310 | 154.23 | 13880.7
Mansour | 27 | COMMUNICATIONS | 275118 | PUBLIC ADDRESS / VOICE ALARM (PA/VA) SYSTEM | EL | Item | 1276 | Supply, installation, testing, commissioning, putting into satisfactory operation and handing over complete Public Address and Voice Alarm (PA/VA) System ; including all necessary accessories, fittings, Support, fixation, cable bonding and labelling, cable management, licenses and all required software ; complete; As shown on drawings and described in specifications | Supply, installation, testing, commissioning, putting into satisfactory operation and handing over complete Public Address and Voice Alarm (PA/VA) System ; including all necessary accessories, fittings, Support, fixation, cable bonding and labelling, cable management, licenses and all required software ; complete; As shown on drawings and described in specifications | D | Noise-operated gain controllers (Volume attenuator stations); | 1 | Nr | 1660 | 1660 | [5 empty] | Noise-operated gain controllers (Volume attenuator stations); | 1 | Nr | 1660 | 1660 | 1610.2 | 1610.2
Mansour | 27 | COMMUNICATIONS | 275118 | PUBLIC ADDRESS / VOICE ALARM (PA/VA) SYSTEM | EL | Other | 1277 | A/V Equipment Racks/ Cabinets | A/V Equipment Racks/ Cabinets |  | A/V Equipment Racks/ Cabinets | [9 empty] | A/V Equipment Racks/ Cabinets |  |  |  | 0
Mansour | 27 | COMMUNICATIONS | 275118 | PUBLIC ADDRESS / VOICE ALARM (PA/VA) SYSTEM | EL | Item | 1278 | Supply, installation, testing, commissioning, putting into satisfactory operation and handing over complete Public Address and Voice Alarm (PA/VA) System ; including all necessary accessories, fittings, Support, fixation, cable bonding and labelling, cable management, licenses and all required software ; complete; As shown on drawings and described in specifications | Supply, installation, testing, commissioning, putting into satisfactory operation and handing over complete Public Address and Voice Alarm (PA/VA) System ; including all necessary accessories, fittings, Support, fixation, cable bonding and labelling, cable management, licenses and all required software ; complete; As shown on drawings and described in specifications | E | Public Address Rack; | 1 | Nr | 372 | 372 | [5 empty] | Public Address Rack; | 1 | Nr | 372 | 372 | 360.84 | 360.84
Mansour | 27 | COMMUNICATIONS | 275223 | NURSE CALL-CODE BLUE SYSTEMS | EL | Other | 1279 | 275223- NURSE CALL-CODE BLUE SYSTEMS | 275223- NURSE CALL-CODE BLUE SYSTEMS |  | 275223- NURSE CALL-CODE BLUE SYSTEMS | [9 empty] | 275223- NURSE CALL-CODE BLUE SYSTEMS
Mansour | 27 | COMMUNICATIONS | 275223 | NURSE CALL-CODE BLUE SYSTEMS | EL | Other | 1280 | Supply, installation, testing, commissioning, putting into satisfactory operation and handing over complete Nurse Call System ; including all necessary accessories, fittings, Support, fixation, cable bonding and labelling, cable management, licenses and all required software ; complete; As shown on drawings and described in specifications | Supply, installation, testing, commissioning, putting into satisfactory operation and handing over complete Nurse Call System ; including all necessary accessories, fittings, Support, fixation, cable bonding and labelling, cable management, licenses and all required software ; complete; As shown on drawings and described in specifications |  | Supply, installation, testing, commissioning, putting into satisfactory operation and handing over complete Nurse Call System ; including all necessary accessories, fittings, Support, fixation, cable bonding and labelling, cable management, licenses and all required software ; complete; As shown on drawings and described in specifications | [9 empty] | Supply, installation, testing, commissioning, putting into satisfactory operation and handing over complete Nurse Call System ; including all necessary accessories, fittings, Support, fixation, cable bonding and labelling, cable management, licenses and all required software ; complete; As shown on drawings and described in specifications
Mansour | 27 | COMMUNICATIONS | 275223 | NURSE CALL-CODE BLUE SYSTEMS | EL | Item | 1281 | 275223- NURSE CALL-CODE BLUE SYSTEMS | 275223- NURSE CALL-CODE BLUE SYSTEMS | A | Nurse Call Workstation | 1 | Nr | 2988 | 2988 | [5 empty] | Nurse Call Workstation | 1 | Nr | 2988 | 2988 | 2898.36 | 2898.36
Mansour | 27 | COMMUNICATIONS | 275223 | NURSE CALL-CODE BLUE SYSTEMS | EL | Item | 1282 | Supply, installation, testing, commissioning, putting into satisfactory operation and handing over complete Nurse Call System ; including all necessary accessories, fittings, Support, fixation, cable bonding and labelling, cable management, licenses and all required software ; complete; As shown on drawings and described in specifications | Supply, installation, testing, commissioning, putting into satisfactory operation and handing over complete Nurse Call System ; including all necessary accessories, fittings, Support, fixation, cable bonding and labelling, cable management, licenses and all required software ; complete; As shown on drawings and described in specifications | B | Nurse Call Type-B | 6 | Nr | 2191 | 13146 | [5 empty] | Nurse Call Type-B | 6 | Nr | 2191 | 13146 | 2125.27 | 12751.62
Mansour | 27 | COMMUNICATIONS | 275223 | NURSE CALL-CODE BLUE SYSTEMS | EL | Item | 1283 | 275223- NURSE CALL-CODE BLUE SYSTEMS | 275223- NURSE CALL-CODE BLUE SYSTEMS | C | Nurse Call Type-C | 1 | Nr | 2191 | 2191 | [5 empty] | Nurse Call Type-C | 1 | Nr | 2191 | 2191 | 2125.27 | 2125.27
Mansour | 27 | COMMUNICATIONS | 275223 | NURSE CALL-CODE BLUE SYSTEMS | EL | Item | 1284 | Supply, installation, testing, commissioning, putting into satisfactory operation and handing over complete Nurse Call System ; including all necessary accessories, fittings, Support, fixation, cable bonding and labelling, cable management, licenses and all required software ; complete; As shown on drawings and described in specifications | Supply, installation, testing, commissioning, putting into satisfactory operation and handing over complete Nurse Call System ; including all necessary accessories, fittings, Support, fixation, cable bonding and labelling, cable management, licenses and all required software ; complete; As shown on drawings and described in specifications | D | Nurse Call Type-D | 1 | Nr | 2191 | 2191 | [5 empty] | Nurse Call Type-D | 1 | Nr | 2191 | 2191 | 2125.27 | 2125.27
Mansour | 27 | COMMUNICATIONS | 275223 | NURSE CALL-CODE BLUE SYSTEMS | EL | Other | 1285 | 275223- NURSE CALL-CODE BLUE SYSTEMS | 275223- NURSE CALL-CODE BLUE SYSTEMS | BILL NO. 27 - COMMUNICATIONS |  |  |  | J.D | 0 | [8 empty] | J.D | 51098
Mansour | 27 | COMMUNICATIONS | To Summary | To Summary |  | Bill Sum | 1286 | Supply, installation, testing, commissioning, putting into satisfactory operation and handing over complete Nurse Call System ; including all necessary accessories, fittings, Support, fixation, cable bonding and labelling, cable management, licenses and all required software ; complete; As shown on drawings and described in specifications | Supply, installation, testing, commissioning, putting into satisfactory operation and handing over complete Nurse Call System ; including all necessary accessories, fittings, Support, fixation, cable bonding and labelling, cable management, licenses and all required software ; complete; As shown on drawings and described in specifications | To Summary
Mansour | 28 | ELECTRONIC SAFETY AND SECURITY | 284621.13 | CONVENTIONAL FIRE ALARM SYSTEM | EL | Other | 1287 | 275223- NURSE CALL-CODE BLUE SYSTEMS | 275223- NURSE CALL-CODE BLUE SYSTEMS | BILL NO. 28
Mansour | 28 | ELECTRONIC SAFETY AND SECURITY | 284621.13 | CONVENTIONAL FIRE ALARM SYSTEM | EL | Other | 1288 | Supply, installation, testing, commissioning, putting into satisfactory operation and handing over complete Nurse Call System ; including all necessary accessories, fittings, Support, fixation, cable bonding and labelling, cable management, licenses and all required software ; complete; As shown on drawings and described in specifications | Supply, installation, testing, commissioning, putting into satisfactory operation and handing over complete Nurse Call System ; including all necessary accessories, fittings, Support, fixation, cable bonding and labelling, cable management, licenses and all required software ; complete; As shown on drawings and described in specifications | ELECTRONIC SAFETY AND SECURITY
Mansour | 28 | ELECTRONIC SAFETY AND SECURITY | 284621.13 | CONVENTIONAL FIRE ALARM SYSTEM | EL | Other | 1289 | 275223- NURSE CALL-CODE BLUE SYSTEMS | 275223- NURSE CALL-CODE BLUE SYSTEMS | Item | Description | Qty | Unit | Rate | Amount | [5 empty] | Description | Qty | Unit | Rate | Amount
Mansour | 28 | ELECTRONIC SAFETY AND SECURITY | 284621.13 | CONVENTIONAL FIRE ALARM SYSTEM | EL | Other | 1290 | Supply, installation, testing, commissioning, putting into satisfactory operation and handing over complete Nurse Call System ; including all necessary accessories, fittings, Support, fixation, cable bonding and labelling, cable management, licenses and all required software ; complete; As shown on drawings and described in specifications | Supply, installation, testing, commissioning, putting into satisfactory operation and handing over complete Nurse Call System ; including all necessary accessories, fittings, Support, fixation, cable bonding and labelling, cable management, licenses and all required software ; complete; As shown on drawings and described in specifications | [5 empty] | JD | [9 empty] | JD
Mansour | 28 | ELECTRONIC SAFETY AND SECURITY | 284621.13 | CONVENTIONAL FIRE ALARM SYSTEM | EL | Other | 1291 | 284621.13 - CONVENTIONAL FIRE ALARM SYSTEM | 284621.13 - CONVENTIONAL FIRE ALARM SYSTEM |  | 284621.13 - CONVENTIONAL FIRE ALARM SYSTEM | [9 empty] | 284621.13 - CONVENTIONAL FIRE ALARM SYSTEM
Mansour | 28 | ELECTRONIC SAFETY AND SECURITY | 284621.13 | CONVENTIONAL FIRE ALARM SYSTEM | EL | Other | 1292 | Supply, installation, testing, commissioning, putting into satisfactory operation and handing over complete Fire Alarm System ; including all necessary accessories, fittings, Support, fixation, cable bonding and labelling, cable management, licenses and all required software ; complete; As shown on drawings and described in specifications | Fire Alarm Control Unit |  | Supply, installation, testing, commissioning, putting into satisfactory operation and handing over complete Fire Alarm System ; including all necessary accessories, fittings, Support, fixation, cable bonding and labelling, cable management, licenses and all required software ; complete; As shown on drawings and described in specifications | [9 empty] | Supply, installation, testing, commissioning, putting into satisfactory operation and handing over complete Fire Alarm System ; including all necessary accessories, fittings, Support, fixation, cable bonding and labelling, cable management, licenses and all required software ; complete; As shown on drawings and described in specifications
Mansour | 28 | ELECTRONIC SAFETY AND SECURITY | 284621.13 | CONVENTIONAL FIRE ALARM SYSTEM | EL | Other | 1293 | Supply, installation, testing, commissioning, putting into satisfactory operation and handing over complete Fire Alarm System ; including all necessary accessories, fittings, Support, fixation, cable bonding and labelling, cable management, licenses and all required software ; complete; As shown on drawings and described in specifications | Fire Alarm Control Unit |  | Fire Alarm Control Unit |  |  |  | 0 | [5 empty] | Fire Alarm Control Unit |  |  |  | 0
Mansour | 28 | ELECTRONIC SAFETY AND SECURITY | 284621.13 | CONVENTIONAL FIRE ALARM SYSTEM | EL | Item | 1294 | Supply, installation, testing, commissioning, putting into satisfactory operation and handing over complete Fire Alarm System ; including all necessary accessories, fittings, Support, fixation, cable bonding and labelling, cable management, licenses and all required software ; complete; As shown on drawings and described in specifications | Fire Alarm Control Unit | A | Fire Alarm Control Panel (FACP) | 1 | Nr | 863 | 863 | [5 empty] | Fire Alarm Control Panel (FACP) | 1 | Nr | 863 | 863 | 837.11 | 837.11
Mansour | 28 | ELECTRONIC SAFETY AND SECURITY | 284621.13 | CONVENTIONAL FIRE ALARM SYSTEM | EL | Other | 1295 | Fire-alarm signal initiation devices | Fire-alarm signal initiation devices |  | Fire-alarm signal initiation devices |  |  |  | 0 | [5 empty] | Fire-alarm signal initiation devices |  |  |  | 0
Mansour | 28 | ELECTRONIC SAFETY AND SECURITY | 284621.13 | CONVENTIONAL FIRE ALARM SYSTEM | EL | Item | 1296 | Supply, installation, testing, commissioning, putting into satisfactory operation and handing over complete Fire Alarm System ; including all necessary accessories, fittings, Support, fixation, cable bonding and labelling, cable management, licenses and all required software ; complete; As shown on drawings and described in specifications | Fire Alarm Control Unit | B | Manual fire alarm station | 4 | Nr | 45 | 180 | [5 empty] | Manual fire alarm station | 4 | Nr | 45 | 180 | 43.65 | 174.6
Mansour | 28 | ELECTRONIC SAFETY AND SECURITY | 284621.13 | CONVENTIONAL FIRE ALARM SYSTEM | EL | Item | 1297 | Fire-alarm signal initiation devices | Fire-alarm signal initiation devices | C | Smoke detectors, photoelectric type; | 40 | Nr | 48 | 1920 | [5 empty] | Smoke detectors, photoelectric type; | 40 | Nr | 48 | 1920 | 46.56 | 1862.4
Mansour | 28 | ELECTRONIC SAFETY AND SECURITY | 284621.13 | CONVENTIONAL FIRE ALARM SYSTEM | EL | Item | 1298 | Supply, installation, testing, commissioning, putting into satisfactory operation and handing over complete Fire Alarm System ; including all necessary accessories, fittings, Support, fixation, cable bonding and labelling, cable management, licenses and all required software ; complete; As shown on drawings and described in specifications | Fire Alarm Control Unit | D | Smoke detectors, photoelectric type; With Sounder Base | 6 | Nr | 120 | 720 | [5 empty] | Smoke detectors, photoelectric type; With Sounder Base | 6 | Nr | 120 | 720 | 116.4 | 698.4
Mansour | 28 | ELECTRONIC SAFETY AND SECURITY | 284621.13 | CONVENTIONAL FIRE ALARM SYSTEM | EL | Item | 1299 | Fire-alarm signal initiation devices | Fire-alarm signal initiation devices | E | Combined Optical/Heat detector (Multicriteria detector) | 4 | Nr | 50 | 200 | [5 empty] | Combined Optical/Heat detector (Multicriteria detector) | 4 | Nr | 50 | 200 | 48.5 | 194
Mansour | 28 | ELECTRONIC SAFETY AND SECURITY | 284621.13 | CONVENTIONAL FIRE ALARM SYSTEM | EL | Item | 1300 | Supply, installation, testing, commissioning, putting into satisfactory operation and handing over complete Fire Alarm System ; including all necessary accessories, fittings, Support, fixation, cable bonding and labelling, cable management, licenses and all required software ; complete; As shown on drawings and described in specifications | Fire Alarm Control Unit | F | Heat detector | 3 | Nr | 48 | 144 | [5 empty] | Heat detector | 3 | Nr | 48 | 144 | 46.56 | 139.68
Mansour | 28 | ELECTRONIC SAFETY AND SECURITY | 284621.13 | CONVENTIONAL FIRE ALARM SYSTEM | EL | Item | 1301 | Fire-alarm signal initiation devices | Fire-alarm signal initiation devices | G | Duct Smoke Detectors | 1 | Item | 332 | 332 | [5 empty] | Duct Smoke Detectors | 1 | Item | 332 | 332 | 322.04 | 322.04
Mansour | 28 | ELECTRONIC SAFETY AND SECURITY | 284621.13 | CONVENTIONAL FIRE ALARM SYSTEM | EL | Other | 1302 | Fire-alarm Notification devices | Fire-alarm Notification devices |  | Fire-alarm Notification devices |  |  |  | 0 | [5 empty] | Fire-alarm Notification devices |  |  |  | 0
Mansour | 28 | ELECTRONIC SAFETY AND SECURITY | 284621.13 | CONVENTIONAL FIRE ALARM SYSTEM | EL | Item | 1303 | Fire-alarm signal initiation devices | Fire-alarm signal initiation devices | A | Wall mounted Strobe light - 15 cd | 12 | Nr | 42 | 504 | [5 empty] | Wall mounted Strobe light - 15 cd | 12 | Nr | 42 | 504 | 40.74 | 488.88
Mansour | 28 | ELECTRONIC SAFETY AND SECURITY | 284621.13 | CONVENTIONAL FIRE ALARM SYSTEM | EL | Item | 1304 | Fire-alarm Notification devices | Fire-alarm Notification devices | B | Wall mounted Strobe light - 30 cd | 2 | Nr | 42 | 84 | [5 empty] | Wall mounted Strobe light - 30 cd | 2 | Nr | 42 | 84 | 40.74 | 81.48
Mansour | 28 | ELECTRONIC SAFETY AND SECURITY | 284621.13 | CONVENTIONAL FIRE ALARM SYSTEM | EL | Item | 1305 | Fire-alarm signal initiation devices | Fire-alarm signal initiation devices | C | Wall mounted Strobe light - 60 cd | 2 | Nr |  | 0 | [5 empty] | Wall mounted Strobe light - 60 cd | 2 | Nr |  | 0 | 0 | 0
Mansour | 28 | ELECTRONIC SAFETY AND SECURITY | 284621.13 | CONVENTIONAL FIRE ALARM SYSTEM | EL | Item | 1306 | Fire-alarm Notification devices | Fire-alarm Notification devices | C | Wall mounted Strobe light - 95 cd | 1 | Nr | 77 | 77 | [5 empty] | Wall mounted Strobe light - 95 cd | 1 | Nr | 77 | 77 | 74.69 | 74.69
Mansour | 28 | ELECTRONIC SAFETY AND SECURITY | 284621.13 | CONVENTIONAL FIRE ALARM SYSTEM | EL | Other | 1307 | Addressable interface devices, | Addressable interface devices, |  | Addressable interface devices, |  |  |  | 0 | [5 empty] | Addressable interface devices, |  |  |  | 0
Mansour | 28 | ELECTRONIC SAFETY AND SECURITY | 284621.13 | CONVENTIONAL FIRE ALARM SYSTEM | EL | Item | 1308 | Fire-alarm Notification devices | Fire-alarm Notification devices | D | Control modules; | 2 | Nr | 45 | 90 | [5 empty] | Control modules; | 2 | Nr | 45 | 90 | 43.65 | 87.3
Mansour | 28 | ELECTRONIC SAFETY AND SECURITY | 284621.13 | CONVENTIONAL FIRE ALARM SYSTEM | EL | Item | 1309 | Addressable interface devices, | Addressable interface devices, | E | Monitoring modules; | 2 | Nr | 45 | 90 | [5 empty] | Monitoring modules; | 2 | Nr | 45 | 90 | 43.65 | 87.3
Mansour | 28 | ELECTRONIC SAFETY AND SECURITY | 284621.13 | CONVENTIONAL FIRE ALARM SYSTEM | EL | Item | 1310 | Fire-alarm Notification devices | Fire-alarm Notification devices | F | Line isolation modules; | 1 | Item | 45 | 45 | [5 empty] | Line isolation modules; | 1 | Item | 45 | 45 | 43.65 | 43.65
Mansour | 28 | ELECTRONIC SAFETY AND SECURITY | 284621.13 | CONVENTIONAL FIRE ALARM SYSTEM | EL | Item | 1311 | Addressable interface devices, | Addressable interface devices, | G | End of line resistor/devices | 4 | Nr | 37 | 148 | [5 empty] | End of line resistor/devices | 4 | Nr | 37 | 148 | 35.89 | 143.56
Mansour | 28 | ELECTRONIC SAFETY AND SECURITY | 284621.13 | CONVENTIONAL FIRE ALARM SYSTEM | EL | Other | 1312 | Fire-alarm Notification devices | Fire-alarm Notification devices | BILL NO. 28 - ELECTRONIC SAFETY AND SECURITY |  |  |  | J.D | 0 | [8 empty] | J.D | 5397
Mansour | 28 | ELECTRONIC SAFETY AND SECURITY | To Summary | To Summary |  | Bill Sum | 1313 | Addressable interface devices, | Addressable interface devices, | To Summary
Mansour | 31 | EARTHWORK | 311000 | SITE CLEARING | GE | Other | 1314 | Fire-alarm Notification devices | Fire-alarm Notification devices |  |  | BILL NO. 31 | [9 empty] | BILL NO. 31
Mansour | 31 | EARTHWORK | 311000 | SITE CLEARING | GE | Other | 1315 | Addressable interface devices, | Addressable interface devices, |  |  | EARTHWORK | [9 empty] | EARTHWORK
Mansour | 31 | EARTHWORK | 311000 | SITE CLEARING | GE | Other | 1316 | Fire-alarm Notification devices | Fire-alarm Notification devices | Item | Description | Qty | Unit | Rate | Amount | [5 empty] | Description | Qty | Unit | Rate | Amount
Mansour | 31 | EARTHWORK | 311000 | SITE CLEARING | GE | Other | 1317 | Addressable interface devices, | Addressable interface devices, | [5 empty] | J.D | [9 empty] | J.D
Mansour | 31 | EARTHWORK | 311000 | SITE CLEARING | GE | Other | 1318 | 311000 - SITE CLEARING | 311000 - SITE CLEARING |  | 311000 - SITE CLEARING | [9 empty] | 311000 - SITE CLEARING
Mansour | 31 | EARTHWORK | 311000 | SITE CLEARING | GE | Other | 1319 | Site preparation | Site preparation |  | Site preparation | [9 empty] | Site preparation
Mansour | 31 | EARTHWORK | 311000 | SITE CLEARING | GE | Item | 1320 | 311000 - SITE CLEARING | 311000 - SITE CLEARING | A | Clearing the site generally |  | Item |  | 0 | [5 empty] | Clearing the site generally | 1 | Item |  | 0 | 0 | 0
Mansour | 31 | EARTHWORK | 311000 | SITE CLEARING | GE | Other | 1321 | Excavating | Excavating |  | Excavating | [9 empty] | Excavating
Mansour | 31 | EARTHWORK | 311000 | SITE CLEARING | GE | Item | 1322 | 311000 - SITE CLEARING | 311000 - SITE CLEARING | B | Excavation from existing levels for Foundation, Ground Beams, Pits, trenches and beds | 415 | m3 |  | 0 | [5 empty] | Excavation from existing levels for Foundation, Ground Beams, Pits, trenches and beds | 415 | m3 |  | 0 | 0 | 0
Mansour | 31 | EARTHWORK | 311000 | SITE CLEARING | GE | Other | 1323 | Filling | Filling |  | Filling | [9 empty] | Filling
Mansour | 31 | EARTHWORK | 311000 | SITE CLEARING | GE | Item | 1324 | Filling | Filling | C | Filling from existing levels to makeup levels | 290 | m3 |  | 0 | [5 empty] | Filling from existing levels to makeup levels | 290 | m3 |  | 0 | 0 | 0
Mansour | 31 | EARTHWORK | 311000 | SITE CLEARING | GE | Other | 1325 | Filling | Filling | BILL No. 31 - EARTHWORK
Mansour | 31 | EARTHWORK | To Summary | To Summary |  | Bill Sum | 1326 | Filling | Filling | To Summary |  |  |  | J.D | 0 | [8 empty] | J.D | 0
Mansour | 32 | EXTERIOR IMPROVEMENTS | 321400 | UNIT PAVING | LS | Other | 1327 | Filling | Filling |  |  | BILL NO. 32 | [9 empty] | BILL NO. 32
Mansour | 32 | EXTERIOR IMPROVEMENTS | 321400 | UNIT PAVING | LS | Other | 1328 | Filling | Filling |  |  | EXTERIOR IMPROVEMENTS | [9 empty] | EXTERIOR IMPROVEMENTS
Mansour | 32 | EXTERIOR IMPROVEMENTS | 321400 | UNIT PAVING | LS | Other | 1329 | Filling | Filling | Item | Description | Qty | Unit | Rate | Amount | [5 empty] | Description | Qty | Unit | Rate | Amount
Mansour | 32 | EXTERIOR IMPROVEMENTS | 311000 | UNIT PAVING | GE | Other | 1330 | Filling | Filling | [5 empty] | J.D | [9 empty] | J.D
Mansour | 32 | EXTERIOR IMPROVEMENTS | 321400 | UNIT PAVING | LS | Other | 1331 | 321400 - UNIT PAVING | 321400 - UNIT PAVING |  | 321400 - UNIT PAVING | [9 empty] | 321400 - UNIT PAVING
Mansour | 32 | EXTERIOR IMPROVEMENTS | 321400 | UNIT PAVING | LS | Other | 1332 | Precast concrete curb; ordinary Portland cement, smooth finish, reinforced; including fittings and fixings; complete; as specified and as Drg. A-501; detail 12 | Precast concrete curb; ordinary Portland cement, smooth finish, reinforced; including fittings and fixings; complete; as specified and as Drg. A-501; detail 12 |  | Precast concrete curb; ordinary Portland cement, smooth finish, reinforced; including fittings and fixings; complete; as specified and as Drg. A-501; detail 12 | [9 empty] | Precast concrete curb; ordinary Portland cement, smooth finish, reinforced; including fittings and fixings; complete; as specified and as Drg. A-501; detail 12
Mansour | 32 | EXTERIOR IMPROVEMENTS | 321400 | UNIT PAVING | LS | Item | 1333 | 321400 - UNIT PAVING | 321400 - UNIT PAVING | A | Curb; 150 x 300 high; with haunches | 210 | m |  | 0 | [5 empty] | Curb; 150 x 300 high; with haunches | 210 | m |  | 0 | 0 | 0
Mansour | 32 | EXTERIOR IMPROVEMENTS | 321400 | UNIT PAVING | LS | Other | 1334 | Precast concrete tiles; including bedding mortar; to | Precast concrete tiles; including bedding mortar; to |  | Precast concrete tiles; including bedding mortar; to | [9 empty] | Precast concrete tiles; including bedding mortar; to
Mansour | 32 | EXTERIOR IMPROVEMENTS | 321400 | UNIT PAVING | LS | Item | 1335 | 321400 - UNIT PAVING | 321400 - UNIT PAVING | B | Sidewalks and terraces; 40 thick | 464 | m2 |  | 0 | [5 empty] | Sidewalks and terraces; 40 thick | 464 | m2 |  | 0 | 0 | 0
Mansour | 32 | EXTERIOR IMPROVEMENTS | 321116.16 | AGGREGATE SUBBASE COURSE | GE | Other | 1336 | 321116.16 - AGGREGATE SUBBASE COURSE | 321116.16 - AGGREGATE SUBBASE COURSE |  | 321116.16 - AGGREGATE SUBBASE COURSE | [9 empty] | 321116.16 - AGGREGATE SUBBASE COURSE
Mansour | 32 | EXTERIOR IMPROVEMENTS | 321116.16 | AGGREGATE SUBBASE COURSE | GE | Item | 1337 | 321400 - UNIT PAVING | 321400 - UNIT PAVING | C | Subgrade Layer, laid and compacted as specified | 150 | m3 |  | 0 | [5 empty] | Subgrade Layer, laid and compacted as specified | 150 | m3 |  | 0 | 0 | 0
Mansour | 32 | EXTERIOR IMPROVEMENTS | 321116.16 | AGGREGATE SUBBASE COURSE | GE | Item | 1338 | 321116.16 - AGGREGATE SUBBASE COURSE | 321116.16 - AGGREGATE SUBBASE COURSE | D | Aggregate Base Course; 200 thick; compacted to 100% Modified AASHTO Density, CBR ≥ 80% | 120 | m3 |  | 0 | [5 empty] | Aggregate Base Course; 200 thick; compacted to 100% Modified AASHTO Density, CBR ≥ 80% | 120 | m3 |  | 0 | 0 | 0
Mansour | 32 | EXTERIOR IMPROVEMENTS | 321216 | ASPHALT PAVING | GE | Other | 1339 | 321216 - ASPHALT PAVING | 321216 - ASPHALT PAVING |  | 321216 - ASPHALT PAVING | [9 empty] | 321216 - ASPHALT PAVING
Mansour | 32 | EXTERIOR IMPROVEMENTS | 321216 | ASPHALT PAVING | GE | Other | 1340 | 0.5 MESAL | 0.5 MESAL |  | 0.5 MESAL | [9 empty] | 0.5 MESAL
Mansour | 32 | EXTERIOR IMPROVEMENTS | 321216 | ASPHALT PAVING | GE | Item | 1341 | 321216 - ASPHALT PAVING | 321216 - ASPHALT PAVING | E | Bituminous Prime Coat | 600 | m2 |  | 0 | [5 empty] | Bituminous Prime Coat | 600 | m2 |  | 0 | 0 | 0
Mansour | 32 | EXTERIOR IMPROVEMENTS | 321216 | ASPHALT PAVING | GE | Item | 1342 | 0.5 MESAL | 0.5 MESAL | F | Bituminous Tack Coat | 600 | m2 |  | 0 | [5 empty] | Bituminous Tack Coat | 600 | m2 |  | 0 | 0 | 0
Mansour | 32 | EXTERIOR IMPROVEMENTS | 321216 | ASPHALT PAVING | GE | Item | 1343 | 321216 - ASPHALT PAVING | 321216 - ASPHALT PAVING | G | 60 mm Bituminous Base Course | 37 | m3 |  | 0 | [5 empty] | 60 mm Bituminous Base Course | 37 | m3 |  | 0 | 0 | 0
Mansour | 32 | EXTERIOR IMPROVEMENTS | 321216 | ASPHALT PAVING | GE | Item | 1344 | 0.5 MESAL | 0.5 MESAL | H | 40 mm Bituminous Surface Course | 25 | m3 |  | 0 | [5 empty] | 40 mm Bituminous Surface Course | 25 | m3 |  | 0 | 0 | 0
Mansour | 32 | EXTERIOR IMPROVEMENTS | 321216 | ASPHALT PAVING | GE | Other | 1345 | 321216 - ASPHALT PAVING | 321216 - ASPHALT PAVING | BILL No. 32 - EXTERIOR IMPROVEMENTS
Mansour | 32 | EXTERIOR IMPROVEMENTS | To Summary | To Summary |  | Bill Sum | 1346 | 0.5 MESAL | 0.5 MESAL | To Summary |  |  |  | J.D | 0 | [8 empty] | J.D | 0
Mansour | Sum | SUMMARY | To Summary | To Summary |  | Total Sum | 1347 | SUMMARY | SUMMARY | SUMMARY
Mansour | Sum | SUMMARY | To Summary | To Summary |  | Total Sum | 1348 | SUMMARY | SUMMARY |  |  |  | Amount | [9 empty] | Amount
Mansour | Sum | SUMMARY | To Summary | To Summary |  | Total Sum | 1349 | SUMMARY | SUMMARY |  |  |  | J.D | [9 empty] | J.D
Mansour | Sum | SUMMARY | To Summary | To Summary |  | Total Sum | 1350 | SUMMARY | SUMMARY | BILL NO. 1 | GENERAL REQUIREMENTS | [9 empty] | GENERAL REQUIREMENTS |  | 31071
Mansour | Sum | SUMMARY | To Summary | To Summary |  | Total Sum | 1351 | SUMMARY | SUMMARY | BILL NO. 2 | SITE CONSTRUCTION | [9 empty] | SITE CONSTRUCTION |  | 2669
Mansour | Sum | SUMMARY | To Summary | To Summary |  | Total Sum | 1352 | SUMMARY | SUMMARY | BILL NO. 3 | CONCRETE | [9 empty] | CONCRETE |  | 21141.5
Mansour | Sum | SUMMARY | To Summary | To Summary |  | Total Sum | 1353 | SUMMARY | SUMMARY | BILL NO. 4 | MASONRY | [9 empty] | MASONRY |  | 25455
Mansour | Sum | SUMMARY | To Summary | To Summary |  | Total Sum | 1354 | SUMMARY | SUMMARY | BILL NO. 5 | METALS | [9 empty] | METALS |  | 4256
Mansour | Sum | SUMMARY | To Summary | To Summary |  | Total Sum | 1355 | SUMMARY | SUMMARY | BILL NO. 6 | WOOD AND PLASTICS | [9 empty] | WOOD AND PLASTICS |  | 2258
Mansour | Sum | SUMMARY | To Summary | To Summary |  | Total Sum | 1356 | SUMMARY | SUMMARY | BILL NO. 7 | THERMAL AND MOISTURE PROTECTION | [9 empty] | THERMAL AND MOISTURE PROTECTION |  | 94637
Mansour | Sum | SUMMARY | To Summary | To Summary |  | Total Sum | 1357 | SUMMARY | SUMMARY | BILL NO. 8 | OPENINGS | [9 empty] | OPENINGS |  | 81634
Mansour | Sum | SUMMARY | To Summary | To Summary |  | Total Sum | 1358 | SUMMARY | SUMMARY | BILL NO. 9 | FINISHES | [9 empty] | FINISHES |  | 112280
Mansour | Sum | SUMMARY | To Summary | To Summary |  | Total Sum | 1359 | SUMMARY | SUMMARY | BILL NO. 10 | SPECIALTIES | [9 empty] | SPECIALTIES |  | 4686
Mansour | Sum | SUMMARY | To Summary | To Summary |  | Total Sum | 1360 | SUMMARY | SUMMARY | BILL NO. 11 | EQUIPMENT | [9 empty] | EQUIPMENT |  | 0
Mansour | Sum | SUMMARY | To Summary | To Summary |  | Total Sum | 1361 | SUMMARY | SUMMARY | BILL NO. 12 | FURNISHINGS | [9 empty] | FURNISHINGS |  | 6581
Mansour | Sum | SUMMARY | To Summary | To Summary |  | Total Sum | 1362 | SUMMARY | SUMMARY | BILL NO. 14 | CONVEYING EQUIPMENT | [9 empty] | CONVEYING EQUIPMENT
Mansour | Sum | SUMMARY | To Summary | To Summary |  | Total Sum | 1363 | SUMMARY | SUMMARY | BILL NO. 21 | FIRE SUPPRESSION | [9 empty] | FIRE SUPPRESSION |  | 42450
Mansour | Sum | SUMMARY | To Summary | To Summary |  | Total Sum | 1364 | SUMMARY | SUMMARY | BILL NO. 22 | PLUMBING | [9 empty] | PLUMBING |  | 173425
Mansour | Sum | SUMMARY | To Summary | To Summary |  | Total Sum | 1365 | SUMMARY | SUMMARY | BILL NO. 23 | HEATING VENTILATING AND AIR CONDITIONING | [9 empty] | HEATING VENTILATING AND AIR CONDITIONING |  | 118708
Mansour | Sum | SUMMARY | To Summary | To Summary |  | Total Sum | 1366 | SUMMARY | SUMMARY | BILL NO. 26 | ELECTRICAL | [9 empty] | ELECTRICAL |  | 297724
Mansour | Sum | SUMMARY | To Summary | To Summary |  | Total Sum | 1367 | SUMMARY | SUMMARY | BILL NO. 27 | COMMUNICATIONS | [9 empty] | COMMUNICATIONS |  | 51098
Mansour | Sum | SUMMARY | To Summary | To Summary |  | Total Sum | 1368 | SUMMARY | SUMMARY | BILL NO. 28 | ELECTRONIC SAFETY AND SECURITY | [9 empty] | ELECTRONIC SAFETY AND SECURITY |  | 5397
Mansour | Sum | SUMMARY | To Summary | To Summary |  | Total Sum | 1369 | SUMMARY | SUMMARY | BILL NO. 31 | EARTHWORK | [9 empty] | EARTHWORK
Mansour | Sum | SUMMARY | To Summary | To Summary |  | Total Sum | 1370 | SUMMARY | SUMMARY | BILL NO. 32 | EXTERIOR IMPROVEMENTS | [9 empty] | EXTERIOR IMPROVEMENTS
Mansour | Sum | SUMMARY | To Summary | To Summary |  | Total Sum | 1371 | SUMMARY | SUMMARY | TOTAL
Mansour | Sum | SUMMARY | To Summary | To Summary |  | Total Sum | 1372 | SUMMARY | SUMMARY | To Form of Tender |  | J.D | 0 | [8 empty] | J.D | 1075470.5 | 1075322 | 148.5 |  |  | Page 1/1
FAZ | interleaf |  |  |  |  | Other | 1 |  |  | Fuhais - Jordan
FAZ | TOC |  |  |  |  | Other | 2 |  |  | TABLE OF CONTENTS
FAZ | TOC |  |  |  |  | Other | 3 |  |  | 01 | GENERAL REQUIREMENTS | [9 empty] | GENERAL REQUIREMENTS
FAZ | TOC |  |  |  |  | Other | 4 |  |  | 02 | SITE CONSTRUCTION | [9 empty] | SITE CONSTRUCTION
FAZ | TOC |  |  |  |  | Other | 5 |  |  | 03 | CONCRETE | [9 empty] | CONCRETE
FAZ | TOC |  |  |  |  | Other | 6 |  |  | 04 | MASONRY | [9 empty] | MASONRY
FAZ | TOC |  |  |  |  | Other | 7 |  |  | 05 | METALS | [9 empty] | METALS
FAZ | TOC |  |  |  |  | Other | 8 |  |  | 06 | WOOD AND PLASTICS | [9 empty] | WOOD AND PLASTICS
FAZ | TOC |  |  |  |  | Other | 9 |  |  | 07 | THERMAL AND MOISTURE PROTECTION | [9 empty] | THERMAL AND MOISTURE PROTECTION
FAZ | TOC |  |  |  |  | Other | 10 |  |  | 08 | OPENINGS | [9 empty] | OPENINGS
FAZ | TOC |  |  |  |  | Other | 11 |  |  | 09 | FINISHES | [9 empty] | FINISHES
FAZ | TOC |  |  |  |  | Other | 12 |  |  | 10 | SPECIALTIES | [9 empty] | SPECIALTIES
FAZ | TOC |  |  |  |  | Other | 13 |  |  | 11 | EQUIPMENT | [9 empty] | EQUIPMENT
FAZ | TOC |  |  |  |  | Other | 14 |  |  | 12 | FURNISHINGS | [9 empty] | FURNISHINGS
FAZ | TOC |  |  |  |  | Other | 15 |  |  | 14 | CONVEYING EQUIPMENT | [9 empty] | CONVEYING EQUIPMENT
FAZ | TOC |  |  |  |  | Other | 16 |  |  | 21 | FIRE SUPPRESSION | [9 empty] | FIRE SUPPRESSION
FAZ | TOC |  |  |  |  | Other | 17 |  |  | 22 | PLUMBING | [9 empty] | PLUMBING
FAZ | TOC |  |  |  |  | Other | 18 |  |  | 23 | HEATING VENTILATING AND AIR CONDITIONING | [9 empty] | HEATING VENTILATING AND AIR CONDITIONING
FAZ | TOC |  |  |  |  | Other | 19 |  |  | 26 | ELECTRICAL | [9 empty] | ELECTRICAL
FAZ | TOC |  |  |  |  | Other | 20 |  |  | 27 | COMMUNICATIONS | [9 empty] | COMMUNICATIONS
FAZ | TOC |  |  |  |  | Other | 21 |  |  | 28 | ELECTRONIC SAFETY AND SECURITY | [9 empty] | ELECTRONIC SAFETY AND SECURITY
FAZ | TOC |  |  |  |  | Other | 22 |  |  | 31 | EARTHWORK | [9 empty] | EARTHWORK
FAZ | TOC |  |  |  |  | Other | 23 |  |  | 32 | EXTERIOR IMPROVEMENTS | [9 empty] | EXTERIOR IMPROVEMENTS
FAZ | 1 | GENERAL REQUIREMENTS | 010000 | GENERAL REQUIREMENTS | AR | Other | 24 | The Contractor is required to insert and price those Items arising out of the Conditions of Contract and General Requirements of Division 01 of the Specification, which the Contractor considers to have a monetary value and the Contractor wishes to price. Example of such Items are given below. This list may be extended as required. | Conditions of Contract |  |  | BILL NO. 01 | [9 empty] | BILL NO. 01
FAZ | 1 | GENERAL REQUIREMENTS | 010000 | GENERAL REQUIREMENTS | AR | Other | 25 | The Contractor is required to insert and price those Items arising out of the Conditions of Contract and General Requirements of Division 01 of the Specification, which the Contractor considers to have a monetary value and the Contractor wishes to price. Example of such Items are given below. This list may be extended as required. | Conditions of Contract |  |  | GENERAL REQUIREMENTS | [9 empty] | GENERAL REQUIREMENTS
FAZ | 1 | GENERAL REQUIREMENTS | 010000 | GENERAL REQUIREMENTS | AR | Other | 26 | The Contractor is required to insert and price those Items arising out of the Conditions of Contract and General Requirements of Division 01 of the Specification, which the Contractor considers to have a monetary value and the Contractor wishes to price. Example of such Items are given below. This list may be extended as required. | Conditions of Contract | Item | Description | Qty | Unit | Rate | Amount | [5 empty] | Description | Qty | Unit | Rate | Amount
FAZ | 1 | GENERAL REQUIREMENTS | 010000 | GENERAL REQUIREMENTS | AR | Other | 27 | The Contractor is required to insert and price those Items arising out of the Conditions of Contract and General Requirements of Division 01 of the Specification, which the Contractor considers to have a monetary value and the Contractor wishes to price. Example of such Items are given below. This list may be extended as required. | Conditions of Contract | [5 empty] | J.D | [9 empty] | J.D
FAZ | 1 | GENERAL REQUIREMENTS | 010000 | GENERAL REQUIREMENTS | AR | Other | 28 | The Contractor is required to insert and price those Items arising out of the Conditions of Contract and General Requirements of Division 01 of the Specification, which the Contractor considers to have a monetary value and the Contractor wishes to price. Example of such Items are given below. This list may be extended as required. | Conditions of Contract |  | 01 - GENERAL REQUIREMENTS | [9 empty] | 01 - GENERAL REQUIREMENTS
FAZ | 1 | GENERAL REQUIREMENTS | 010000 | GENERAL REQUIREMENTS | AR | Other | 29 | The Contractor is required to insert and price those Items arising out of the Conditions of Contract and General Requirements of Division 01 of the Specification, which the Contractor considers to have a monetary value and the Contractor wishes to price. Example of such Items are given below. This list may be extended as required. | Conditions of Contract |  | CONDITIONS OF CONTRACT | [9 empty] | CONDITIONS OF CONTRACT
FAZ | 1 | GENERAL REQUIREMENTS | 010000 | GENERAL REQUIREMENTS | AR | Other | 30 | The Contractor is required to insert and price those Items arising out of the Conditions of Contract and General Requirements of Division 01 of the Specification, which the Contractor considers to have a monetary value and the Contractor wishes to price. Example of such Items are given below. This list may be extended as required. | Conditions of Contract |  | The Contractor is required to insert and price those Items arising out of the Conditions of Contract and General Requirements of Division 01 of the Specification, which the Contractor considers to have a monetary value and the Contractor wishes to price. Example of such Items are given below. This list may be extended as required. | [9 empty] | The Contractor is required to insert and price those Items arising out of the Conditions of Contract and General Requirements of Division 01 of the Specification, which the Contractor considers to have a monetary value and the Contractor wishes to price. Example of such Items are given below. This list may be extended as required.
FAZ | 1 | GENERAL REQUIREMENTS | 010000 | GENERAL REQUIREMENTS | AR | Other | 31 | The Contractor is required to insert and price those Items arising out of the Conditions of Contract and General Requirements of Division 01 of the Specification, which the Contractor considers to have a monetary value and the Contractor wishes to price. Example of such Items are given below. This list may be extended as required. | Conditions of Contract |  | Conditions of Contract | [9 empty] | Conditions of Contract
FAZ | 1 | GENERAL REQUIREMENTS | 010000 | GENERAL REQUIREMENTS | AR | Item | 32 | The Contractor is required to insert and price those Items arising out of the Conditions of Contract and General Requirements of Division 01 of the Specification, which the Contractor considers to have a monetary value and the Contractor wishes to price. Example of such Items are given below. This list may be extended as required. | Conditions of Contract | A | Performance Security |  | Item | 5000 | 5000 | [5 empty] | Performance Security |  | Item | 5000 | 5000
FAZ | 1 | GENERAL REQUIREMENTS | 010000 | GENERAL REQUIREMENTS | AR | Item | 33 | The Contractor is required to insert and price those Items arising out of the Conditions of Contract and General Requirements of Division 01 of the Specification, which the Contractor considers to have a monetary value and the Contractor wishes to price. Example of such Items are given below. This list may be extended as required. | Conditions of Contract | B | Insurances as per provision of the Conditions of Contract |  | Item | 3000 | 3000 | [5 empty] | Insurances as per provision of the Conditions of Contract |  | Item | 3000 | 3000
FAZ | 1 | GENERAL REQUIREMENTS | 010000 | GENERAL REQUIREMENTS | AR | Item | 34 | The Contractor is required to insert and price those Items arising out of the Conditions of Contract and General Requirements of Division 01 of the Specification, which the Contractor considers to have a monetary value and the Contractor wishes to price. Example of such Items are given below. This list may be extended as required. | Conditions of Contract | C | Contractor's facilities, Contractor's temporary facilities including establishment, maintenance and removal from Site |  | Item | 20000 | 20000 | [5 empty] | Contractor's facilities, Contractor's temporary facilities including establishment, maintenance and removal from Site |  | Item | 20000 | 20000
FAZ | 1 | GENERAL REQUIREMENTS | 010000 | GENERAL REQUIREMENTS | AR | Item | 35 | The Contractor is required to insert and price those Items arising out of the Conditions of Contract and General Requirements of Division 01 of the Specification, which the Contractor considers to have a monetary value and the Contractor wishes to price. Example of such Items are given below. This list may be extended as required. | Conditions of Contract | D | Maintenance, cleaning and provision of services and supplies for, etc. the Engineer's staff offices provided by the Employer (Refer to Section 015000) |  | Item | 37000 | 37000 | [5 empty] | Maintenance, cleaning and provision of services and supplies for, etc. the Engineer's staff offices provided by the Employer (Refer to Section 015000) |  | Item | 37000 | 37000
FAZ | 1 | GENERAL REQUIREMENTS | 010000 | GENERAL REQUIREMENTS | AR | Other | 36 | The Contractor is required to insert and price those Items arising out of the Conditions of Contract and General Requirements of Division 01 of the Specification, which the Contractor considers to have a monetary value and the Contractor wishes to price. Example of such Items are given below. This list may be extended as required. | Conditions of Contract | GENERAL REQUIREMENTS
FAZ | 1 | GENERAL REQUIREMENTS | To Summary | To Summary |  | Bill Sum | 37 | The Contractor is required to insert and price those Items arising out of the Conditions of Contract and General Requirements of Division 01 of the Specification, which the Contractor considers to have a monetary value and the Contractor wishes to price. Example of such Items are given below. This list may be extended as required. | Conditions of Contract | To Summary |  |  |  | J.D | 0 | [8 empty] | J.D | 65000
FAZ | 2 | SITE CONSTRUCTION | 024119 | SELECTIVE STRUCTURE DEMOLITION | AR | Other | 38 | The Contractor is required to insert and price those Items arising out of the Conditions of Contract and General Requirements of Division 01 of the Specification, which the Contractor considers to have a monetary value and the Contractor wishes to price. Example of such Items are given below. This list may be extended as required. | Conditions of Contract |  |  | BILL NO. 02 | [9 empty] | BILL NO. 02
FAZ | 2 | SITE CONSTRUCTION | 024119 | SELECTIVE STRUCTURE DEMOLITION | AR | Other | 39 | The Contractor is required to insert and price those Items arising out of the Conditions of Contract and General Requirements of Division 01 of the Specification, which the Contractor considers to have a monetary value and the Contractor wishes to price. Example of such Items are given below. This list may be extended as required. | Conditions of Contract |  |  | SITE CONSTRUCTION | [9 empty] | SITE CONSTRUCTION
FAZ | 2 | SITE CONSTRUCTION | 024119 | SELECTIVE STRUCTURE DEMOLITION | AR | Other | 40 | The Contractor is required to insert and price those Items arising out of the Conditions of Contract and General Requirements of Division 01 of the Specification, which the Contractor considers to have a monetary value and the Contractor wishes to price. Example of such Items are given below. This list may be extended as required. | Conditions of Contract | Item | Description | Qty | Unit | Rate | Amount | [5 empty] | Description | Qty | Unit | Rate | Amount
FAZ | 2 | SITE CONSTRUCTION | 024119 | SELECTIVE STRUCTURE DEMOLITION | AR | Other | 41 | The Contractor is required to insert and price those Items arising out of the Conditions of Contract and General Requirements of Division 01 of the Specification, which the Contractor considers to have a monetary value and the Contractor wishes to price. Example of such Items are given below. This list may be extended as required. | Conditions of Contract | [5 empty] | J.D | [9 empty] | J.D
FAZ | 2 | SITE CONSTRUCTION | 024119 | SELECTIVE STRUCTURE DEMOLITION | AR | Other | 42 | The Contractor is required to insert and price those Items arising out of the Conditions of Contract and General Requirements of Division 01 of the Specification, which the Contractor considers to have a monetary value and the Contractor wishes to price. Example of such Items are given below. This list may be extended as required. | Conditions of Contract |  | 024119 - SELECTIVE STRUCTURE DEMOLITION | [9 empty] | 024119 - SELECTIVE STRUCTURE DEMOLITION
FAZ | 2 | SITE CONSTRUCTION | 024119 | SELECTIVE STRUCTURE DEMOLITION | AR | Other | 43 | The Contractor is required to insert and price those Items arising out of the Conditions of Contract and General Requirements of Division 01 of the Specification, which the Contractor considers to have a monetary value and the Contractor wishes to price. Example of such Items are given below. This list may be extended as required. | Conditions of Contract |  | NOTES: | [9 empty] | NOTES:
FAZ | 2 | SITE CONSTRUCTION | 024119 | SELECTIVE STRUCTURE DEMOLITION | AR | Other | 44 | The Contractor is required to insert and price those Items arising out of the Conditions of Contract and General Requirements of Division 01 of the Specification, which the Contractor considers to have a monetary value and the Contractor wishes to price. Example of such Items are given below. This list may be extended as required. | Conditions of Contract |  | 1- Should the Employer wish to take any of the materials/furniture from the site before being demolished or after dismantling, contractor shall carefully hand over the selected materials/ items to the employer at a safe location as instructed by the Engineer. | [9 empty] | 1- Should the Employer wish to take any of the materials/furniture from the site before being demolished or after dismantling, contractor shall carefully hand over the selected materials/ items to the employer at a safe location as instructed by the Engineer.
FAZ | 2 | SITE CONSTRUCTION | 024119 | SELECTIVE STRUCTURE DEMOLITION | AR | Other | 45 | The Contractor is required to insert and price those Items arising out of the Conditions of Contract and General Requirements of Division 01 of the Specification, which the Contractor considers to have a monetary value and the Contractor wishes to price. Example of such Items are given below. This list may be extended as required. | Conditions of Contract |  | 2- Debris of materials shall be removed away from the site to an approved dumping areas. | [9 empty] | 2- Debris of materials shall be removed away from the site to an approved dumping areas.
FAZ | 2 | SITE CONSTRUCTION | 024119 | SELECTIVE STRUCTURE DEMOLITION | AR | Other | 46 | The Contractor is required to insert and price those Items arising out of the Conditions of Contract and General Requirements of Division 01 of the Specification, which the Contractor considers to have a monetary value and the Contractor wishes to price. Example of such Items are given below. This list may be extended as required. | Conditions of Contract |  | 3- The contractor is to study the scope of works on the existing site and the design of new additional works and submit for the Engineer's approval, details of the methods of shoring, supporting and protecting the existing and the new works. | [9 empty] | 3- The contractor is to study the scope of works on the existing site and the design of new additional works and submit for the Engineer's approval, details of the methods of shoring, supporting and protecting the existing and the new works.
FAZ | 2 | SITE CONSTRUCTION | 024119 | SELECTIVE STRUCTURE DEMOLITION | AR | Other | 47 | Demolition | Demolition |  | Demolition | [9 empty] | Demolition
FAZ | 2 | SITE CONSTRUCTION | 024119 | SELECTIVE STRUCTURE DEMOLITION | AR | Item | 48 | The Contractor is required to insert and price those Items arising out of the Conditions of Contract and General Requirements of Division 01 of the Specification, which the Contractor considers to have a monetary value and the Contractor wishes to price. Example of such Items are given below. This list may be extended as required. | Conditions of Contract | A | Demolishing a column and parapet (Refer to first floor sheets) | 17 | m2 | 25 | 425 | [5 empty] | Demolishing a column and parapet (Refer to first floor sheets) | 17 | m2 | 25 | 425
FAZ | 2 | SITE CONSTRUCTION | 024119 | SELECTIVE STRUCTURE DEMOLITION | AR | Item | 49 | Demolition | Demolition | B | Demolishing beds (Slab on grade) | 73 | m2 |  | 0 | [5 empty] | Demolishing beds (Slab on grade) | 73 | m2 |  | 0
FAZ | 2 | SITE CONSTRUCTION | 024119 | SELECTIVE STRUCTURE DEMOLITION | AR | Item | 50 | The Contractor is required to insert and price those Items arising out of the Conditions of Contract and General Requirements of Division 01 of the Specification, which the Contractor considers to have a monetary value and the Contractor wishes to price. Example of such Items are given below. This list may be extended as required. | Conditions of Contract | C | Demolishing walls | 22 | m2 |  | 0 | [5 empty] | Demolishing walls | 22 | m2 |  | 0
FAZ | 2 | SITE CONSTRUCTION | 024119 | SELECTIVE STRUCTURE DEMOLITION | AR | Other | 51 | Alteration | Alteration |  | Alteration |  |  | 0 | [6 empty] | Alteration |  |  | 0
FAZ | 2 | SITE CONSTRUCTION | 024119 | SELECTIVE STRUCTURE DEMOLITION | AR | Item | 52 | The Contractor is required to insert and price those Items arising out of the Conditions of Contract and General Requirements of Division 01 of the Specification, which the Contractor considers to have a monetary value and the Contractor wishes to price. Example of such Items are given below. This list may be extended as required. | Conditions of Contract | A | Cutting solid slab 250mm locally for shafts | 4 | m2 | 25 | 100 | [5 empty] | Cutting solid slab 250mm locally for shafts | 4 | m2 | 25 | 100
FAZ | 2 | SITE CONSTRUCTION | 024119 | SELECTIVE STRUCTURE DEMOLITION | AR | Item | 53 | Alteration | Alteration | B | Cutting wall 300mm for opening of size 600x200mm | 1 | Nr |  | 0 | [5 empty] | Cutting wall 300mm for opening of size 600x200mm | 1 | Nr |  | 0
FAZ | 2 | SITE CONSTRUCTION | 024119 | SELECTIVE STRUCTURE DEMOLITION | AR | Item | 54 | The Contractor is required to insert and price those Items arising out of the Conditions of Contract and General Requirements of Division 01 of the Specification, which the Contractor considers to have a monetary value and the Contractor wishes to price. Example of such Items are given below. This list may be extended as required. | Conditions of Contract | C | Coring through Ground beams 250mm in width | 8 | Nr |  | 0 | [5 empty] | Coring through Ground beams 250mm in width | 8 | Nr |  | 0
FAZ | 2 | SITE CONSTRUCTION | 024119 | SELECTIVE STRUCTURE DEMOLITION | AR | Item | 55 | Alteration | Alteration | B | Coring through a 250mm solid slab | 19 | Nr | 50 | 950 | [5 empty] | Coring through a 250mm solid slab | 19 | Nr | 50 | 950
FAZ | 2 | SITE CONSTRUCTION | 024119 | SELECTIVE STRUCTURE DEMOLITION | AR | Item | 56 | The Contractor is required to insert and price those Items arising out of the Conditions of Contract and General Requirements of Division 01 of the Specification, which the Contractor considers to have a monetary value and the Contractor wishes to price. Example of such Items are given below. This list may be extended as required. | Conditions of Contract | E | Coring through beams 600mm in width | 8 | Nr |  | 0 | [5 empty] | Coring through beams 600mm in width | 8 | Nr |  | 0
FAZ | 2 | SITE CONSTRUCTION | 024119 | SELECTIVE STRUCTURE DEMOLITION | AR | Other | 57 | Architectural Demolition | Demolish and cart away existing block (Solid and/or Hollow) and concrete elements with all finishes; including steel reinforcement, make good all disturbed surround to receive new finishes; complete; as specified, shown on Drawings and Engineer's instructions |  | Architectural Demolition |  |  | 0 | [6 empty] | Architectural Demolition |  |  | 0
FAZ | 2 | SITE CONSTRUCTION | 024119 | SELECTIVE STRUCTURE DEMOLITION | AR | Other | 58 | Architectural Demolition | Demolish and cart away existing block (Solid and/or Hollow) and concrete elements with all finishes; including steel reinforcement, make good all disturbed surround to receive new finishes; complete; as specified, shown on Drawings and Engineer's instructions |  | Demolish and cart away existing block (Solid and/or Hollow) and concrete elements with all finishes; including steel reinforcement, make good all disturbed surround to receive new finishes; complete; as specified, shown on Drawings and Engineer's instructions |  |  | 0 | [6 empty] | Demolish and cart away existing block (Solid and/or Hollow) and concrete elements with all finishes; including steel reinforcement, make good all disturbed surround to receive new finishes; complete; as specified, shown on Drawings and Engineer's instructions |  |  | 0
FAZ | 2 | SITE CONSTRUCTION | 024119 | SELECTIVE STRUCTURE DEMOLITION | AR | Item | 59 | Architectural Demolition | Demolish and cart away existing block (Solid and/or Hollow) and concrete elements with all finishes; including steel reinforcement, make good all disturbed surround to receive new finishes; complete; as specified, shown on Drawings and Engineer's instructions | C | Block walls of all thicknesses, approximate quantity (36m2) | 1 | Item | 270 | 270 | [5 empty] | Block walls of all thicknesses, approximate quantity (36m2) |  | Item | 270 | 270
FAZ | 2 | SITE CONSTRUCTION | 024119 | SELECTIVE STRUCTURE DEMOLITION | AR | Other | 60 | Architectural Demolition | Demolish and cart away existing finish; including all related works, make good all disturbed surround to receive new finish; complete; as specified, shown on Drawings and Engineer's instructions |  | Demolish and cart away existing finish; including all related works, make good all disturbed surround to receive new finish; complete; as specified, shown on Drawings and Engineer's instructions | [9 empty] | Demolish and cart away existing finish; including all related works, make good all disturbed surround to receive new finish; complete; as specified, shown on Drawings and Engineer's instructions
FAZ | 2 | SITE CONSTRUCTION | 024119 | SELECTIVE STRUCTURE DEMOLITION | AR | Item | 61 | Architectural Demolition | Demolish and cart away existing finish; including all related works, make good all disturbed surround to receive new finish; complete; as specified, shown on Drawings and Engineer's instructions | G | Floor finish of any type, approximate quantity (30m2) |  | Item |  | 0 | No.6 GF |  |  |  |  | Floor finish of any type, approximate quantity (30m2) |  | Item |  | 0
FAZ | 2 | SITE CONSTRUCTION | 024119 | SELECTIVE STRUCTURE DEMOLITION | AR | Item | 62 | Architectural Demolition | Demolish and cart away existing finish; including all related works, make good all disturbed surround to receive new finish; complete; as specified, shown on Drawings and Engineer's instructions | H | Wall finish of any type, approximate quantity (10m2) |  | Item |  | 0 | [5 empty] | Wall finish of any type, approximate quantity (10m2) |  | Item |  | 0
FAZ | 2 | SITE CONSTRUCTION | 024119 | SELECTIVE STRUCTURE DEMOLITION | AR | Item | 63 | Architectural Demolition | Demolish and cart away existing finish; including all related works, make good all disturbed surround to receive new finish; complete; as specified, shown on Drawings and Engineer's instructions | J | Ceiling finish of any type, approximate quantity (30m2) |  | Item |  | 0 | [5 empty] | Ceiling finish of any type, approximate quantity (30m2) |  | Item |  | 0
FAZ | 2 | SITE CONSTRUCTION | 024119 | SELECTIVE STRUCTURE DEMOLITION | AR | Other | 64 | Architectural Demolition | Cut and cart away existing block (Solid and/or Hollow) and concrete elements with all finishes; including steel reinforcement, make good all disturbed surround to receive new finishes, construct all required reinforced concrete stiffening elements; as specified, shown on Drawings and Engineer's instructions |  | Cut and cart away existing block (Solid and/or Hollow) and concrete elements with all finishes; including steel reinforcement, make good all disturbed surround to receive new finishes, construct all required reinforced concrete stiffening elements; as specified, shown on Drawings and Engineer's instructions |  |  | 0 | [6 empty] | Cut and cart away existing block (Solid and/or Hollow) and concrete elements with all finishes; including steel reinforcement, make good all disturbed surround to receive new finishes, construct all required reinforced concrete stiffening elements; as specified, shown on Drawings and Engineer's instructions |  |  | 0
FAZ | 2 | SITE CONSTRUCTION | 024119 | SELECTIVE STRUCTURE DEMOLITION | AR | Other | 65 | Architectural Demolition | Cut and cart away existing block (Solid and/or Hollow) and concrete elements with all finishes; including steel reinforcement, make good all disturbed surround to receive new finishes, construct all required reinforced concrete stiffening elements; as specified, shown on Drawings and Engineer's instructions |  | Note: Single or double walls must be measured from one side only |  |  | 0 | [6 empty] | Note: Single or double walls must be measured from one side only |  |  | 0
FAZ | 2 | SITE CONSTRUCTION | 024119 | SELECTIVE STRUCTURE DEMOLITION | AR | Item | 66 | Architectural Demolition | Cut and cart away existing block (Solid and/or Hollow) and concrete elements with all finishes; including steel reinforcement, make good all disturbed surround to receive new finishes, construct all required reinforced concrete stiffening elements; as specified, shown on Drawings and Engineer's instructions | A | Create window opening, approximate area (3m2) | 3 | Nr |  | 0 | No.3 |  |  |  |  | Create window opening, approximate area (3m2) | 3 | Nr |  | 0
FAZ | 2 | SITE CONSTRUCTION | 024119 | SELECTIVE STRUCTURE DEMOLITION | AR | Item | 67 | Architectural Demolition | Cut and cart away existing block (Solid and/or Hollow) and concrete elements with all finishes; including steel reinforcement, make good all disturbed surround to receive new finishes, construct all required reinforced concrete stiffening elements; as specified, shown on Drawings and Engineer's instructions | B | Create door opening, approximate area (2.5m2) | 10 | Nr |  | 0 | No.2 |  |  |  |  | Create door opening, approximate area (2.5m2) | 10 | Nr |  | 0
FAZ | 2 | SITE CONSTRUCTION | 024119 | SELECTIVE STRUCTURE DEMOLITION | AR | Item | 68 | Architectural Demolition | Cut and cart away existing block (Solid and/or Hollow) and concrete elements with all finishes; including steel reinforcement, make good all disturbed surround to receive new finishes, construct all required reinforced concrete stiffening elements; as specified, shown on Drawings and Engineer's instructions | C | Resize and enlarge of window opening, approximate resized area (2m2) | 5 | Nr |  | 0 | No.4 GF |  |  |  |  | Resize and enlarge of window opening, approximate resized area (2m2) | 5 | Nr |  | 0
FAZ | 2 | SITE CONSTRUCTION | 024119 | SELECTIVE STRUCTURE DEMOLITION | AR | Item | 69 | Architectural Demolition | Cut and cart away existing block (Solid and/or Hollow) and concrete elements with all finishes; including steel reinforcement, make good all disturbed surround to receive new finishes, construct all required reinforced concrete stiffening elements; as specified, shown on Drawings and Engineer's instructions | A | Create Fire Cabinet openings, approximate area (1m2) | 1 | Nr | 40 | 40 | No.5 GF & 2nd |  |  |  |  | Create Fire Cabinet openings, approximate area (1m2) | 1 | Nr | 40 | 40
FAZ | 2 | SITE CONSTRUCTION | 024119 | SELECTIVE STRUCTURE DEMOLITION | AR | Item | 70 | Architectural Demolition | Cut and cart away existing block (Solid and/or Hollow) and concrete elements with all finishes; including steel reinforcement, make good all disturbed surround to receive new finishes, construct all required reinforced concrete stiffening elements; as specified, shown on Drawings and Engineer's instructions | E | Create Electrical openings, approximate area (1m2) | 1 | Nr |  | 0 | No.9 1st floor |  |  |  |  | Create Electrical openings, approximate area (1m2) | 1 | Nr
FAZ | 2 | SITE CONSTRUCTION | 024119 | SELECTIVE STRUCTURE DEMOLITION | AR | Other | 71 | Architectural Demolition | Cut and cart away existing block (Solid and/or Hollow) and concrete elements with all finishes; including steel reinforcement, make good all disturbed surround to receive new finishes, construct all required reinforced concrete stiffening elements; as specified, shown on Drawings and Engineer's instructions | BILL NO. 02 - SITE CONSTRUCTION
FAZ | 2 | SITE CONSTRUCTION | To Summary | To Summary |  | Bill Sum | 72 | Architectural Demolition | Cut and cart away existing block (Solid and/or Hollow) and concrete elements with all finishes; including steel reinforcement, make good all disturbed surround to receive new finishes, construct all required reinforced concrete stiffening elements; as specified, shown on Drawings and Engineer's instructions | To Summary |  |  |  | J.D | 0 | [8 empty] | J.D | 1785
FAZ | 3 | CONCRETE | 033000 | CAST - IN PLACE CONCRETE | ST | Other | 73 | Architectural Demolition | Cut and cart away existing block (Solid and/or Hollow) and concrete elements with all finishes; including steel reinforcement, make good all disturbed surround to receive new finishes, construct all required reinforced concrete stiffening elements; as specified, shown on Drawings and Engineer's instructions |  |  | BILL NO. 03 | [9 empty] | BILL NO. 03
FAZ | 3 | CONCRETE | 033000 | CAST - IN PLACE CONCRETE | ST | Other | 74 | Architectural Demolition | Cut and cart away existing block (Solid and/or Hollow) and concrete elements with all finishes; including steel reinforcement, make good all disturbed surround to receive new finishes, construct all required reinforced concrete stiffening elements; as specified, shown on Drawings and Engineer's instructions |  |  | CONCRETE | [9 empty] | CONCRETE
FAZ | 3 | CONCRETE | 024119 | CAST - IN PLACE CONCRETE | AR | Other | 75 | Architectural Demolition | Cut and cart away existing block (Solid and/or Hollow) and concrete elements with all finishes; including steel reinforcement, make good all disturbed surround to receive new finishes, construct all required reinforced concrete stiffening elements; as specified, shown on Drawings and Engineer's instructions | Item | Description | Qty | Unit | Rate | Amount | [5 empty] | Description | Qty | Unit | Rate | Amount
FAZ | 3 | CONCRETE | 024119 | CAST - IN PLACE CONCRETE | AR | Other | 76 | Architectural Demolition | Cut and cart away existing block (Solid and/or Hollow) and concrete elements with all finishes; including steel reinforcement, make good all disturbed surround to receive new finishes, construct all required reinforced concrete stiffening elements; as specified, shown on Drawings and Engineer's instructions | [5 empty] | J.D | [9 empty] | J.D
FAZ | 3 | CONCRETE | 033000 | CAST - IN PLACE CONCRETE | ST | Other | 77 | Architectural Demolition | Cut and cart away existing block (Solid and/or Hollow) and concrete elements with all finishes; including steel reinforcement, make good all disturbed surround to receive new finishes, construct all required reinforced concrete stiffening elements; as specified, shown on Drawings and Engineer's instructions |  | 033000 - CAST - IN PLACE CONCRETE | [9 empty] | 033000 - CAST - IN PLACE CONCRETE
FAZ | 3 | CONCRETE | 033000 | CAST - IN PLACE CONCRETE | ST | Other | 78 | Concrete; Compressive strength on cylinder 110 kg/cm2; Ordinary Portland cement (Type I ); plain | Concrete; Compressive strength on cylinder 110 kg/cm2; Ordinary Portland cement (Type I ); plain |  | Concrete; Compressive strength on cylinder 110 kg/cm2; Ordinary Portland cement (Type I ); plain | [9 empty] | Concrete; Compressive strength on cylinder 110 kg/cm2; Ordinary Portland cement (Type I ); plain
FAZ | 3 | CONCRETE | 033000 | CAST - IN PLACE CONCRETE | ST | Item | 79 | Architectural Demolition | Cut and cart away existing block (Solid and/or Hollow) and concrete elements with all finishes; including steel reinforcement, make good all disturbed surround to receive new finishes, construct all required reinforced concrete stiffening elements; as specified, shown on Drawings and Engineer's instructions | A | Beds (Slab on grade) | 38 | m3 | 0 | 0 | [5 empty] | Beds (Slab on grade) | 38 | m3 | 0 | 0
FAZ | 3 | CONCRETE | 033000 | CAST - IN PLACE CONCRETE | ST | Item | 80 | Concrete; Compressive strength on cylinder 110 kg/cm2; Ordinary Portland cement (Type I ); plain | Concrete; Compressive strength on cylinder 110 kg/cm2; Ordinary Portland cement (Type I ); plain | B | Foundation | 6 | m3 | 0 | 0 | [5 empty] | Foundation | 6 | m3 | 0 | 0
FAZ | 3 | CONCRETE | 033000 | CAST - IN PLACE CONCRETE | ST | Item | 81 | Architectural Demolition | Cut and cart away existing block (Solid and/or Hollow) and concrete elements with all finishes; including steel reinforcement, make good all disturbed surround to receive new finishes, construct all required reinforced concrete stiffening elements; as specified, shown on Drawings and Engineer's instructions | C | Ground beams | 5 | m3 | 0 | 0 | [5 empty] | Ground beams | 5 | m3 | 0 | 0
FAZ | 3 | CONCRETE | 033000 | CAST - IN PLACE CONCRETE | ST | Other | 82 | Concrete; Compression strength on cylinder 300 kg/cm2; Ordinary Portland cement Type I; including basic and plain finish formwork reinforced | Concrete; Compression strength on cylinder 300 kg/cm2; Ordinary Portland cement Type I; including basic and plain finish formwork reinforced |  | Concrete; Compression strength on cylinder 300 kg/cm2; Ordinary Portland cement Type I; including basic and plain finish formwork reinforced |  |  | 0 | [6 empty] | Concrete; Compression strength on cylinder 300 kg/cm2; Ordinary Portland cement Type I; including basic and plain finish formwork reinforced |  |  | 0
FAZ | 3 | CONCRETE | 033000 | CAST - IN PLACE CONCRETE | ST | Item | 83 | Architectural Demolition | Cut and cart away existing block (Solid and/or Hollow) and concrete elements with all finishes; including steel reinforcement, make good all disturbed surround to receive new finishes, construct all required reinforced concrete stiffening elements; as specified, shown on Drawings and Engineer's instructions | D | Strip Footings | 80 | m3 | 0 | 0 | [5 empty] | Strip Footings | 80 | m3 | 0 | 0
FAZ | 3 | CONCRETE | 033000 | CAST - IN PLACE CONCRETE | ST | Item | 84 | Concrete; Compression strength on cylinder 300 kg/cm2; Ordinary Portland cement Type I; including basic and plain finish formwork reinforced | Concrete; Compression strength on cylinder 300 kg/cm2; Ordinary Portland cement Type I; including basic and plain finish formwork reinforced | E | Ground Beams | 30 | m3 | 0 | 0 | [5 empty] | Ground Beams | 30 | m3 | 0 | 0
FAZ | 3 | CONCRETE | 033000 | CAST - IN PLACE CONCRETE | ST | Item | 85 | Architectural Demolition | Cut and cart away existing block (Solid and/or Hollow) and concrete elements with all finishes; including steel reinforcement, make good all disturbed surround to receive new finishes, construct all required reinforced concrete stiffening elements; as specified, shown on Drawings and Engineer's instructions | F | Columns | 1 | m3 | 0 | 0 | [5 empty] | Columns | 1 | m3 | 0 | 0
FAZ | 3 | CONCRETE | 033000 | CAST - IN PLACE CONCRETE | ST | Item | 86 | Concrete; Compression strength on cylinder 300 kg/cm2; Ordinary Portland cement Type I; including basic and plain finish formwork reinforced | Concrete; Compression strength on cylinder 300 kg/cm2; Ordinary Portland cement Type I; including basic and plain finish formwork reinforced | G | Retaining walls | 50 | m3 | 0 | 0 | [5 empty] | Retaining walls | 50 | m3 | 0 | 0
FAZ | 3 | CONCRETE | 033000 | CAST - IN PLACE CONCRETE | ST | Item | 87 | Architectural Demolition | Cut and cart away existing block (Solid and/or Hollow) and concrete elements with all finishes; including steel reinforcement, make good all disturbed surround to receive new finishes, construct all required reinforced concrete stiffening elements; as specified, shown on Drawings and Engineer's instructions | A | Solid Slab | 20 | m3 | 119 | 2380 | [5 empty] | Solid Slab | 20 | m3 | 119 | 2380
FAZ | 3 | CONCRETE | 033000 | CAST - IN PLACE CONCRETE | ST | Item | 88 | Concrete; Compression strength on cylinder 300 kg/cm2; Ordinary Portland cement Type I; including basic and plain finish formwork reinforced | Concrete; Compression strength on cylinder 300 kg/cm2; Ordinary Portland cement Type I; including basic and plain finish formwork reinforced | B | Beams | 5 | m3 | 125 | 625 | [5 empty] | Beams | 5 | m3 | 125 | 625
FAZ | 3 | CONCRETE | 033000 | CAST - IN PLACE CONCRETE | ST | Item | 89 | Architectural Demolition | Cut and cart away existing block (Solid and/or Hollow) and concrete elements with all finishes; including steel reinforcement, make good all disturbed surround to receive new finishes, construct all required reinforced concrete stiffening elements; as specified, shown on Drawings and Engineer's instructions | K | Stairs | 1 | m3 |  | 0 | [5 empty] | Stairs | 1 | m3 |  | 0
FAZ | 3 | CONCRETE | 033000 | CAST - IN PLACE CONCRETE | ST | Item | 90 | Concrete; Compression strength on cylinder 300 kg/cm2; Ordinary Portland cement Type I; including basic and plain finish formwork reinforced | Concrete; Compression strength on cylinder 300 kg/cm2; Ordinary Portland cement Type I; including basic and plain finish formwork reinforced | C | Upstands | 5 | m3 | 125 | 625 | [5 empty] | Upstands | 5 | m3 | 125 | 625
FAZ | 3 | CONCRETE | 033000 | CAST - IN PLACE CONCRETE | ST | Item | 91 | Architectural Demolition | Cut and cart away existing block (Solid and/or Hollow) and concrete elements with all finishes; including steel reinforcement, make good all disturbed surround to receive new finishes, construct all required reinforced concrete stiffening elements; as specified, shown on Drawings and Engineer's instructions | D | Precast panel (Thickness of 100mm, as shown on drawings) | 32 | m2 | 38 | 1216 | [5 empty] | Precast panel (Thickness of 100mm, as shown on drawings) | 32 | m2 | 38 | 1216
FAZ | 3 | CONCRETE | 033000 | CAST - IN PLACE CONCRETE | ST | Item | 92 | Concrete; Compression strength on cylinder 300 kg/cm2; Ordinary Portland cement Type I; including basic and plain finish formwork reinforced | Concrete; Compression strength on cylinder 300 kg/cm2; Ordinary Portland cement Type I; including basic and plain finish formwork reinforced | E | Concrete pads | 2 | m3 | 125 | 250 | [5 empty] | Concrete pads | 2 | m3 | 125 | 250
FAZ | 3 | CONCRETE | 033000 | CAST - IN PLACE CONCRETE | ST | Other | 93 | Concrete; Compression strength on cylinder 250 kg/cm2; Ordinary Portland cement Type I; including basic and plain finish formwork reinforced | Concrete; Compression strength on cylinder 250 kg/cm2; Ordinary Portland cement Type I; including basic and plain finish formwork reinforced |  | Concrete; Compression strength on cylinder 250 kg/cm2; Ordinary Portland cement Type I; including basic and plain finish formwork reinforced | [9 empty] | Concrete; Compression strength on cylinder 250 kg/cm2; Ordinary Portland cement Type I; including basic and plain finish formwork reinforced
FAZ | 3 | CONCRETE | 033000 | CAST - IN PLACE CONCRETE | ST | Item | 94 | Concrete; Compression strength on cylinder 300 kg/cm2; Ordinary Portland cement Type I; including basic and plain finish formwork reinforced | Concrete; Compression strength on cylinder 300 kg/cm2; Ordinary Portland cement Type I; including basic and plain finish formwork reinforced | B | Beds (Slab on grade) | 93 | m3 |  | 0 | [5 empty] | Beds (Slab on grade) | 93 | m3 |  | 0
FAZ | 3 | CONCRETE | 033000 | CAST - IN PLACE CONCRETE | ST | Other | 95 | Bar reinforcement | Bar reinforcement |  | Bar reinforcement | [9 empty] | Bar reinforcement
FAZ | 3 | CONCRETE | 033000 | CAST - IN PLACE CONCRETE | ST | Item | 96 | Concrete; Compression strength on cylinder 300 kg/cm2; Ordinary Portland cement Type I; including basic and plain finish formwork reinforced | Concrete; Compression strength on cylinder 300 kg/cm2; Ordinary Portland cement Type I; including basic and plain finish formwork reinforced | A | High yield steel | 2.5 | T | 2346 | 5865 | [5 empty] | High yield steel | 2.5 | T | 2346 | 5865
FAZ | 3 | CONCRETE | 033000 | CAST - IN PLACE CONCRETE | ST | Other | 97 | Dowel Bars Planted With Epoxy Mortar | Dowel Bars Planted With Epoxy Mortar |  | Dowel Bars Planted With Epoxy Mortar | [9 empty] | Dowel Bars Planted With Epoxy Mortar
FAZ | 3 | CONCRETE | 033000 | CAST - IN PLACE CONCRETE | ST | Item | 98 | Concrete; Compression strength on cylinder 300 kg/cm2; Ordinary Portland cement Type I; including basic and plain finish formwork reinforced | Concrete; Compression strength on cylinder 300 kg/cm2; Ordinary Portland cement Type I; including basic and plain finish formwork reinforced | B | T10 bars | 210 | Nr | 7 | 1470 | [5 empty] | T10 bars | 210 | Nr | 7 | 1470
FAZ | 3 | CONCRETE | 033000 | CAST - IN PLACE CONCRETE | ST | Item | 99 | Dowel Bars Planted With Epoxy Mortar | Dowel Bars Planted With Epoxy Mortar | C | T12 bars | 330 | Nr | 8 | 2640 | [5 empty] | T12 bars | 330 | Nr | 8 | 2640
FAZ | 3 | CONCRETE | 033000 | CAST - IN PLACE CONCRETE | ST | Item | 100 | Concrete; Compression strength on cylinder 300 kg/cm2; Ordinary Portland cement Type I; including basic and plain finish formwork reinforced | Concrete; Compression strength on cylinder 300 kg/cm2; Ordinary Portland cement Type I; including basic and plain finish formwork reinforced | D | T14 bars | 102 | Nr | 9 | 918 | [5 empty] | T14 bars | 102 | Nr | 9 | 918
FAZ | 3 | CONCRETE | 033000 | CAST - IN PLACE CONCRETE | ST | Item | 101 | Dowel Bars Planted With Epoxy Mortar | Dowel Bars Planted With Epoxy Mortar | G | T18 bars | 30 | Nr |  | 0 | [5 empty] | T18 bars | 30 | Nr |  | 0
FAZ | 3 | CONCRETE | 033000 | CAST - IN PLACE CONCRETE | ST | Item | 102 | Concrete; Compression strength on cylinder 300 kg/cm2; Ordinary Portland cement Type I; including basic and plain finish formwork reinforced | Concrete; Compression strength on cylinder 300 kg/cm2; Ordinary Portland cement Type I; including basic and plain finish formwork reinforced | E | T20 bars | 4 | Nr | 13 | 52 | [5 empty] | T20 bars | 4 | Nr | 13 | 52
FAZ | 3 | CONCRETE | 033000 | CAST - IN PLACE CONCRETE | ST | Item | 103 | Dowel Bars Planted With Epoxy Mortar | Dowel Bars Planted With Epoxy Mortar | F | T25 bars | 8 | Nr | 17 | 136 | [5 empty] | T25 bars | 8 | Nr | 17 | 136
FAZ | 3 | CONCRETE | 035440 | CEMENT BASED SCREED | AR | Other | 104 | 035440 - CEMENT BASED SCREED | 035440 - CEMENT BASED SCREED |  | 035440 - CEMENT BASED SCREED | [9 empty] | 035440 - CEMENT BASED SCREED
FAZ | 3 | CONCRETE | 035440 | CEMENT BASED SCREED | AR | Other | 105 | Cement-sand screed; finished to receive sheet membrane; laid to falls and cross falls; to | Cement-sand screed; finished to receive sheet membrane; laid to falls and cross falls; to |  | Cement-sand screed; finished to receive sheet membrane; laid to falls and cross falls; to | [9 empty] | Cement-sand screed; finished to receive sheet membrane; laid to falls and cross falls; to
FAZ | 3 | CONCRETE | 035440 | CEMENT BASED SCREED | AR | Item | 106 | 035440 - CEMENT BASED SCREED | 035440 - CEMENT BASED SCREED | A | Roofs; 30 minimum thick | 1144 | m2 | 5 | 5720 | [5 empty] | Roofs; 30 minimum thick | 1144 | m2 | 5 | 5720
FAZ | 3 | CONCRETE | 035440 | CEMENT BASED SCREED | AR | Item | 107 | Cement-sand screed; finished to receive sheet membrane; laid to falls and cross falls; to | Cement-sand screed; finished to receive sheet membrane; laid to falls and cross falls; to | B | Balcony; 50 minimum thick | 138 | m2 | 6 | 828 | [5 empty] | Balcony; 50 minimum thick | 138 | m2 | 6 | 828
FAZ | 3 | CONCRETE | 035440 | CEMENT BASED SCREED | AR | Item | 108 | 035440 - CEMENT BASED SCREED | 035440 - CEMENT BASED SCREED | C | Triangular fillet; 50 x 50 | 419 | m | 2 | 838 | [5 empty] | Triangular fillet; 50 x 50 | 419 | m | 2 | 838
FAZ | 3 | CONCRETE | 035440 | CEMENT BASED SCREED | AR | Other | 109 | Cement-sand screed topping; trowelled finish; to receive finish; to | Cement-sand screed topping; trowelled finish; to receive finish; to |  | Cement-sand screed topping; trowelled finish; to receive finish; to | [9 empty] | Cement-sand screed topping; trowelled finish; to receive finish; to
FAZ | 3 | CONCRETE | 035440 | CEMENT BASED SCREED | AR | Item | 110 | 035440 - CEMENT BASED SCREED | 035440 - CEMENT BASED SCREED | D | Floors; 100 thick | 64 | m2 | 8 | 512 | [5 empty] | Floors; 100 thick | 64 | m2 | 8 | 512
FAZ | 3 | CONCRETE | 035440 | CEMENT BASED SCREED | AR | Item | 111 | Cement-sand screed topping; trowelled finish; to receive finish; to | Cement-sand screed topping; trowelled finish; to receive finish; to | E | Trench; 30 minimum; laid to falls | 8 | m2 | 10 | 80 | [5 empty] | Trench; 30 minimum; laid to falls | 8 | m2 | 10 | 80
FAZ | 3 | CONCRETE | 035440 | CEMENT BASED SCREED | AR | Item | 112 | 035440 - CEMENT BASED SCREED | 035440 - CEMENT BASED SCREED | F | Skirtings; 100 high | 70 | m | 3 | 210 | [5 empty] | Skirtings; 100 high | 70 | m | 3 | 210
FAZ | 3 | CONCRETE | 035440 | CEMENT BASED SCREED | AR | Other | 113 | Cement-sand screed filling; to receive finish; to | Cement-sand screed filling; to receive finish; to |  | Cement-sand screed filling; to receive finish; to | [9 empty] | Cement-sand screed filling; to receive finish; to
FAZ | 3 | CONCRETE | 035440 | CEMENT BASED SCREED | AR | Item | 114 | 035440 - CEMENT BASED SCREED | 035440 - CEMENT BASED SCREED | G | To Sunken slabs | 3 | m2 |  | 0 | [5 empty] | To Sunken slabs | 3 | m2 |  | 0
FAZ | 3 | CONCRETE | 035440 | CEMENT BASED SCREED | AR | Other | 115 | Cement-sand screed filling; to receive finish; to | Cement-sand screed filling; to receive finish; to | BILL NO. 03 - CONCRETE
FAZ | 3 | CONCRETE | To Summary | To Summary |  | Bill Sum | 116 | 035440 - CEMENT BASED SCREED | 035440 - CEMENT BASED SCREED | To Summary |  |  |  | J.D | 0 | [8 empty] | J.D | 24365
FAZ | 4 | MASONRY | 042000 | UNIT MASONRY | AR | Other | 117 | Cement-sand screed filling; to receive finish; to | Cement-sand screed filling; to receive finish; to |  |  | BILL NO. 4 | [9 empty] | BILL NO. 4
FAZ | 4 | MASONRY | 042000 | UNIT MASONRY | AR | Other | 118 | 035440 - CEMENT BASED SCREED | 035440 - CEMENT BASED SCREED |  |  | MASONRY | [9 empty] | MASONRY
FAZ | 4 | MASONRY | 042000 | UNIT MASONRY | AR | Other | 119 | Cement-sand screed filling; to receive finish; to | Cement-sand screed filling; to receive finish; to | Item | Description | Qty | Unit | Rate | Amount | [5 empty] | Description | Qty | Unit | Rate | Amount
FAZ | 4 | MASONRY | 042000 | UNIT MASONRY | AR | Other | 120 | 035440 - CEMENT BASED SCREED | 035440 - CEMENT BASED SCREED | [5 empty] | J.D | [9 empty] | J.D
FAZ | 4 | MASONRY | 042000 | UNIT MASONRY | AR | Other | 121 | 042000 - UNIT MASONRY | 042000 - UNIT MASONRY |  | 042000 - UNIT MASONRY | [9 empty] | 042000 - UNIT MASONRY
FAZ | 4 | MASONRY | 042000 | UNIT MASONRY | AR | Other | 122 | Concrete hollow blocks; ordinary Portland cement; including mortar bedding and jointing; to | Concrete hollow blocks; ordinary Portland cement; including mortar bedding and jointing; to |  | Concrete hollow blocks; ordinary Portland cement; including mortar bedding and jointing; to | [9 empty] | Concrete hollow blocks; ordinary Portland cement; including mortar bedding and jointing; to
FAZ | 4 | MASONRY | 042000 | UNIT MASONRY | AR | Item | 123 | 042000 - UNIT MASONRY | 042000 - UNIT MASONRY | A | Walls; 100 thick | 517 | m2 |  | 0 | [5 empty] | Walls; 100 thick | 517 | m2 |  | 0
FAZ | 4 | MASONRY | 042000 | UNIT MASONRY | AR | Item | 124 | Concrete hollow blocks; ordinary Portland cement; including mortar bedding and jointing; to | Concrete hollow blocks; ordinary Portland cement; including mortar bedding and jointing; to | B | Walls; 100 thick curved | 60 | m2 |  | 0 | [5 empty] | Walls; 100 thick curved | 60 | m2 |  | 0
FAZ | 4 | MASONRY | 042000 | UNIT MASONRY | AR | Item | 125 | 042000 - UNIT MASONRY | 042000 - UNIT MASONRY | C | Walls; 150 thick | 164 | m2 |  | 0 | [5 empty] | Walls; 150 thick | 164 | m2 |  | 0
FAZ | 4 | MASONRY | 042000 | UNIT MASONRY | AR | Other | 126 | Concrete blocks; ordinary Portland cement; including mortar bedding and jointing; fire rated; to | Concrete blocks; ordinary Portland cement; including mortar bedding and jointing; fire rated; to |  | Concrete blocks; ordinary Portland cement; including mortar bedding and jointing; fire rated; to | [9 empty] | Concrete blocks; ordinary Portland cement; including mortar bedding and jointing; fire rated; to
FAZ | 4 | MASONRY | 042000 | UNIT MASONRY | AR | Item | 127 | 042000 - UNIT MASONRY | 042000 - UNIT MASONRY | D | Walls; 200 thick; 30 minutes | 34 | m2 |  | 0 | [5 empty] | Walls; 200 thick; 30 minutes | 34 | m2 |  | 0
FAZ | 4 | MASONRY | 042000 | UNIT MASONRY | AR | Item | 128 | Concrete blocks; ordinary Portland cement; including mortar bedding and jointing; fire rated; to | Concrete blocks; ordinary Portland cement; including mortar bedding and jointing; fire rated; to | A | Walls; 100 thick; 60 minutes | 14 | m2 | 13 | 182 | [5 empty] | Walls; 100 thick; 60 minutes | 14 | m2 | 13 | 182
FAZ | 4 | MASONRY | 042000 | UNIT MASONRY | AR | Item | 129 | 042000 - UNIT MASONRY | 042000 - UNIT MASONRY | F | Walls; 150 thick; 60 minutes | 135 | m2 |  | 0 | [5 empty] | Walls; 150 thick; 60 minutes | 135 | m2 |  | 0
FAZ | 4 | MASONRY | 042000 | UNIT MASONRY | AR | Item | 130 | Concrete blocks; ordinary Portland cement; including mortar bedding and jointing; fire rated; to | Concrete blocks; ordinary Portland cement; including mortar bedding and jointing; fire rated; to | G | Walls; 200 thick; 60 minutes | 56 | m2 |  | 0 | [5 empty] | Walls; 200 thick; 60 minutes | 56 | m2 |  | 0
FAZ | 4 | MASONRY | 042300 | GLASS UNIT MASONRY | AR | Other | 131 | 042300 - GLASS UNIT MASONRY | 042300 - GLASS UNIT MASONRY |  | 042300 - GLASS UNIT MASONRY | [9 empty] | 042300 - GLASS UNIT MASONRY
FAZ | 4 | MASONRY | 042313 | VERTICAL GLASS UNIT MASONRY | AR | Other | 132 | 042313 - VERTICAL GLASS UNIT MASONRY | 042313 - VERTICAL GLASS UNIT MASONRY |  | 042313 - VERTICAL GLASS UNIT MASONRY | [9 empty] | 042313 - VERTICAL GLASS UNIT MASONRY
FAZ | 4 | MASONRY | 042313 | VERTICAL GLASS UNIT MASONRY | AR | Other | 133 | Glass block partitions; including all necessary fixings and fittings materials; as specified and as shown on Drawings | Glass block partitions; including all necessary fixings and fittings materials; as specified and as shown on Drawings |  | Glass block partitions; including all necessary fixings and fittings materials; as specified and as shown on Drawings | [9 empty] | Glass block partitions; including all necessary fixings and fittings materials; as specified and as shown on Drawings
FAZ | 4 | MASONRY | 042313 | VERTICAL GLASS UNIT MASONRY | AR | Item | 134 | 042313 - VERTICAL GLASS UNIT MASONRY | 042313 - VERTICAL GLASS UNIT MASONRY | B | To external elevations | 7 | m2 | 188 | 1316 | [5 empty] | To external elevations | 7 | m2 | 188 | 1316
FAZ | 4 | MASONRY | 042313 | VERTICAL GLASS UNIT MASONRY | AR | Item | 135 | Glass block partitions; including all necessary fixings and fittings materials; as specified and as shown on Drawings | Glass block partitions; including all necessary fixings and fittings materials; as specified and as shown on Drawings | C | Partitions | 22 | m2 | 188 | 4136 | [5 empty] | Partitions | 22 | m2 | 188 | 4136
FAZ | 4 | MASONRY | 044200 | EXTERIOR STONE CLADDING | AR | Other | 136 | 044200 - EXTERIOR STONE CLADDING | 044200 - EXTERIOR STONE CLADDING |  | 044200 - EXTERIOR STONE CLADDING | [9 empty] | 044200 - EXTERIOR STONE CLADDING
FAZ | 4 | MASONRY | 044200 | EXTERIOR STONE CLADDING | AR | Other | 137 | Limestone cladding slabs and features; 30 mm thick; best quality limestone; including backing mortar, water repellents, and all necessary fixings and fittings materials; as specified and as shown on Drawings | Limestone cladding slabs and features; 30 mm thick; best quality limestone; including backing mortar, water repellents, and all necessary fixings and fittings materials; as specified and as shown on Drawings |  | Limestone cladding slabs and features; 30 mm thick; best quality limestone; including backing mortar, water repellents, and all necessary fixings and fittings materials; as specified and as shown on Drawings | [9 empty] | Limestone cladding slabs and features; 30 mm thick; best quality limestone; including backing mortar, water repellents, and all necessary fixings and fittings materials; as specified and as shown on Drawings
FAZ | 4 | MASONRY | 044200 | EXTERIOR STONE CLADDING | AR | Item | 138 | 044200 - EXTERIOR STONE CLADDING | 044200 - EXTERIOR STONE CLADDING | A | Walls; 30 thick | 268 | m2 | 53 | 14204 | [5 empty] | Walls; 30 thick | 268 | m2 | 53 | 14204
FAZ | 4 | MASONRY | 044200 | EXTERIOR STONE CLADDING | AR | Item | 139 | Limestone cladding slabs and features; 30 mm thick; best quality limestone; including backing mortar, water repellents, and all necessary fixings and fittings materials; as specified and as shown on Drawings | Limestone cladding slabs and features; 30 mm thick; best quality limestone; including backing mortar, water repellents, and all necessary fixings and fittings materials; as specified and as shown on Drawings | B | Copings; 30 thick | 30 | m2 | 44 | 1320 | [5 empty] | Copings; 30 thick | 30 | m2 | 44 | 1320
FAZ | 4 | MASONRY | 044200 | EXTERIOR STONE CLADDING | AR | Other | 140 | 044200 - EXTERIOR STONE CLADDING | 044200 - EXTERIOR STONE CLADDING | BILL N0. 4 - MASONRY
FAZ | 4 | MASONRY | To Summary | To Summary |  | Bill Sum | 141 | Limestone cladding slabs and features; 30 mm thick; best quality limestone; including backing mortar, water repellents, and all necessary fixings and fittings materials; as specified and as shown on Drawings | Limestone cladding slabs and features; 30 mm thick; best quality limestone; including backing mortar, water repellents, and all necessary fixings and fittings materials; as specified and as shown on Drawings | To Summary |  |  |  | J.D | 0 | [8 empty] | J.D | 21158
FAZ | 5 | METALS | 055000 | METAL FABRICATIONS | AR | Other | 142 | 044200 - EXTERIOR STONE CLADDING | 044200 - EXTERIOR STONE CLADDING | BILL NO. 5
FAZ | 5 | METALS | 055000 | METAL FABRICATIONS | AR | Other | 143 | Limestone cladding slabs and features; 30 mm thick; best quality limestone; including backing mortar, water repellents, and all necessary fixings and fittings materials; as specified and as shown on Drawings | Limestone cladding slabs and features; 30 mm thick; best quality limestone; including backing mortar, water repellents, and all necessary fixings and fittings materials; as specified and as shown on Drawings | METALS
FAZ | 5 | METALS | 055000 | METAL FABRICATIONS | AR | Other | 144 | 044200 - EXTERIOR STONE CLADDING | 044200 - EXTERIOR STONE CLADDING | Item | Description | Qty | Unit | Rate | Amount | [5 empty] | Description | Qty | Unit | Rate | Amount
FAZ | 5 | METALS | 055000 | METAL FABRICATIONS | AR | Other | 145 | Limestone cladding slabs and features; 30 mm thick; best quality limestone; including backing mortar, water repellents, and all necessary fixings and fittings materials; as specified and as shown on Drawings | Limestone cladding slabs and features; 30 mm thick; best quality limestone; including backing mortar, water repellents, and all necessary fixings and fittings materials; as specified and as shown on Drawings | [5 empty] | J.D | [9 empty] | J.D
FAZ | 5 | METALS | 055000 | METAL FABRICATIONS | AR | Other | 146 | 055000 - METAL FABRICATIONS | 055000 - METAL FABRICATIONS |  | 055000 - METAL FABRICATIONS | [9 empty] | 055000 - METAL FABRICATIONS
FAZ | 5 | METALS | 055000 | METAL FABRICATIONS | AR | Other | 147 | Access ladders; galvanized mild steel; comprising flat strings and bar rungs; including brackets, anchor bolts, polyurethane paint, fittings and fixings; complete; as specified and as Drg. A-502 | Access ladders; galvanized mild steel; comprising flat strings and bar rungs; including brackets, anchor bolts, polyurethane paint, fittings and fixings; complete; as specified and as Drg. A-502 |  | Access ladders; galvanized mild steel; comprising flat strings and bar rungs; including brackets, anchor bolts, polyurethane paint, fittings and fixings; complete; as specified and as Drg. A-502 | [9 empty] | Access ladders; galvanized mild steel; comprising flat strings and bar rungs; including brackets, anchor bolts, polyurethane paint, fittings and fixings; complete; as specified and as Drg. A-502
FAZ | 5 | METALS | 055000 | METAL FABRICATIONS | AR | Item | 148 | 055000 - METAL FABRICATIONS | 055000 - METAL FABRICATIONS | A | Size 400 x 3100 rise; detail 1 | 1 | Nr | 290 | 290 | [5 empty] | Size 400 x 3100 rise; detail 1 | 1 | Nr | 290 | 290
FAZ | 5 | METALS | 055000 | METAL FABRICATIONS | AR | Item | 149 | Access ladders; galvanized mild steel; comprising flat strings and bar rungs; including brackets, anchor bolts, polyurethane paint, fittings and fixings; complete; as specified and as Drg. A-502 | Access ladders; galvanized mild steel; comprising flat strings and bar rungs; including brackets, anchor bolts, polyurethane paint, fittings and fixings; complete; as specified and as Drg. A-502 | B | Size 450 x 3500 rise; with extended; detail 4 | 1 | Nr | 310 | 310 | [5 empty] | Size 450 x 3500 rise; with extended; detail 4 | 1 | Nr | 310 | 310
FAZ | 5 | METALS | 055000 | METAL FABRICATIONS | AR | Item | 150 | 055000 - METAL FABRICATIONS | 055000 - METAL FABRICATIONS | C | Size 450 x 3800 rise; with extended; detail 4 | 1 | Nr | 345 | 345 | [5 empty] | Size 450 x 3800 rise; with extended; detail 4 | 1 | Nr | 345 | 345
FAZ | 5 | METALS | 055000 | METAL FABRICATIONS | AR | Item | 151 | Access ladders; galvanized mild steel; comprising flat strings and bar rungs; including brackets, anchor bolts, polyurethane paint, fittings and fixings; complete; as specified and as Drg. A-502 | Access ladders; galvanized mild steel; comprising flat strings and bar rungs; including brackets, anchor bolts, polyurethane paint, fittings and fixings; complete; as specified and as Drg. A-502 | D | Size 450 x 4000 rise; with extended; detail 4 | 1 | Nr | 360 | 360 | [5 empty] | Size 450 x 4000 rise; with extended; detail 4 | 1 | Nr | 360 | 360
FAZ | 5 | METALS | 055000 | METAL FABRICATIONS | AR | Other | 152 | Burglar bar protection; comprising steel bar welded to steel box frame; including epoxy paint, ironmongery, fittings and fixings; complete; as specified and as Drg. A-600 | Burglar bar protection; comprising steel bar welded to steel box frame; including epoxy paint, ironmongery, fittings and fixings; complete; as specified and as Drg. A-600 |  | Burglar bar protection; comprising steel bar welded to steel box frame; including epoxy paint, ironmongery, fittings and fixings; complete; as specified and as Drg. A-600 | [9 empty] | Burglar bar protection; comprising steel bar welded to steel box frame; including epoxy paint, ironmongery, fittings and fixings; complete; as specified and as Drg. A-600
FAZ | 5 | METALS | 055000 | METAL FABRICATIONS | AR | Item | 153 | Access ladders; galvanized mild steel; comprising flat strings and bar rungs; including brackets, anchor bolts, polyurethane paint, fittings and fixings; complete; as specified and as Drg. A-502 | Access ladders; galvanized mild steel; comprising flat strings and bar rungs; including brackets, anchor bolts, polyurethane paint, fittings and fixings; complete; as specified and as Drg. A-502 | E | Type 02; size 1800 x 2300 high | 1 | Nr |  | 0 |  |  | Nr |  |  | Type 02; size 1800 x 2300 high | 1 | Nr |  | 0
FAZ | 5 | METALS | 055213 | PIPE AND TUBE RAILINGS | AR | Other | 154 | 055213 - PIPE AND TUBE RAILINGS | 055213 - PIPE AND TUBE RAILINGS |  | 055213 - PIPE AND TUBE RAILINGS | [9 empty] | 055213 - PIPE AND TUBE RAILINGS
FAZ | 5 | METALS | 055213 | PIPE AND TUBE RAILINGS | AR | Other | 155 | Balustrades and handrails; constructed from galvanized tubular steel, finish to receive paint; comprising 60 diameter top rail, 25 diameter intermediate rails, 37.5 diameter posts; including mild steel cover flange, anchored to concrete; fittings and fixings; complete; as specified and as Drg. A-501; detail 1 | Balustrades and handrails; constructed from galvanized tubular steel, finish to receive paint; comprising 60 diameter top rail, 25 diameter intermediate rails, 37.5 diameter posts; including mild steel cover flange, anchored to concrete; fittings and fixings; complete; as specified and as Drg. A-501; detail 1 |  | Balustrades and handrails; constructed from galvanized tubular steel, finish to receive paint; comprising 60 diameter top rail, 25 diameter intermediate rails, 37.5 diameter posts; including mild steel cover flange, anchored to concrete; fittings and fixings; complete; as specified and as Drg. A-501; detail 1 | [9 empty] | Balustrades and handrails; constructed from galvanized tubular steel, finish to receive paint; comprising 60 diameter top rail, 25 diameter intermediate rails, 37.5 diameter posts; including mild steel cover flange, anchored to concrete; fittings and fixings; complete; as specified and as Drg. A-501; detail 1
FAZ | 5 | METALS | 055213 | PIPE AND TUBE RAILINGS | AR | Item | 156 | 055213 - PIPE AND TUBE RAILINGS | 055213 - PIPE AND TUBE RAILINGS | A | 600 high; horizontal | 25 | m |  | 0 | [5 empty] | 600 high; horizontal | 25 | m |  | 0
FAZ | 5 | METALS | 055213 | PIPE AND TUBE RAILINGS | AR | Other | 157 | Steel handrail and balustrades; comprising 60 diameter tubular steel section handrail, 25 diameter steel rail and 40 x 10 steel support; including steel cover flange, anchored to concrete; fittings and fixings; complete; as specified and as Drg. A-503; detail 10 | Steel handrail and balustrades; comprising 60 diameter tubular steel section handrail, 25 diameter steel rail and 40 x 10 steel support; including steel cover flange, anchored to concrete; fittings and fixings; complete; as specified and as Drg. A-503; detail 10 |  | Steel handrail and balustrades; comprising 60 diameter tubular steel section handrail, 25 diameter steel rail and 40 x 10 steel support; including steel cover flange, anchored to concrete; fittings and fixings; complete; as specified and as Drg. A-503; detail 10 | [9 empty] | Steel handrail and balustrades; comprising 60 diameter tubular steel section handrail, 25 diameter steel rail and 40 x 10 steel support; including steel cover flange, anchored to concrete; fittings and fixings; complete; as specified and as Drg. A-503; detail 10
FAZ | 5 | METALS | 055213 | PIPE AND TUBE RAILINGS | AR | Item | 158 | 055213 - PIPE AND TUBE RAILINGS | 055213 - PIPE AND TUBE RAILINGS | B | 200 high; top of wall; horizontal | 3 | m |  | 0 | [5 empty] | 200 high; top of wall; horizontal | 3 | m |  | 0
FAZ | 5 | METALS | 055213 | PIPE AND TUBE RAILINGS | AR | Item | 159 | Steel handrail and balustrades; comprising 60 diameter tubular steel section handrail, 25 diameter steel rail and 40 x 10 steel support; including steel cover flange, anchored to concrete; fittings and fixings; complete; as specified and as Drg. A-503; detail 10 | Steel handrail and balustrades; comprising 60 diameter tubular steel section handrail, 25 diameter steel rail and 40 x 10 steel support; including steel cover flange, anchored to concrete; fittings and fixings; complete; as specified and as Drg. A-503; detail 10 | C | 200 high; top of wall; raking | 29 | m |  | 0 | [5 empty] | 200 high; top of wall; raking | 29 | m |  | 0
FAZ | 5 | METALS | 055300 | METAL GRATINGS | AR | Other | 160 | 055300 - METAL GRATINGS | 055300 - METAL GRATINGS |  | 055300 - METAL GRATINGS | [9 empty] | 055300 - METAL GRATINGS
FAZ | 5 | METALS | 055300 | METAL GRATINGS | AR | Other | 161 | Trench cover, ductile iron grating; comprising solid rectangular bearing bars; including galvanized steel angle frame set in concrete, fixings and fittings; complete; as specified and as Drg. A-501; detail 8 | Trench cover, ductile iron grating; comprising solid rectangular bearing bars; including galvanized steel angle frame set in concrete, fixings and fittings; complete; as specified and as Drg. A-501; detail 8 |  | Trench cover, ductile iron grating; comprising solid rectangular bearing bars; including galvanized steel angle frame set in concrete, fixings and fittings; complete; as specified and as Drg. A-501; detail 8 | [9 empty] | Trench cover, ductile iron grating; comprising solid rectangular bearing bars; including galvanized steel angle frame set in concrete, fixings and fittings; complete; as specified and as Drg. A-501; detail 8
FAZ | 5 | METALS | 055300 | METAL GRATINGS | AR | Item | 162 | 055300 - METAL GRATINGS | 055300 - METAL GRATINGS | A | 300 wide | 6 | m | 125 | 750 | [5 empty] | 300 wide | 6 | m | 125 | 750
FAZ | 5 | METALS | 055300 | METAL GRATINGS | AR | Item | 163 | Trench cover, ductile iron grating; comprising solid rectangular bearing bars; including galvanized steel angle frame set in concrete, fixings and fittings; complete; as specified and as Drg. A-501; detail 8 | Trench cover, ductile iron grating; comprising solid rectangular bearing bars; including galvanized steel angle frame set in concrete, fixings and fittings; complete; as specified and as Drg. A-501; detail 8 | B | Cover; 1000 x 1000 | 1 | Nr | 350 | 350 | [5 empty] | Cover; 1000 x 1000 | 1 | Nr | 350 | 350
FAZ | 5 | METALS | 057300 | DECORATIVE METAL RAILINGS | AR | Other | 164 | 057300 - DECORATIVE METAL RAILINGS | 057300 - DECORATIVE METAL RAILINGS |  | 057300 - DECORATIVE METAL RAILINGS | [9 empty] | 057300 - DECORATIVE METAL RAILINGS
FAZ | 5 | METALS | 057300 | DECORATIVE METAL RAILINGS | AR | Other | 165 | Glass balustrades and handrails; comprising 76 diameter aluminum tubular section handrail, clear laminated tempered glass baluster, 50 x 50 aluminum hollow section bottom rail and posts; including flanges, fittings and fixings; complete; as specified and as Drg. A-503; detail 9 | Glass balustrades and handrails; comprising 76 diameter aluminum tubular section handrail, clear laminated tempered glass baluster, 50 x 50 aluminum hollow section bottom rail and posts; including flanges, fittings and fixings; complete; as specified and as Drg. A-503; detail 9 |  | Glass balustrades and handrails; comprising 76 diameter aluminum tubular section handrail, clear laminated tempered glass baluster, 50 x 50 aluminum hollow section bottom rail and posts; including flanges, fittings and fixings; complete; as specified and as Drg. A-503; detail 9 | [9 empty] | Glass balustrades and handrails; comprising 76 diameter aluminum tubular section handrail, clear laminated tempered glass baluster, 50 x 50 aluminum hollow section bottom rail and posts; including flanges, fittings and fixings; complete; as specified and as Drg. A-503; detail 9
FAZ | 5 | METALS | 057300 | DECORATIVE METAL RAILINGS | AR | Item | 166 | 057300 - DECORATIVE METAL RAILINGS | 057300 - DECORATIVE METAL RAILINGS | A | 700 high horizontal | 12 | m | 160 | 1920 | [5 empty] | 700 high horizontal | 12 | m | 160 | 1920
FAZ | 5 | METALS | 057300 | DECORATIVE METAL RAILINGS | AR | Other | 167 | Glass balustrades and handrails; comprising 76 diameter aluminum tubular section handrail, clear laminated tempered glass baluster, 50 x 50 aluminum hollow section bottom rail and posts; including flanges, fittings and fixings; complete; as specified and as Drg. A-503; detail 9 | Glass balustrades and handrails; comprising 76 diameter aluminum tubular section handrail, clear laminated tempered glass baluster, 50 x 50 aluminum hollow section bottom rail and posts; including flanges, fittings and fixings; complete; as specified and as Drg. A-503; detail 9 | BILL No. 5 - METALS
FAZ | 5 | METALS | To Summary | To Summary |  | Bill Sum | 168 | 057300 - DECORATIVE METAL RAILINGS | 057300 - DECORATIVE METAL RAILINGS | To Summary |  |  |  | J.D | 0 | [8 empty] | J.D | 4325
FAZ | 6 | WOOD AND PLASTICS | 066200 | CAST PLASTIC (GRP) FABRICATIONS | AR | Other | 169 | Glass balustrades and handrails; comprising 76 diameter aluminum tubular section handrail, clear laminated tempered glass baluster, 50 x 50 aluminum hollow section bottom rail and posts; including flanges, fittings and fixings; complete; as specified and as Drg. A-503; detail 9 | Glass balustrades and handrails; comprising 76 diameter aluminum tubular section handrail, clear laminated tempered glass baluster, 50 x 50 aluminum hollow section bottom rail and posts; including flanges, fittings and fixings; complete; as specified and as Drg. A-503; detail 9 |  |  | BILL NO. 6 | [9 empty] | BILL NO. 6
FAZ | 6 | WOOD AND PLASTICS | 066200 | CAST PLASTIC (GRP) FABRICATIONS | AR | Other | 170 | 057300 - DECORATIVE METAL RAILINGS | 057300 - DECORATIVE METAL RAILINGS |  |  | WOOD AND PLASTICS | [9 empty] | WOOD AND PLASTICS
FAZ | 6 | WOOD AND PLASTICS | 066200 | CAST PLASTIC (GRP) FABRICATIONS | AR | Other | 171 | Glass balustrades and handrails; comprising 76 diameter aluminum tubular section handrail, clear laminated tempered glass baluster, 50 x 50 aluminum hollow section bottom rail and posts; including flanges, fittings and fixings; complete; as specified and as Drg. A-503; detail 9 | Glass balustrades and handrails; comprising 76 diameter aluminum tubular section handrail, clear laminated tempered glass baluster, 50 x 50 aluminum hollow section bottom rail and posts; including flanges, fittings and fixings; complete; as specified and as Drg. A-503; detail 9 | Item | Description | Qty | Unit | Rate | Amount | [5 empty] | Description | Qty | Unit | Rate | Amount
FAZ | 6 | WOOD AND PLASTICS | 066200 | CAST PLASTIC (GRP) FABRICATIONS | AR | Other | 172 | 057300 - DECORATIVE METAL RAILINGS | 057300 - DECORATIVE METAL RAILINGS | [5 empty] | J.D | [9 empty] | J.D
FAZ | 6 | WOOD AND PLASTICS | 066200 | CAST PLASTIC (GRP) FABRICATIONS | AR | Other | 173 | 066200 - CAST PLASTIC (GRP) FABRICATIONS | 066200 - CAST PLASTIC (GRP) FABRICATIONS |  | 066200 - CAST PLASTIC (GRP) FABRICATIONS | [9 empty] | 066200 - CAST PLASTIC (GRP) FABRICATIONS
FAZ | 6 | WOOD AND PLASTICS | 066200 | CAST PLASTIC (GRP) FABRICATIONS | AR | Other | 174 | GRP access ladder; fiber-glass composite ladder; made of pultruded tubing comprising flat strings and bar rungs coated with abrasive materials for slip resistance; including softwood stiffener, stainless steel expansion bolts, fittings and fixings; complete; as specified and as Drg. A-502; detail 5 | GRP access ladder; fiber-glass composite ladder; made of pultruded tubing comprising flat strings and bar rungs coated with abrasive materials for slip resistance; including softwood stiffener, stainless steel expansion bolts, fittings and fixings; complete; as specified and as Drg. A-502; detail 5 |  | GRP access ladder; fiber-glass composite ladder; made of pultruded tubing comprising flat strings and bar rungs coated with abrasive materials for slip resistance; including softwood stiffener, stainless steel expansion bolts, fittings and fixings; complete; as specified and as Drg. A-502; detail 5 | [9 empty] | GRP access ladder; fiber-glass composite ladder; made of pultruded tubing comprising flat strings and bar rungs coated with abrasive materials for slip resistance; including softwood stiffener, stainless steel expansion bolts, fittings and fixings; complete; as specified and as Drg. A-502; detail 5
FAZ | 6 | WOOD AND PLASTICS | 066200 | CAST PLASTIC (GRP) FABRICATIONS | AR | Item | 175 | 066200 - CAST PLASTIC (GRP) FABRICATIONS | 066200 - CAST PLASTIC (GRP) FABRICATIONS | A | Size 450 wide x 3100 rise | 2 | Nr | 750 | 1500 | [5 empty] | Size 450 wide x 3100 rise | 2 | Nr | 750 | 1500
FAZ | 6 | WOOD AND PLASTICS | 066200 | CAST PLASTIC (GRP) FABRICATIONS | AR | Item | 176 | GRP access ladder; fiber-glass composite ladder; made of pultruded tubing comprising flat strings and bar rungs coated with abrasive materials for slip resistance; including softwood stiffener, stainless steel expansion bolts, fittings and fixings; complete; as specified and as Drg. A-502; detail 5 | GRP access ladder; fiber-glass composite ladder; made of pultruded tubing comprising flat strings and bar rungs coated with abrasive materials for slip resistance; including softwood stiffener, stainless steel expansion bolts, fittings and fixings; complete; as specified and as Drg. A-502; detail 5 | B | Size 450 wide x 3450 rise | 2 | Nr | 800 | 1600 | [5 empty] | Size 450 wide x 3450 rise | 2 | Nr | 800 | 1600
FAZ | 6 | WOOD AND PLASTICS | 066200 | CAST PLASTIC (GRP) FABRICATIONS | AR | Other | 177 | 066200 - CAST PLASTIC (GRP) FABRICATIONS | 066200 - CAST PLASTIC (GRP) FABRICATIONS | BILL No. 6 - WOOD AND PLASTICS
FAZ | 6 | WOOD AND PLASTICS | To Summary | To Summary |  | Bill Sum | 178 | GRP access ladder; fiber-glass composite ladder; made of pultruded tubing comprising flat strings and bar rungs coated with abrasive materials for slip resistance; including softwood stiffener, stainless steel expansion bolts, fittings and fixings; complete; as specified and as Drg. A-502; detail 5 | GRP access ladder; fiber-glass composite ladder; made of pultruded tubing comprising flat strings and bar rungs coated with abrasive materials for slip resistance; including softwood stiffener, stainless steel expansion bolts, fittings and fixings; complete; as specified and as Drg. A-502; detail 5 | To Summary |  |  |  | J.D | 0 | [8 empty] | J.D | 3100
FAZ | 7 | THERMAL AND MOISTURE PROTECTION | 071113 | BITUMINOUS DAMPROOFING | ST | Other | 179 | 066200 - CAST PLASTIC (GRP) FABRICATIONS | 066200 - CAST PLASTIC (GRP) FABRICATIONS | BILL NO. 7
FAZ | 7 | THERMAL AND MOISTURE PROTECTION | 071113 | BITUMINOUS DAMPROOFING | ST | Other | 180 | GRP access ladder; fiber-glass composite ladder; made of pultruded tubing comprising flat strings and bar rungs coated with abrasive materials for slip resistance; including softwood stiffener, stainless steel expansion bolts, fittings and fixings; complete; as specified and as Drg. A-502; detail 5 | GRP access ladder; fiber-glass composite ladder; made of pultruded tubing comprising flat strings and bar rungs coated with abrasive materials for slip resistance; including softwood stiffener, stainless steel expansion bolts, fittings and fixings; complete; as specified and as Drg. A-502; detail 5 | THERMAL AND MOISTURE PROTECTION
FAZ | 7 | THERMAL AND MOISTURE PROTECTION | 071113 | BITUMINOUS DAMPROOFING | ST | Other | 181 | 066200 - CAST PLASTIC (GRP) FABRICATIONS | 066200 - CAST PLASTIC (GRP) FABRICATIONS | Item | Description | Qty | Unit | Rate | Amount |  | Qty |  |  |  | Description | Qty | Unit | Rate | Amount
FAZ | 7 | THERMAL AND MOISTURE PROTECTION | 071113 | BITUMINOUS DAMPROOFING | ST | Other | 182 | GRP access ladder; fiber-glass composite ladder; made of pultruded tubing comprising flat strings and bar rungs coated with abrasive materials for slip resistance; including softwood stiffener, stainless steel expansion bolts, fittings and fixings; complete; as specified and as Drg. A-502; detail 5 | GRP access ladder; fiber-glass composite ladder; made of pultruded tubing comprising flat strings and bar rungs coated with abrasive materials for slip resistance; including softwood stiffener, stainless steel expansion bolts, fittings and fixings; complete; as specified and as Drg. A-502; detail 5 | [5 empty] | J.D | [9 empty] | J.D
FAZ | 7 | THERMAL AND MOISTURE PROTECTION | 071113 | BITUMINOUS DAMPROOFING | ST | Other | 183 | 071113 - BITUMINOUS DAMPROOFING | 071113 - BITUMINOUS DAMPROOFING |  | 071113 - BITUMINOUS DAMPROOFING | [9 empty] | 071113 - BITUMINOUS DAMPROOFING
FAZ | 7 | THERMAL AND MOISTURE PROTECTION | 071113 | BITUMINOUS DAMPROOFING | ST | Item | 184 | GRP access ladder; fiber-glass composite ladder; made of pultruded tubing comprising flat strings and bar rungs coated with abrasive materials for slip resistance; including softwood stiffener, stainless steel expansion bolts, fittings and fixings; complete; as specified and as Drg. A-502; detail 5 | GRP access ladder; fiber-glass composite ladder; made of pultruded tubing comprising flat strings and bar rungs coated with abrasive materials for slip resistance; including softwood stiffener, stainless steel expansion bolts, fittings and fixings; complete; as specified and as Drg. A-502; detail 5 | A | Foundation and Walls | 420 | m2 |  | 0 | [5 empty] | Foundation and Walls | 420 | m2 |  | 0
FAZ | 7 | THERMAL AND MOISTURE PROTECTION | 071113 | BITUMINOUS DAMPROOFING | ST | Item | 185 | 071113 - BITUMINOUS DAMPROOFING | 071113 - BITUMINOUS DAMPROOFING | B | Ground Beams | 105 | m2 |  | 0 | [5 empty] | Ground Beams | 105 | m2 |  | 0
FAZ | 7 | THERMAL AND MOISTURE PROTECTION | 071416 | COLD FLUID APPLIED WATERPROOFING | AR | Other | 186 | 071416 - COLD FLUID APPLIED WATERPROOFING | 071416 - COLD FLUID APPLIED WATERPROOFING |  | 071416 - COLD FLUID APPLIED WATERPROOFING | [9 empty] | 071416 - COLD FLUID APPLIED WATERPROOFING
FAZ | 7 | THERMAL AND MOISTURE PROTECTION | 071416 | COLD FLUID APPLIED WATERPROOFING | AR | Other | 187 | Liquid applied waterproofing membrane; single component modified polyurethane, bitumen free, waterproofing; to | Liquid applied waterproofing membrane; single component modified polyurethane, bitumen free, waterproofing; to |  | Liquid applied waterproofing membrane; single component modified polyurethane, bitumen free, waterproofing; to | [9 empty] | Liquid applied waterproofing membrane; single component modified polyurethane, bitumen free, waterproofing; to
FAZ | 7 | THERMAL AND MOISTURE PROTECTION | 071416 | COLD FLUID APPLIED WATERPROOFING | AR | Item | 188 | 071416 - COLD FLUID APPLIED WATERPROOFING | 071416 - COLD FLUID APPLIED WATERPROOFING | A | Floors and upstands in wet areas | 36 | m2 | 14 | 504 | toilets, kitchens & pantries | 263 | B | General surfaces; external | 59 | Floors and upstands in wet areas | 36 | m2 | 14 | 504
FAZ | 7 | THERMAL AND MOISTURE PROTECTION | 071800 | TRAFFIC COATINGS | AR | Other | 189 | 071800 - TRAFFIC COATINGS | 071800 - TRAFFIC COATINGS |  | 071800 - TRAFFIC COATINGS | [9 empty] | 071800 - TRAFFIC COATINGS
FAZ | 7 | THERMAL AND MOISTURE PROTECTION | 071800 | TRAFFIC COATINGS | AR | Other | 190 | Fluid applied deck coating; polyurethane elastomeric coating, to trowelled smooth surfaces; to | Fluid applied deck coating; polyurethane elastomeric coating, to trowelled smooth surfaces; to |  | Fluid applied deck coating; polyurethane elastomeric coating, to trowelled smooth surfaces; to | [9 empty] | Fluid applied deck coating; polyurethane elastomeric coating, to trowelled smooth surfaces; to
FAZ | 7 | THERMAL AND MOISTURE PROTECTION | 071800 | TRAFFIC COATINGS | AR | Item | 191 | 071800 - TRAFFIC COATINGS | 071800 - TRAFFIC COATINGS | B | Floors | 64 | m2 | 18 | 1152 | Mechanical Rooms | 144 |  |  |  | Floors | 64 | m2 | 18 | 1152
FAZ | 7 | THERMAL AND MOISTURE PROTECTION | 072100 | THERMAL INSULATION | AR | Other | 192 | 072100 - THERMAL INSULATION | 072100 - THERMAL INSULATION |  | 072100 - THERMAL INSULATION | [9 empty] | 072100 - THERMAL INSULATION
FAZ | 7 | THERMAL AND MOISTURE PROTECTION | 072100 | THERMAL INSULATION | AR | Other | 193 | Extruded polystyrene insulation boards; including fittings and fixings; to | Extruded polystyrene insulation boards; including fittings and fixings; to |  | Extruded polystyrene insulation boards; including fittings and fixings; to | [9 empty] | Extruded polystyrene insulation boards; including fittings and fixings; to
FAZ | 7 | THERMAL AND MOISTURE PROTECTION | 072100 | THERMAL INSULATION | AR | Item | 194 | 072100 - THERMAL INSULATION | 072100 - THERMAL INSULATION | C | Elevation, 50 thick | 40 | m2 | 8 | 320 | [5 empty] | Elevation, 50 thick | 40 | m2 | 8 | 320
FAZ | 7 | THERMAL AND MOISTURE PROTECTION | 072100 | THERMAL INSULATION | AR | Item | 195 | Extruded polystyrene insulation boards; including fittings and fixings; to | Extruded polystyrene insulation boards; including fittings and fixings; to | D | Roofs; 50 thick | 1065 | m2 | 8 | 8520 | 1062 | 1065 |  |  |  | Roofs; 50 thick | 1065 | m2 | 8 | 8520
FAZ | 7 | THERMAL AND MOISTURE PROTECTION | 075323 | ETHYLENE-PROPYLENE DIENE-MONOMER (EPDM) ROOFING | AR | Other | 196 | 075323 - ETHYLENE-PROPYLENE DIENE-MONOMER (EPDM) ROOFING | 075323 - ETHYLENE-PROPYLENE DIENE-MONOMER (EPDM) ROOFING |  | 075323 - ETHYLENE-PROPYLENE DIENE-MONOMER (EPDM) ROOFING | [7 empty] | 074213.23 - METAL COMPOSITE MATERIAL WALL PANELS |  | 075323 - ETHYLENE-PROPYLENE DIENE-MONOMER (EPDM) ROOFING
FAZ | 7 | THERMAL AND MOISTURE PROTECTION | 075323 | ETHYLENE-PROPYLENE DIENE-MONOMER (EPDM) ROOFING | AR | Other | 197 | EPDM sheet roofing; flexible sheet formed from a terpolymer of ethylene propylene diene, black colour, fully bonded; to | EPDM sheet roofing; flexible sheet formed from a terpolymer of ethylene propylene diene, black colour, fully bonded; to |  | EPDM sheet roofing; flexible sheet formed from a terpolymer of ethylene propylene diene, black colour, fully bonded; to | [7 empty] | Insulated composite cladding panels; fabricated from 1.0 thick aluminum sheets exterior face with organic coating finish, insulating core laminated to the aluminum facings, 0.8 thick smooth surface aluminum sheet with acrylic enamel coating; including fittings and fixings; as specified and shown on Drawings |  | EPDM sheet roofing; flexible sheet formed from a terpolymer of ethylene propylene diene, black colour, fully bonded; to
FAZ | 7 | THERMAL AND MOISTURE PROTECTION | 075323 | ETHYLENE-PROPYLENE DIENE-MONOMER (EPDM) ROOFING | AR | Item | 198 | 075323 - ETHYLENE-PROPYLENE DIENE-MONOMER (EPDM) ROOFING | 075323 - ETHYLENE-PROPYLENE DIENE-MONOMER (EPDM) ROOFING | A | Roofs | 1144 | m2 | 40 | 45760 | 1144 | 1134 |  | Walls | 59 | Roofs | 1144 | m2 | 40 | 45760
FAZ | 7 | THERMAL AND MOISTURE PROTECTION | 075323 | ETHYLENE-PROPYLENE DIENE-MONOMER (EPDM) ROOFING | AR | Item | 199 | EPDM sheet roofing; flexible sheet formed from a terpolymer of ethylene propylene diene, black colour, fully bonded; to | EPDM sheet roofing; flexible sheet formed from a terpolymer of ethylene propylene diene, black colour, fully bonded; to | B | Balcony | 138 | m2 | 38 | 5244 | 102.8 | 53 |  |  |  | Balcony | 138 | m2 | 38 | 5244
FAZ | 7 | THERMAL AND MOISTURE PROTECTION | 075323 | ETHYLENE-PROPYLENE DIENE-MONOMER (EPDM) ROOFING | AR | Item | 200 | 075323 - ETHYLENE-PROPYLENE DIENE-MONOMER (EPDM) ROOFING | 075323 - ETHYLENE-PROPYLENE DIENE-MONOMER (EPDM) ROOFING | C | Upstands | 243 | m2 | 38 | 9234 | 242.7 | 235 |  |  |  | Upstands | 243 | m2 | 38 | 9234
FAZ | 7 | THERMAL AND MOISTURE PROTECTION | 075323 | ETHYLENE-PROPYLENE DIENE-MONOMER (EPDM) ROOFING | AR | Other | 201 | Filter membrane; vapour permeable geotextile, non woven thermally bonded continuous polypropylene filments; to | Filter membrane; vapour permeable geotextile, non woven thermally bonded continuous polypropylene filments; to |  | Filter membrane; vapour permeable geotextile, non woven thermally bonded continuous polypropylene filments; to | [9 empty] | Filter membrane; vapour permeable geotextile, non woven thermally bonded continuous polypropylene filments; to
FAZ | 7 | THERMAL AND MOISTURE PROTECTION | 075323 | ETHYLENE-PROPYLENE DIENE-MONOMER (EPDM) ROOFING | AR | Item | 202 | 075323 - ETHYLENE-PROPYLENE DIENE-MONOMER (EPDM) ROOFING | 075323 - ETHYLENE-PROPYLENE DIENE-MONOMER (EPDM) ROOFING | D | Roofs | 1065 | m2 | 25 | 26625 |  | 1065 |  |  |  | Roofs | 1065 | m2 | 25 | 26625
FAZ | 7 | THERMAL AND MOISTURE PROTECTION | 075323 | ETHYLENE-PROPYLENE DIENE-MONOMER (EPDM) ROOFING | AR | Other | 203 | Elastomeric coating; U.V. protection to waterproof membrane; to | Elastomeric coating; U.V. protection to waterproof membrane; to |  | Elastomeric coating; U.V. protection to waterproof membrane; to | [9 empty] | Elastomeric coating; U.V. protection to waterproof membrane; to
FAZ | 7 | THERMAL AND MOISTURE PROTECTION | 075323 | ETHYLENE-PROPYLENE DIENE-MONOMER (EPDM) ROOFING | AR | Item | 204 | 075323 - ETHYLENE-PROPYLENE DIENE-MONOMER (EPDM) ROOFING | 075323 - ETHYLENE-PROPYLENE DIENE-MONOMER (EPDM) ROOFING | E | Upstands | 63 | m2 | 25 | 1575 | 62.85 | 61 |  |  |  | Upstands | 63 | m2 | 25 | 1575
FAZ | 7 | THERMAL AND MOISTURE PROTECTION | 075323 | ETHYLENE-PROPYLENE DIENE-MONOMER (EPDM) ROOFING | AR | Other | 205 | Protective covering ballast; crushed gravel; to | Protective covering ballast; crushed gravel; to |  | Protective covering ballast; crushed gravel; to | [9 empty] | Protective covering ballast; crushed gravel; to
FAZ | 7 | THERMAL AND MOISTURE PROTECTION | 075323 | ETHYLENE-PROPYLENE DIENE-MONOMER (EPDM) ROOFING | AR | Item | 206 | 075323 - ETHYLENE-PROPYLENE DIENE-MONOMER (EPDM) ROOFING | 075323 - ETHYLENE-PROPYLENE DIENE-MONOMER (EPDM) ROOFING | F | Roof; 50 thick | 1065 | m2 | 5 | 5325 |  | 1065 |  |  |  | Roof; 50 thick | 1065 | m2 | 5 | 5325
FAZ | 7 | THERMAL AND MOISTURE PROTECTION | 077200 | ROOF ACCESSORIES | AR | Other | 207 | 077200 - ROOF ACCESSORIES | 077200 - ROOF ACCESSORIES |  | 077200 - ROOF ACCESSORIES | [9 empty] | 077200 - ROOF ACCESSORIES
FAZ | 7 | THERMAL AND MOISTURE PROTECTION | 077200 | ROOF ACCESSORIES | AR | Other | 208 | Accessories; aluminum alloy; as Drg. FD-A-502; detail 6 | Accessories; aluminum alloy; as Drg. FD-A-502; detail 6 |  | Accessories; aluminum alloy; as Drg. FD-A-502; detail 6 | [9 empty] | Accessories; aluminum alloy; as Drg. FD-A-502; detail 6
FAZ | 7 | THERMAL AND MOISTURE PROTECTION | 077200 | ROOF ACCESSORIES | AR | Item | 209 | 077200 - ROOF ACCESSORIES | 077200 - ROOF ACCESSORIES | G | Pressure plate; 40 x 3 thick; including backing cord and sealant | 419 | m | 15 | 6285 | 419 | 405 |  |  |  | Pressure plate; 40 x 3 thick; including backing cord and sealant | 419 | m | 15 | 6285
FAZ | 7 | THERMAL AND MOISTURE PROTECTION | 077200 | ROOF ACCESSORIES | AR | Other | 210 | Accessories; galvanized steel | Accessories; galvanized steel |  | Accessories; galvanized steel | [9 empty] | Accessories; galvanized steel
FAZ | 7 | THERMAL AND MOISTURE PROTECTION | 077200 | ROOF ACCESSORIES | AR | Item | 211 | 077200 - ROOF ACCESSORIES | 077200 - ROOF ACCESSORIES | A | Rainwater spouts; 75 diameter, 370 long, including stainless steel saddle band, neoprene gaskets; complete; as specified and as Drg. FD-A-502; detail 9 | 12 | Nr | 36 | 432 |  | 10 |  |  |  | Rainwater spouts; 75 diameter, 370 long, including stainless steel saddle band, neoprene gaskets; complete; as specified and as Drg. FD-A-502; detail 9 | 12 | Nr | 36 | 432
FAZ | 7 | THERMAL AND MOISTURE PROTECTION | 077200 | ROOF ACCESSORIES | AR | Other | 212 | Access hatches; comprising 2 thick galvanized pressed steel skin cover, steel angle frame set in concrete; including ironmongery, stay chain, padlock, neoprene gaskets, timber nailer, epoxy paint, fittings and fixings; complete; as specified and as Drg. FD-A-502; detail 2 | Access hatches; comprising 2 thick galvanized pressed steel skin cover, steel angle frame set in concrete; including ironmongery, stay chain, padlock, neoprene gaskets, timber nailer, epoxy paint, fittings and fixings; complete; as specified and as Drg. FD-A-502; detail 2 |  | Access hatches; comprising 2 thick galvanized pressed steel skin cover, steel angle frame set in concrete; including ironmongery, stay chain, padlock, neoprene gaskets, timber nailer, epoxy paint, fittings and fixings; complete; as specified and as Drg. FD-A-502; detail 2 | [9 empty] | Access hatches; comprising 2 thick galvanized pressed steel skin cover, steel angle frame set in concrete; including ironmongery, stay chain, padlock, neoprene gaskets, timber nailer, epoxy paint, fittings and fixings; complete; as specified and as Drg. FD-A-502; detail 2
FAZ | 7 | THERMAL AND MOISTURE PROTECTION | 077200 | ROOF ACCESSORIES | AR | Item | 213 | 077200 - ROOF ACCESSORIES | 077200 - ROOF ACCESSORIES | B | Size 1000 x 1000 | 4 | Nr | 215 | 860 | water tanks basement & Roof | 2 |  |  |  | Size 1000 x 1000 | 4 | Nr | 215 | 860
FAZ | 7 | THERMAL AND MOISTURE PROTECTION | 077200 | ROOF ACCESSORIES | AR | Item | 214 | Access hatches; comprising 2 thick galvanized pressed steel skin cover, steel angle frame set in concrete; including ironmongery, stay chain, padlock, neoprene gaskets, timber nailer, epoxy paint, fittings and fixings; complete; as specified and as Drg. FD-A-502; detail 2 | Access hatches; comprising 2 thick galvanized pressed steel skin cover, steel angle frame set in concrete; including ironmongery, stay chain, padlock, neoprene gaskets, timber nailer, epoxy paint, fittings and fixings; complete; as specified and as Drg. FD-A-502; detail 2 | C | Size 850 x 850 | 2 | Nr | 150 | 300 | [5 empty] | Size 850 x 850 | 2 | Nr | 150 | 300
FAZ | 7 | THERMAL AND MOISTURE PROTECTION | 079200 | JOINT SEALANTS | AR | Other | 215 | 079200 - JOINT SEALANTS | 079200 - JOINT SEALANTS |  | 079200 - JOINT SEALANTS | [9 empty] | 079200 - JOINT SEALANTS
FAZ | 7 | THERMAL AND MOISTURE PROTECTION | 079200 | JOINT SEALANTS | AR | Other | 216 | Expansion joints; in finish; including metal angle trim, plaster stop and architraves, filler pieces, sealant and backing cord as appropriate; complete; as specified and as Drg. FD-A-502; detail 10 | Expansion joints; in finish; including metal angle trim, plaster stop and architraves, filler pieces, sealant and backing cord as appropriate; complete; as specified and as Drg. FD-A-502; detail 10 |  | Expansion joints; in finish; including metal angle trim, plaster stop and architraves, filler pieces, sealant and backing cord as appropriate; complete; as specified and as Drg. FD-A-502; detail 10 | [9 empty] | Expansion joints; in finish; including metal angle trim, plaster stop and architraves, filler pieces, sealant and backing cord as appropriate; complete; as specified and as Drg. FD-A-502; detail 10
FAZ | 7 | THERMAL AND MOISTURE PROTECTION | 079200 | JOINT SEALANTS | AR | Item | 217 | 079200 - JOINT SEALANTS | 079200 - JOINT SEALANTS | D | Ceramic floor to plaster wall | 37 | m |  | 0 |  | 37 |  |  |  | Ceramic floor to plaster wall | 37 | m |  | 0
FAZ | 7 | THERMAL AND MOISTURE PROTECTION | 079200 | JOINT SEALANTS | AR | Item | 218 | Expansion joints; in finish; including metal angle trim, plaster stop and architraves, filler pieces, sealant and backing cord as appropriate; complete; as specified and as Drg. FD-A-502; detail 10 | Expansion joints; in finish; including metal angle trim, plaster stop and architraves, filler pieces, sealant and backing cord as appropriate; complete; as specified and as Drg. FD-A-502; detail 10 | D | Floor to floor | 2 | m | 40 | 80 |  | 6 |  |  |  | Floor to floor | 2 | m | 40 | 80
FAZ | 7 | THERMAL AND MOISTURE PROTECTION | 079200 | JOINT SEALANTS | AR | Item | 219 | 079200 - JOINT SEALANTS | 079200 - JOINT SEALANTS | F | Floor to wall; ceramic | 3 | m |  | 0 |  | 3 |  |  |  | Floor to wall; ceramic | 3 | m |  | 0
FAZ | 7 | THERMAL AND MOISTURE PROTECTION | 079200 | JOINT SEALANTS | AR | Item | 220 | Expansion joints; in finish; including metal angle trim, plaster stop and architraves, filler pieces, sealant and backing cord as appropriate; complete; as specified and as Drg. FD-A-502; detail 10 | Expansion joints; in finish; including metal angle trim, plaster stop and architraves, filler pieces, sealant and backing cord as appropriate; complete; as specified and as Drg. FD-A-502; detail 10 | G | Ceiling to wall; plaster | 18 | m |  | 0 |  | 18 |  |  |  | Ceiling to wall; plaster | 18 | m |  | 0
FAZ | 7 | THERMAL AND MOISTURE PROTECTION | 079200 | JOINT SEALANTS | AR | Item | 221 | 079200 - JOINT SEALANTS | 079200 - JOINT SEALANTS | A | Wall to wall; plaster | 7 | m | 35 | 245 |  | 18 |  |  |  | Wall to wall; plaster | 7 | m | 35 | 245
FAZ | 7 | THERMAL AND MOISTURE PROTECTION | 079200 | JOINT SEALANTS | AR | Item | 222 | Expansion joints; in finish; including metal angle trim, plaster stop and architraves, filler pieces, sealant and backing cord as appropriate; complete; as specified and as Drg. FD-A-502; detail 10 | Expansion joints; in finish; including metal angle trim, plaster stop and architraves, filler pieces, sealant and backing cord as appropriate; complete; as specified and as Drg. FD-A-502; detail 10 | B | Twin curb upstand | 17 | m |  | 0 |  | 17 |  |  |  | Twin curb upstand | 17 | m |  | 0
FAZ | 7 | THERMAL AND MOISTURE PROTECTION | 079200 | JOINT SEALANTS | AR | Other | 223 | 079200 - JOINT SEALANTS | 079200 - JOINT SEALANTS | BILL NO. 7 - THERMAL AND MOISTURE PROTECTION
FAZ | 7 | THERMAL AND MOISTURE PROTECTION | To Summary | To Summary |  | Bill Sum | 224 | Expansion joints; in finish; including metal angle trim, plaster stop and architraves, filler pieces, sealant and backing cord as appropriate; complete; as specified and as Drg. FD-A-502; detail 10 | Expansion joints; in finish; including metal angle trim, plaster stop and architraves, filler pieces, sealant and backing cord as appropriate; complete; as specified and as Drg. FD-A-502; detail 10 | To Summary |  |  |  | J.D | 0 | [8 empty] | J.D | 112461
FAZ | 8 | OPENINGS | 081113 | HOLLOW METAL DOORS AND FRAMES | AR | Other | 225 | 079200 - JOINT SEALANTS | 079200 - JOINT SEALANTS |  |  | BILL NO. 8 | [9 empty] | BILL NO. 8
FAZ | 8 | OPENINGS | 081113 | HOLLOW METAL DOORS AND FRAMES | AR | Other | 226 | Expansion joints; in finish; including metal angle trim, plaster stop and architraves, filler pieces, sealant and backing cord as appropriate; complete; as specified and as Drg. FD-A-502; detail 10 | Expansion joints; in finish; including metal angle trim, plaster stop and architraves, filler pieces, sealant and backing cord as appropriate; complete; as specified and as Drg. FD-A-502; detail 10 |  |  | OPENINGS | [9 empty] | OPENINGS
FAZ | 8 | OPENINGS | 081113 | HOLLOW METAL DOORS AND FRAMES | AR | Other | 227 | 079200 - JOINT SEALANTS | 079200 - JOINT SEALANTS | Item | Description | Qty | Unit | Rate | Amount | [5 empty] | Description | Qty | Unit | Rate | Amount
FAZ | 8 | OPENINGS | 081113 | HOLLOW METAL DOORS AND FRAMES | AR | Other | 228 | Expansion joints; in finish; including metal angle trim, plaster stop and architraves, filler pieces, sealant and backing cord as appropriate; complete; as specified and as Drg. FD-A-502; detail 10 | Expansion joints; in finish; including metal angle trim, plaster stop and architraves, filler pieces, sealant and backing cord as appropriate; complete; as specified and as Drg. FD-A-502; detail 10 | [5 empty] | J.D | [9 empty] | J.D
FAZ | 8 | OPENINGS | 081113 | HOLLOW METAL DOORS AND FRAMES | AR | Other | 229 | 081113 - HOLLOW METAL DOORS AND FRAMES | 081113 - HOLLOW METAL DOORS AND FRAMES |  | 081113 - HOLLOW METAL DOORS AND FRAMES | [9 empty] | 081113 - HOLLOW METAL DOORS AND FRAMES
FAZ | 8 | OPENINGS | 081113 | HOLLOW METAL DOORS AND FRAMES | AR | Other | 230 | Flush steel doors; 43 mm thick; leaf construction type 3.constructed from steel section frame; galvanized steel sheet both skins, factory primed for painting; including fittings and fixings; complete; as specified and as Drg. A-611 | Flush steel doors; 43 mm thick; leaf construction type 3.constructed from steel section frame; galvanized steel sheet both skins, factory primed for painting; including fittings and fixings; complete; as specified and as Drg. A-611 |  | Flush steel doors; 43 mm thick; leaf construction type 3.constructed from steel section frame; galvanized steel sheet both skins, factory primed for painting; including fittings and fixings; complete; as specified and as Drg. A-611 | [9 empty] | Flush steel doors; 43 mm thick; leaf construction type 3.constructed from steel section frame; galvanized steel sheet both skins, factory primed for painting; including fittings and fixings; complete; as specified and as Drg. A-611
FAZ | 8 | OPENINGS | 081113 | HOLLOW METAL DOORS AND FRAMES | AR | Item | 231 | 081113 - HOLLOW METAL DOORS AND FRAMES | 081113 - HOLLOW METAL DOORS AND FRAMES | A | Leaf size S1; 1050 x 2200 high | 3 | Nr |  | 0 | [5 empty] | Leaf size S1; 1050 x 2200 high | 3 | Nr |  | 0
FAZ | 8 | OPENINGS | 081113 | HOLLOW METAL DOORS AND FRAMES | AR | Item | 232 | Flush steel doors; 43 mm thick; leaf construction type 3.constructed from steel section frame; galvanized steel sheet both skins, factory primed for painting; including fittings and fixings; complete; as specified and as Drg. A-611 | Flush steel doors; 43 mm thick; leaf construction type 3.constructed from steel section frame; galvanized steel sheet both skins, factory primed for painting; including fittings and fixings; complete; as specified and as Drg. A-611 | B | Leaf size S10; 1660 x 2200 high; double leaf; with glass vision panels | 1 | Nr |  | 0 | [5 empty] | Leaf size S10; 1660 x 2200 high; double leaf; with glass vision panels | 1 | Nr |  | 0
FAZ | 8 | OPENINGS | 081113 | HOLLOW METAL DOORS AND FRAMES | AR | Item | 233 | 081113 - HOLLOW METAL DOORS AND FRAMES | 081113 - HOLLOW METAL DOORS AND FRAMES | C | Leaf size S12; 930 x 2200 high; with glass vision panel | 1 | Nr |  | 0 | [5 empty] | Leaf size S12; 930 x 2200 high; with glass vision panel | 1 | Nr |  | 0
FAZ | 8 | OPENINGS | 081113 | HOLLOW METAL DOORS AND FRAMES | AR | Item | 234 | Flush steel doors; 43 mm thick; leaf construction type 3.constructed from steel section frame; galvanized steel sheet both skins, factory primed for painting; including fittings and fixings; complete; as specified and as Drg. A-611 | Flush steel doors; 43 mm thick; leaf construction type 3.constructed from steel section frame; galvanized steel sheet both skins, factory primed for painting; including fittings and fixings; complete; as specified and as Drg. A-611 | D | Leaf size S16; 1233 x 2200 high | 1 | Nr |  | 0 | [5 empty] | Leaf size S16; 1233 x 2200 high | 1 | Nr |  | 0
FAZ | 8 | OPENINGS | 081113 | HOLLOW METAL DOORS AND FRAMES | AR | Item | 235 | 081113 - HOLLOW METAL DOORS AND FRAMES | 081113 - HOLLOW METAL DOORS AND FRAMES | E | Leaf size S18; 1233 x 2200 high | 2 | Nr |  | 0 | [5 empty] | Leaf size S18; 1233 x 2200 high | 2 | Nr |  | 0
FAZ | 8 | OPENINGS | 081113 | HOLLOW METAL DOORS AND FRAMES | AR | Item | 236 | Flush steel doors; 43 mm thick; leaf construction type 3.constructed from steel section frame; galvanized steel sheet both skins, factory primed for painting; including fittings and fixings; complete; as specified and as Drg. A-611 | Flush steel doors; 43 mm thick; leaf construction type 3.constructed from steel section frame; galvanized steel sheet both skins, factory primed for painting; including fittings and fixings; complete; as specified and as Drg. A-611 | F | Leaf size S21; 1400 x 2200 high; double leaf | 1 | Nr |  | 0 | [5 empty] | Leaf size S21; 1400 x 2200 high; double leaf | 1 | Nr |  | 0
FAZ | 8 | OPENINGS | 081113 | HOLLOW METAL DOORS AND FRAMES | AR | Item | 237 | 081113 - HOLLOW METAL DOORS AND FRAMES | 081113 - HOLLOW METAL DOORS AND FRAMES | G | Leaf size S22; 900 x 2200 high; with glass vision panel | 1 | Nr |  | 0 | [5 empty] | Leaf size S22; 900 x 2200 high; with glass vision panel | 1 | Nr |  | 0
FAZ | 8 | OPENINGS | 081113 | HOLLOW METAL DOORS AND FRAMES | AR | Item | 238 | Flush steel doors; 43 mm thick; leaf construction type 3.constructed from steel section frame; galvanized steel sheet both skins, factory primed for painting; including fittings and fixings; complete; as specified and as Drg. A-611 | Flush steel doors; 43 mm thick; leaf construction type 3.constructed from steel section frame; galvanized steel sheet both skins, factory primed for painting; including fittings and fixings; complete; as specified and as Drg. A-611 | H | Leaf size S7; 1080 x 2200 high; with glass vision panel | 5 | Nr |  | 0 | [5 empty] | Leaf size S7; 1080 x 2200 high; with glass vision panel | 5 | Nr |  | 0
FAZ | 8 | OPENINGS | 081113 | HOLLOW METAL DOORS AND FRAMES | AR | Item | 239 | 081113 - HOLLOW METAL DOORS AND FRAMES | 081113 - HOLLOW METAL DOORS AND FRAMES | A | Leaf size S6; 1100 x 2200 high | 1 | Nr | 330 | 330 | [5 empty] | Leaf size S6; 1100 x 2200 high | 1 | Nr | 330 | 330
FAZ | 8 | OPENINGS | 081113 | HOLLOW METAL DOORS AND FRAMES | AR | Item | 240 | Flush steel doors; 43 mm thick; leaf construction type 3.constructed from steel section frame; galvanized steel sheet both skins, factory primed for painting; including fittings and fixings; complete; as specified and as Drg. A-611 | Flush steel doors; 43 mm thick; leaf construction type 3.constructed from steel section frame; galvanized steel sheet both skins, factory primed for painting; including fittings and fixings; complete; as specified and as Drg. A-611 | K | Leaf size S23; 1690 x 2200 high; double leaf; with glass vision panel | 1 | Nr |  | 0 | [5 empty] | Leaf size S23; 1690 x 2200 high; double leaf; with glass vision panel | 1 | Nr |  | 0
FAZ | 8 | OPENINGS | 081113 | HOLLOW METAL DOORS AND FRAMES | AR | Other | 241 | Flush steel doors; 43 mm thick; leaf construction type 4; fire rated; constructed from steel section frame; infill with non combustible thermal insulating material, galvanized steel sheet both skins, factory primed for painting; including intumescent strip, fittings and fixings; complete; as specified and as Drg. A-611 | Flush steel doors; 43 mm thick; leaf construction type 4; fire rated; constructed from steel section frame; infill with non combustible thermal insulating material, galvanized steel sheet both skins, factory primed for painting; including intumescent strip, fittings and fixings; complete; as specified and as Drg. A-611 |  | Flush steel doors; 43 mm thick; leaf construction type 4; fire rated; constructed from steel section frame; infill with non combustible thermal insulating material, galvanized steel sheet both skins, factory primed for painting; including intumescent strip, fittings and fixings; complete; as specified and as Drg. A-611 | [9 empty] | Flush steel doors; 43 mm thick; leaf construction type 4; fire rated; constructed from steel section frame; infill with non combustible thermal insulating material, galvanized steel sheet both skins, factory primed for painting; including intumescent strip, fittings and fixings; complete; as specified and as Drg. A-611
FAZ | 8 | OPENINGS | 081113 | HOLLOW METAL DOORS AND FRAMES | AR | Item | 242 | Flush steel doors; 43 mm thick; leaf construction type 3.constructed from steel section frame; galvanized steel sheet both skins, factory primed for painting; including fittings and fixings; complete; as specified and as Drg. A-611 | Flush steel doors; 43 mm thick; leaf construction type 3.constructed from steel section frame; galvanized steel sheet both skins, factory primed for painting; including fittings and fixings; complete; as specified and as Drg. A-611 | A | Leaf size S7; 1080 x 2200 high; 60 minutes; with glass vision panel | 1 | Nr | 500 | 500 | [5 empty] | Leaf size S7; 1080 x 2200 high; 60 minutes; with glass vision panel | 1 | Nr | 500 | 500
FAZ | 8 | OPENINGS | 081113 | HOLLOW METAL DOORS AND FRAMES | AR | Item | 243 | Flush steel doors; 43 mm thick; leaf construction type 4; fire rated; constructed from steel section frame; infill with non combustible thermal insulating material, galvanized steel sheet both skins, factory primed for painting; including intumescent strip, fittings and fixings; complete; as specified and as Drg. A-611 | Flush steel doors; 43 mm thick; leaf construction type 4; fire rated; constructed from steel section frame; infill with non combustible thermal insulating material, galvanized steel sheet both skins, factory primed for painting; including intumescent strip, fittings and fixings; complete; as specified and as Drg. A-611 | B | Leaf size S1; 1050 x 2200 high; 60 minutes | 1 | Nr |  | 0 | [5 empty] | Leaf size S1; 1050 x 2200 high; 60 minutes | 1 | Nr |  | 0
FAZ | 8 | OPENINGS | 081113 | HOLLOW METAL DOORS AND FRAMES | AR | Item | 244 | Flush steel doors; 43 mm thick; leaf construction type 3.constructed from steel section frame; galvanized steel sheet both skins, factory primed for painting; including fittings and fixings; complete; as specified and as Drg. A-611 | Flush steel doors; 43 mm thick; leaf construction type 3.constructed from steel section frame; galvanized steel sheet both skins, factory primed for painting; including fittings and fixings; complete; as specified and as Drg. A-611 | C | Leaf size S10; 1660 x 2200 high; 45 minutes; double leaf; with glass vision panel | 2 | Nr |  | 0 | [5 empty] | Leaf size S10; 1660 x 2200 high; 45 minutes; double leaf; with glass vision panel | 2 | Nr |  | 0
FAZ | 8 | OPENINGS | 081113 | HOLLOW METAL DOORS AND FRAMES | AR | Item | 245 | Flush steel doors; 43 mm thick; leaf construction type 4; fire rated; constructed from steel section frame; infill with non combustible thermal insulating material, galvanized steel sheet both skins, factory primed for painting; including intumescent strip, fittings and fixings; complete; as specified and as Drg. A-611 | Flush steel doors; 43 mm thick; leaf construction type 4; fire rated; constructed from steel section frame; infill with non combustible thermal insulating material, galvanized steel sheet both skins, factory primed for painting; including intumescent strip, fittings and fixings; complete; as specified and as Drg. A-611 | D | Leaf size S18; 1233 x 2200 high; 60 minutes | 1 | Nr |  | 0 | [5 empty] | Leaf size S18; 1233 x 2200 high; 60 minutes | 1 | Nr |  | 0
FAZ | 8 | OPENINGS | 081113 | HOLLOW METAL DOORS AND FRAMES | AR | Item | 246 | Flush steel doors; 43 mm thick; leaf construction type 3.constructed from steel section frame; galvanized steel sheet both skins, factory primed for painting; including fittings and fixings; complete; as specified and as Drg. A-611 | Flush steel doors; 43 mm thick; leaf construction type 3.constructed from steel section frame; galvanized steel sheet both skins, factory primed for painting; including fittings and fixings; complete; as specified and as Drg. A-611 | B | Leaf size S3; 900 x 2200 high; 60 minutes | 3 | Nr | 375 | 1125 | [5 empty] | Leaf size S3; 900 x 2200 high; 60 minutes | 3 | Nr | 375 | 1125
FAZ | 8 | OPENINGS | 081113 | HOLLOW METAL DOORS AND FRAMES | AR | Item | 247 | Flush steel doors; 43 mm thick; leaf construction type 4; fire rated; constructed from steel section frame; infill with non combustible thermal insulating material, galvanized steel sheet both skins, factory primed for painting; including intumescent strip, fittings and fixings; complete; as specified and as Drg. A-611 | Flush steel doors; 43 mm thick; leaf construction type 4; fire rated; constructed from steel section frame; infill with non combustible thermal insulating material, galvanized steel sheet both skins, factory primed for painting; including intumescent strip, fittings and fixings; complete; as specified and as Drg. A-611 | F | Leaf size S11; 1605 x 2200 high; 60 minutes; double leaf; with glass vision panel | 1 | Nr |  | 0 | [5 empty] | Leaf size S11; 1605 x 2200 high; 60 minutes; double leaf; with glass vision panel | 1 | Nr |  | 0
FAZ | 8 | OPENINGS | 081113 | HOLLOW METAL DOORS AND FRAMES | AR | Item | 248 | Flush steel doors; 43 mm thick; leaf construction type 3.constructed from steel section frame; galvanized steel sheet both skins, factory primed for painting; including fittings and fixings; complete; as specified and as Drg. A-611 | Flush steel doors; 43 mm thick; leaf construction type 3.constructed from steel section frame; galvanized steel sheet both skins, factory primed for painting; including fittings and fixings; complete; as specified and as Drg. A-611 | C | Leaf size S23; 1690 x 2200 high; 90 minutes; double leaf; with glass vision panel | 1 | Nr | 940 | 940 | [5 empty] | Leaf size S23; 1690 x 2200 high; 90 minutes; double leaf; with glass vision panel | 1 | Nr | 940 | 940
FAZ | 8 | OPENINGS | 081113 | HOLLOW METAL DOORS AND FRAMES | AR | Other | 249 | Louvered steel doors; 43 mm thick; leaf construction type 5; galvanized; zinc coated and factory primed for painting; including fittings and fixings; complete; as specified and as Drg. A-611 | Louvered steel doors; 43 mm thick; leaf construction type 5; galvanized; zinc coated and factory primed for painting; including fittings and fixings; complete; as specified and as Drg. A-611 |  | Louvered steel doors; 43 mm thick; leaf construction type 5; galvanized; zinc coated and factory primed for painting; including fittings and fixings; complete; as specified and as Drg. A-611 | [9 empty] | Louvered steel doors; 43 mm thick; leaf construction type 5; galvanized; zinc coated and factory primed for painting; including fittings and fixings; complete; as specified and as Drg. A-611
FAZ | 8 | OPENINGS | 081113 | HOLLOW METAL DOORS AND FRAMES | AR | Item | 250 | Flush steel doors; 43 mm thick; leaf construction type 3.constructed from steel section frame; galvanized steel sheet both skins, factory primed for painting; including fittings and fixings; complete; as specified and as Drg. A-611 | Flush steel doors; 43 mm thick; leaf construction type 3.constructed from steel section frame; galvanized steel sheet both skins, factory primed for painting; including fittings and fixings; complete; as specified and as Drg. A-611 | A | Leaf size S5; 1830 x 2000 high; double leaf | 2 | Nr | 800 | 1600 | [5 empty] | Leaf size S5; 1830 x 2000 high; double leaf | 2 | Nr | 800 | 1600
FAZ | 8 | OPENINGS | 081113 | HOLLOW METAL DOORS AND FRAMES | AR | Item | 251 | Louvered steel doors; 43 mm thick; leaf construction type 5; galvanized; zinc coated and factory primed for painting; including fittings and fixings; complete; as specified and as Drg. A-611 | Louvered steel doors; 43 mm thick; leaf construction type 5; galvanized; zinc coated and factory primed for painting; including fittings and fixings; complete; as specified and as Drg. A-611 | B | Leaf size S17; 1830 x 2000 high; double leaf | 1 | Nr |  | 0 | [5 empty] | Leaf size S17; 1830 x 2000 high; double leaf | 1 | Nr |  | 0
FAZ | 8 | OPENINGS | 081113 | HOLLOW METAL DOORS AND FRAMES | AR | Item | 252 | Flush steel doors; 43 mm thick; leaf construction type 3.constructed from steel section frame; galvanized steel sheet both skins, factory primed for painting; including fittings and fixings; complete; as specified and as Drg. A-611 | Flush steel doors; 43 mm thick; leaf construction type 3.constructed from steel section frame; galvanized steel sheet both skins, factory primed for painting; including fittings and fixings; complete; as specified and as Drg. A-611 | C | Leaf size S9; 1080 x 2000 high | 1 | Nr |  | 0 | [5 empty] | Leaf size S9; 1080 x 2000 high | 1 | Nr |  | 0
FAZ | 8 | OPENINGS | 081113 | HOLLOW METAL DOORS AND FRAMES | AR | Other | 253 | Special doors; including ironmongery, accessories, painting, fittings and fixings; complete; as specified and as Drg. A-611 | Special doors; including ironmongery, accessories, painting, fittings and fixings; complete; as specified and as Drg. A-611 |  | Special doors; including ironmongery, accessories, painting, fittings and fixings; complete; as specified and as Drg. A-611 | [9 empty] | Special doors; including ironmongery, accessories, painting, fittings and fixings; complete; as specified and as Drg. A-611
FAZ | 8 | OPENINGS | 081113 | HOLLOW METAL DOORS AND FRAMES | AR | Item | 254 | Flush steel doors; 43 mm thick; leaf construction type 3.constructed from steel section frame; galvanized steel sheet both skins, factory primed for painting; including fittings and fixings; complete; as specified and as Drg. A-611 | Flush steel doors; 43 mm thick; leaf construction type 3.constructed from steel section frame; galvanized steel sheet both skins, factory primed for painting; including fittings and fixings; complete; as specified and as Drg. A-611 | D | Leaf size S14; 930 x 2200 high; with glass vision panel; room G31 | 1 | Nr |  | 0 | [5 empty] | Leaf size S14; 930 x 2200 high; with glass vision panel; room G31 | 1 | Nr |  | 0
FAZ | 8 | OPENINGS | 081113 | HOLLOW METAL DOORS AND FRAMES | AR | Item | 255 | Special doors; including ironmongery, accessories, painting, fittings and fixings; complete; as specified and as Drg. A-611 | Special doors; including ironmongery, accessories, painting, fittings and fixings; complete; as specified and as Drg. A-611 | E | Leaf size S20; 800 x 2200 high; rooms G35, G37 | 2 | Nr |  | 0 | [5 empty] | Leaf size S20; 800 x 2200 high; rooms G35, G37 | 2 | Nr |  | 0
FAZ | 8 | OPENINGS | 081113 | HOLLOW METAL DOORS AND FRAMES | AR | Item | 256 | Flush steel doors; 43 mm thick; leaf construction type 3.constructed from steel section frame; galvanized steel sheet both skins, factory primed for painting; including fittings and fixings; complete; as specified and as Drg. A-611 | Flush steel doors; 43 mm thick; leaf construction type 3.constructed from steel section frame; galvanized steel sheet both skins, factory primed for painting; including fittings and fixings; complete; as specified and as Drg. A-611 | F | Leaf size S20; 800 x 2200 high; with glass vision panel; rooms G34, G38 | 2 | Nr |  | 0 | [5 empty] | Leaf size S20; 800 x 2200 high; with glass vision panel; rooms G34, G38 | 2 | Nr |  | 0
FAZ | 8 | OPENINGS | 081113 | HOLLOW METAL DOORS AND FRAMES | AR | Item | 257 | Special doors; including ironmongery, accessories, painting, fittings and fixings; complete; as specified and as Drg. A-611 | Special doors; including ironmongery, accessories, painting, fittings and fixings; complete; as specified and as Drg. A-611 | G | Leaf size S22; 900 x 2200 high; with glass vision panel; rooms G39 | 1 | Nr |  | 0 | [5 empty] | Leaf size S22; 900 x 2200 high; with glass vision panel; rooms G39 | 1 | Nr |  | 0
FAZ | 8 | OPENINGS | 081113 | HOLLOW METAL DOORS AND FRAMES | AR | Other | 258 | Steel hollow door frames; zinc coated and factory primed for painting; including fixings and fillings solid with mortar; as specified and as Drg. A-611 | Steel hollow door frames; zinc coated and factory primed for painting; including fixings and fillings solid with mortar; as specified and as Drg. A-611 |  | Steel hollow door frames; zinc coated and factory primed for painting; including fixings and fillings solid with mortar; as specified and as Drg. A-611 | [9 empty] | Steel hollow door frames; zinc coated and factory primed for painting; including fixings and fillings solid with mortar; as specified and as Drg. A-611
FAZ | 8 | OPENINGS | 081113 | HOLLOW METAL DOORS AND FRAMES | AR | Item | 259 | Special doors; including ironmongery, accessories, painting, fittings and fixings; complete; as specified and as Drg. A-611 | Special doors; including ironmongery, accessories, painting, fittings and fixings; complete; as specified and as Drg. A-611 | B | Type A | 300 | m | 20 | 6000 | [5 empty] | Type A | 300 | m | 20 | 6000
FAZ | 8 | OPENINGS | 081113 | HOLLOW METAL DOORS AND FRAMES | AR | Item | 260 | Steel hollow door frames; zinc coated and factory primed for painting; including fixings and fillings solid with mortar; as specified and as Drg. A-611 | Steel hollow door frames; zinc coated and factory primed for painting; including fixings and fillings solid with mortar; as specified and as Drg. A-611 | J | Type C | 7 | m |  | 0 | [5 empty] | Type C | 7 | m
FAZ | 8 | OPENINGS | 081113 | HOLLOW METAL DOORS AND FRAMES | AR | Other | 261 | Steel hollow door frames; fire rated, zinc coated and factory primed for painting; including fixings and filling solid with mortar; as specified and as Drg. A-611 | Steel hollow door frames; fire rated, zinc coated and factory primed for painting; including fixings and filling solid with mortar; as specified and as Drg. A-611 |  | Steel hollow door frames; fire rated, zinc coated and factory primed for painting; including fixings and filling solid with mortar; as specified and as Drg. A-611 | [9 empty] | Steel hollow door frames; fire rated, zinc coated and factory primed for painting; including fixings and filling solid with mortar; as specified and as Drg. A-611
FAZ | 8 | OPENINGS | 081113 | HOLLOW METAL DOORS AND FRAMES | AR | Item | 262 | Steel hollow door frames; zinc coated and factory primed for painting; including fixings and fillings solid with mortar; as specified and as Drg. A-611 | Steel hollow door frames; zinc coated and factory primed for painting; including fixings and fillings solid with mortar; as specified and as Drg. A-611 | A | Type A; 20 minutes | 65 | m |  | 0 | [5 empty] | Type A; 20 minutes | 65 | m
FAZ | 8 | OPENINGS | 081113 | HOLLOW METAL DOORS AND FRAMES | AR | Item | 263 | Steel hollow door frames; fire rated, zinc coated and factory primed for painting; including fixings and filling solid with mortar; as specified and as Drg. A-611 | Steel hollow door frames; fire rated, zinc coated and factory primed for painting; including fixings and filling solid with mortar; as specified and as Drg. A-611 | B | Type A; 45 minutes | 44 | m |  | 0 | [5 empty] | Type A; 45 minutes | 44 | m
FAZ | 8 | OPENINGS | 081113 | HOLLOW METAL DOORS AND FRAMES | AR | Item | 264 | Steel hollow door frames; zinc coated and factory primed for painting; including fixings and fillings solid with mortar; as specified and as Drg. A-611 | Steel hollow door frames; zinc coated and factory primed for painting; including fixings and fillings solid with mortar; as specified and as Drg. A-611 | C | Type A; 60 minutes | 109 | m |  | 0 | [5 empty] | Type A; 60 minutes | 109 | m
FAZ | 8 | OPENINGS | 081113 | HOLLOW METAL DOORS AND FRAMES | AR | Item | 265 | Steel hollow door frames; fire rated, zinc coated and factory primed for painting; including fixings and filling solid with mortar; as specified and as Drg. A-611 | Steel hollow door frames; fire rated, zinc coated and factory primed for painting; including fixings and filling solid with mortar; as specified and as Drg. A-611 | A | Type C; 90 minutes | 5 | m | 30 | 150 | [5 empty] | Type C; 90 minutes | 5 | m | 30 | 150
FAZ | 8 | OPENINGS | 081416 | FLUSH WOOD DOORS | AR | Other | 266 | 081416 - FLUSH WOOD DOORS | 081416 - FLUSH WOOD DOORS |  | 081416 - FLUSH WOOD DOORS | [9 empty] | 081416 - FLUSH WOOD DOORS
FAZ | 8 | OPENINGS | 081416 | FLUSH WOOD DOORS | AR | Other | 267 | Flush wood doors; semi-solid core, 43 thick, leaf construction type 1; comprising preservative treated softwood framing and noggins faced both sides with 6 mm plywood glued and pressed to framing and lipped on all edges with hardwood, veneered faced, finished to receive clear finish paint; including fittings and fixings; complete; as specified and as Drg. A-611 | Flush wood doors; semi-solid core, 43 thick, leaf construction type 1; comprising preservative treated softwood framing and noggins faced both sides with 6 mm plywood glued and pressed to framing and lipped on all edges with hardwood, veneered faced, finished to receive clear finish paint; including fittings and fixings; complete; as specified and as Drg. A-611 |  | Flush wood doors; semi-solid core, 43 thick, leaf construction type 1; comprising preservative treated softwood framing and noggins faced both sides with 6 mm plywood glued and pressed to framing and lipped on all edges with hardwood, veneered faced, finished to receive clear finish paint; including fittings and fixings; complete; as specified and as Drg. A-611 | [9 empty] | Flush wood doors; semi-solid core, 43 thick, leaf construction type 1; comprising preservative treated softwood framing and noggins faced both sides with 6 mm plywood glued and pressed to framing and lipped on all edges with hardwood, veneered faced, finished to receive clear finish paint; including fittings and fixings; complete; as specified and as Drg. A-611
FAZ | 8 | OPENINGS | 081416 | FLUSH WOOD DOORS | AR | Item | 268 | 081416 - FLUSH WOOD DOORS | 081416 - FLUSH WOOD DOORS | E | Leaf size W5; 1530 x 2200 high; double leaf; with glass vision panel | 4 | Nr |  | 0 | [5 empty] | Leaf size W5; 1530 x 2200 high; double leaf; with glass vision panel | 4 | Nr
FAZ | 8 | OPENINGS | 081416 | FLUSH WOOD DOORS | AR | Other | 269 | Flush wood doors; semi-solid core, 43 thick, leaf construction type 1; comprising preservative treated softwood framing and noggins faced both sides with 6 mm plywood glued and pressed to framing and lipped on all edges with hardwood, faced with plastic laminated finish; including fittings and fixings; complete; as specified and as Drg. A-611 | Flush wood doors; semi-solid core, 43 thick, leaf construction type 1; comprising preservative treated softwood framing and noggins faced both sides with 6 mm plywood glued and pressed to framing and lipped on all edges with hardwood, faced with plastic laminated finish; including fittings and fixings; complete; as specified and as Drg. A-611 |  | Flush wood doors; semi-solid core, 43 thick, leaf construction type 1; comprising preservative treated softwood framing and noggins faced both sides with 6 mm plywood glued and pressed to framing and lipped on all edges with hardwood, faced with plastic laminated finish; including fittings and fixings; complete; as specified and as Drg. A-611 | [9 empty] | Flush wood doors; semi-solid core, 43 thick, leaf construction type 1; comprising preservative treated softwood framing and noggins faced both sides with 6 mm plywood glued and pressed to framing and lipped on all edges with hardwood, faced with plastic laminated finish; including fittings and fixings; complete; as specified and as Drg. A-611
FAZ | 8 | OPENINGS | 081416 | FLUSH WOOD DOORS | AR | Item | 270 | 081416 - FLUSH WOOD DOORS | 081416 - FLUSH WOOD DOORS | A | Leaf size W1; 730 x 2200 high | 3 | Nr | 260 | 780 | [5 empty] | Leaf size W1; 730 x 2200 high | 3 | Nr | 260 | 780
FAZ | 8 | OPENINGS | 081416 | FLUSH WOOD DOORS | AR | Item | 271 | Flush wood doors; semi-solid core, 43 thick, leaf construction type 1; comprising preservative treated softwood framing and noggins faced both sides with 6 mm plywood glued and pressed to framing and lipped on all edges with hardwood, faced with plastic laminated finish; including fittings and fixings; complete; as specified and as Drg. A-611 | Flush wood doors; semi-solid core, 43 thick, leaf construction type 1; comprising preservative treated softwood framing and noggins faced both sides with 6 mm plywood glued and pressed to framing and lipped on all edges with hardwood, faced with plastic laminated finish; including fittings and fixings; complete; as specified and as Drg. A-611 | B | Leaf size W11; 930 x 2200 high; with glass vision panel | 2 | Nr |  | 0 | [5 empty] | Leaf size W11; 930 x 2200 high; with glass vision panel | 2 | Nr
FAZ | 8 | OPENINGS | 081416 | FLUSH WOOD DOORS | AR | Item | 272 | 081416 - FLUSH WOOD DOORS | 081416 - FLUSH WOOD DOORS | C | Leaf size W12; 1080 x 2200 high; with glass vision panel | 1 | Nr |  | 0 | [5 empty] | Leaf size W12; 1080 x 2200 high; with glass vision panel | 1 | Nr
FAZ | 8 | OPENINGS | 081416 | FLUSH WOOD DOORS | AR | Item | 273 | Flush wood doors; semi-solid core, 43 thick, leaf construction type 1; comprising preservative treated softwood framing and noggins faced both sides with 6 mm plywood glued and pressed to framing and lipped on all edges with hardwood, faced with plastic laminated finish; including fittings and fixings; complete; as specified and as Drg. A-611 | Flush wood doors; semi-solid core, 43 thick, leaf construction type 1; comprising preservative treated softwood framing and noggins faced both sides with 6 mm plywood glued and pressed to framing and lipped on all edges with hardwood, faced with plastic laminated finish; including fittings and fixings; complete; as specified and as Drg. A-611 | B | Leaf size W14; 900 x 2200 high; with glass vision panel | 1 | Nr | 330 | 330 | [5 empty] | Leaf size W14; 900 x 2200 high; with glass vision panel | 1 | Nr | 330 | 330
FAZ | 8 | OPENINGS | 081416 | FLUSH WOOD DOORS | AR | Item | 274 | 081416 - FLUSH WOOD DOORS | 081416 - FLUSH WOOD DOORS | E | Leaf size W2; 830 x 2200 high | 5 | Nr |  | 0 | [5 empty] | Leaf size W2; 830 x 2200 high | 5 | Nr
FAZ | 8 | OPENINGS | 081416 | FLUSH WOOD DOORS | AR | Item | 275 | Flush wood doors; semi-solid core, 43 thick, leaf construction type 1; comprising preservative treated softwood framing and noggins faced both sides with 6 mm plywood glued and pressed to framing and lipped on all edges with hardwood, faced with plastic laminated finish; including fittings and fixings; complete; as specified and as Drg. A-611 | Flush wood doors; semi-solid core, 43 thick, leaf construction type 1; comprising preservative treated softwood framing and noggins faced both sides with 6 mm plywood glued and pressed to framing and lipped on all edges with hardwood, faced with plastic laminated finish; including fittings and fixings; complete; as specified and as Drg. A-611 | C | Leaf size W3; 930 x 2200 high | 9 | Nr | 275 | 2475 | [5 empty] | Leaf size W3; 930 x 2200 high | 9 | Nr | 275 | 2475
FAZ | 8 | OPENINGS | 081416 | FLUSH WOOD DOORS | AR | Item | 276 | 081416 - FLUSH WOOD DOORS | 081416 - FLUSH WOOD DOORS | D | Leaf size W4; 1080 x 2200 high | 6 | Nr | 280 | 1680 | [5 empty] | Leaf size W4; 1080 x 2200 high | 6 | Nr | 280 | 1680
FAZ | 8 | OPENINGS | 081416 | FLUSH WOOD DOORS | AR | Item | 277 | Flush wood doors; semi-solid core, 43 thick, leaf construction type 1; comprising preservative treated softwood framing and noggins faced both sides with 6 mm plywood glued and pressed to framing and lipped on all edges with hardwood, faced with plastic laminated finish; including fittings and fixings; complete; as specified and as Drg. A-611 | Flush wood doors; semi-solid core, 43 thick, leaf construction type 1; comprising preservative treated softwood framing and noggins faced both sides with 6 mm plywood glued and pressed to framing and lipped on all edges with hardwood, faced with plastic laminated finish; including fittings and fixings; complete; as specified and as Drg. A-611 | H | Leaf size W6; 1830 x 2200 high; double leaf; | 1 | Nr |  | 0 | [5 empty] | Leaf size W6; 1830 x 2200 high; double leaf; | 1 | Nr
FAZ | 8 | OPENINGS | 081416 | FLUSH WOOD DOORS | AR | Item | 278 | 081416 - FLUSH WOOD DOORS | 081416 - FLUSH WOOD DOORS | E | Leaf size W9; 900 x 2200 high | 1 | Nr | 275 | 275 | [5 empty] | Leaf size W9; 900 x 2200 high | 1 | Nr | 275 | 275
FAZ | 8 | OPENINGS | 081416 | FLUSH WOOD DOORS | AR | Other | 279 | Flush wood doors; solid core, 43 thick, leaf construction type 2, fire rated, comprising hardwood framing and noggins; particle core faced both sides with 6 mm plywood lipped on all edges with hardwood, veneered faced, finished to receive clear finish paint; including intumescent strip, fittings and fixings; complete; as specified and as Drg. A-611 | Flush wood doors; solid core, 43 thick, leaf construction type 2, fire rated, comprising hardwood framing and noggins; particle core faced both sides with 6 mm plywood lipped on all edges with hardwood, veneered faced, finished to receive clear finish paint; including intumescent strip, fittings and fixings; complete; as specified and as Drg. A-611 |  | Flush wood doors; solid core, 43 thick, leaf construction type 2, fire rated, comprising hardwood framing and noggins; particle core faced both sides with 6 mm plywood lipped on all edges with hardwood, veneered faced, finished to receive clear finish paint; including intumescent strip, fittings and fixings; complete; as specified and as Drg. A-611 | [9 empty] | Flush wood doors; solid core, 43 thick, leaf construction type 2, fire rated, comprising hardwood framing and noggins; particle core faced both sides with 6 mm plywood lipped on all edges with hardwood, veneered faced, finished to receive clear finish paint; including intumescent strip, fittings and fixings; complete; as specified and as Drg. A-611
FAZ | 8 | OPENINGS | 081416 | FLUSH WOOD DOORS | AR | Item | 280 | 081416 - FLUSH WOOD DOORS | 081416 - FLUSH WOOD DOORS | A | Leaf size W10; 1530 x 2200 high; 60 minutes; double leaf | 1 | Nr |  | 0 | [5 empty] | Leaf size W10; 1530 x 2200 high; 60 minutes; double leaf | 1 | Nr
FAZ | 8 | OPENINGS | 081416 | FLUSH WOOD DOORS | AR | Other | 281 | Flush wood doors; solid core, 43 thick, leaf construction type 2, fire rated, comprising hardwood framing and noggins; particle core faced both sides with 6 mm plywood lipped on all edges with hardwood, faced with plastic laminated finish; including intumescent strip, fittings and fixings; complete; as specified and as Drg. A-611 | Flush wood doors; solid core, 43 thick, leaf construction type 2, fire rated, comprising hardwood framing and noggins; particle core faced both sides with 6 mm plywood lipped on all edges with hardwood, faced with plastic laminated finish; including intumescent strip, fittings and fixings; complete; as specified and as Drg. A-611 |  | Flush wood doors; solid core, 43 thick, leaf construction type 2, fire rated, comprising hardwood framing and noggins; particle core faced both sides with 6 mm plywood lipped on all edges with hardwood, faced with plastic laminated finish; including intumescent strip, fittings and fixings; complete; as specified and as Drg. A-611 | [9 empty] | Flush wood doors; solid core, 43 thick, leaf construction type 2, fire rated, comprising hardwood framing and noggins; particle core faced both sides with 6 mm plywood lipped on all edges with hardwood, faced with plastic laminated finish; including intumescent strip, fittings and fixings; complete; as specified and as Drg. A-611
FAZ | 8 | OPENINGS | 081416 | FLUSH WOOD DOORS | AR | Item | 282 | 081416 - FLUSH WOOD DOORS | 081416 - FLUSH WOOD DOORS | B | Leaf size W1; 730 x 2200 high; 45 minutes | 1 | Nr |  | 0 | [5 empty] | Leaf size W1; 730 x 2200 high; 45 minutes | 1 | Nr
FAZ | 8 | OPENINGS | 081416 | FLUSH WOOD DOORS | AR | Item | 283 | Flush wood doors; solid core, 43 thick, leaf construction type 2, fire rated, comprising hardwood framing and noggins; particle core faced both sides with 6 mm plywood lipped on all edges with hardwood, faced with plastic laminated finish; including intumescent strip, fittings and fixings; complete; as specified and as Drg. A-611 | Flush wood doors; solid core, 43 thick, leaf construction type 2, fire rated, comprising hardwood framing and noggins; particle core faced both sides with 6 mm plywood lipped on all edges with hardwood, faced with plastic laminated finish; including intumescent strip, fittings and fixings; complete; as specified and as Drg. A-611 | C | Leaf size W1; 730 x 2200 high; 60 minutes | 2 | Nr |  | 0 | [5 empty] | Leaf size W1; 730 x 2200 high; 60 minutes | 2 | Nr
FAZ | 8 | OPENINGS | 081416 | FLUSH WOOD DOORS | AR | Item | 284 | 081416 - FLUSH WOOD DOORS | 081416 - FLUSH WOOD DOORS | D | Leaf size W10; 1530 x 2200 high; 60 minutes; double leaf | 1 | Nr |  | 0 | [5 empty] | Leaf size W10; 1530 x 2200 high; 60 minutes; double leaf | 1 | Nr
FAZ | 8 | OPENINGS | 081416 | FLUSH WOOD DOORS | AR | Item | 285 | Flush wood doors; solid core, 43 thick, leaf construction type 2, fire rated, comprising hardwood framing and noggins; particle core faced both sides with 6 mm plywood lipped on all edges with hardwood, faced with plastic laminated finish; including intumescent strip, fittings and fixings; complete; as specified and as Drg. A-611 | Flush wood doors; solid core, 43 thick, leaf construction type 2, fire rated, comprising hardwood framing and noggins; particle core faced both sides with 6 mm plywood lipped on all edges with hardwood, faced with plastic laminated finish; including intumescent strip, fittings and fixings; complete; as specified and as Drg. A-611 | A | Leaf size W3; 930 x 2200 high; 60 minutes | 1 | Nr | 1500 | 1500 | [5 empty] | Leaf size W3; 930 x 2200 high; 60 minutes | 1 | Nr | 1500 | 1500
FAZ | 8 | OPENINGS | 081416 | FLUSH WOOD DOORS | AR | Item | 286 | 081416 - FLUSH WOOD DOORS | 081416 - FLUSH WOOD DOORS | B | Leaf size W3; 930 x 2200 high; 20 minutes | 2 | Nr | 400 | 800 | [5 empty] | Leaf size W3; 930 x 2200 high; 20 minutes | 2 | Nr | 400 | 800
FAZ | 8 | OPENINGS | 081416 | FLUSH WOOD DOORS | AR | Item | 287 | Flush wood doors; solid core, 43 thick, leaf construction type 2, fire rated, comprising hardwood framing and noggins; particle core faced both sides with 6 mm plywood lipped on all edges with hardwood, faced with plastic laminated finish; including intumescent strip, fittings and fixings; complete; as specified and as Drg. A-611 | Flush wood doors; solid core, 43 thick, leaf construction type 2, fire rated, comprising hardwood framing and noggins; particle core faced both sides with 6 mm plywood lipped on all edges with hardwood, faced with plastic laminated finish; including intumescent strip, fittings and fixings; complete; as specified and as Drg. A-611 | A | Leaf size W3; 930 x 2200 high; 45 minutes | 5 | Nr |  | 0 | [5 empty] | Leaf size W3; 930 x 2200 high; 45 minutes | 5 | Nr
FAZ | 8 | OPENINGS | 081416 | FLUSH WOOD DOORS | AR | Item | 288 | 081416 - FLUSH WOOD DOORS | 081416 - FLUSH WOOD DOORS | B | Leaf size W4; 1080 x 2200 high; 60 minutes | 2 | Nr |  | 0 | [5 empty] | Leaf size W4; 1080 x 2200 high; 60 minutes | 2 | Nr
FAZ | 8 | OPENINGS | 081416 | FLUSH WOOD DOORS | AR | Item | 289 | Flush wood doors; solid core, 43 thick, leaf construction type 2, fire rated, comprising hardwood framing and noggins; particle core faced both sides with 6 mm plywood lipped on all edges with hardwood, faced with plastic laminated finish; including intumescent strip, fittings and fixings; complete; as specified and as Drg. A-611 | Flush wood doors; solid core, 43 thick, leaf construction type 2, fire rated, comprising hardwood framing and noggins; particle core faced both sides with 6 mm plywood lipped on all edges with hardwood, faced with plastic laminated finish; including intumescent strip, fittings and fixings; complete; as specified and as Drg. A-611 | A | Leaf size W4; 1080 x 2200 high; 20 minutes | 6 | Nr | 400 | 2400 | [5 empty] | Leaf size W4; 1080 x 2200 high; 20 minutes | 6 | Nr | 400 | 2400
FAZ | 8 | OPENINGS | 081416 | FLUSH WOOD DOORS | AR | Item | 290 | 081416 - FLUSH WOOD DOORS | 081416 - FLUSH WOOD DOORS | B | Leaf size W5; 1530 x 2200 high; 60 minutes; double leaf; with glass vision panel | 2 | Nr | 1500 | 3000 | [5 empty] | Leaf size W5; 1530 x 2200 high; 60 minutes; double leaf; with glass vision panel | 2 | Nr | 1500 | 3000
FAZ | 8 | OPENINGS | 081416 | FLUSH WOOD DOORS | AR | Other | 291 | Wood door frames; hardwood, factory primed for painting; including soft wood sub frame, fittings and fixings; as specified and as Drg. A-611 | Wood door frames; hardwood, factory primed for painting; including soft wood sub frame, fittings and fixings; as specified and as Drg. A-611 |  | Wood door frames; hardwood, factory primed for painting; including soft wood sub frame, fittings and fixings; as specified and as Drg. A-611 | [9 empty] | Wood door frames; hardwood, factory primed for painting; including soft wood sub frame, fittings and fixings; as specified and as Drg. A-611
FAZ | 8 | OPENINGS | 081416 | FLUSH WOOD DOORS | AR | Item | 292 | 081416 - FLUSH WOOD DOORS | 081416 - FLUSH WOOD DOORS | C | Type B | 10 | m | 65 | 650 | [5 empty] | Type B | 10 | m | 65 | 650
FAZ | 8 | OPENINGS | 081416 | FLUSH WOOD DOORS | AR | Other | 293 | Wood door frames, fire rated, factory primed for painting; including sub frame, fittings and fixings; as specified and as Drg. A-611 | Wood door frames, fire rated, factory primed for painting; including sub frame, fittings and fixings; as specified and as Drg. A-611 |  | Wood door frames, fire rated, factory primed for painting; including sub frame, fittings and fixings; as specified and as Drg. A-611 | [9 empty] | Wood door frames, fire rated, factory primed for painting; including sub frame, fittings and fixings; as specified and as Drg. A-611
FAZ | 8 | OPENINGS | 081416 | FLUSH WOOD DOORS | AR | Item | 294 | 081416 - FLUSH WOOD DOORS | 081416 - FLUSH WOOD DOORS | F | Type B; 60 minutes | 6 | m |  | 0 | [5 empty] | Type B; 60 minutes | 6 | m
FAZ | 8 | OPENINGS | 081416 | FLUSH WOOD DOORS | AR | Other | 295 | Wood architrave; hardwood, factory primed for painting; including fittings and fixings; to | Wood architrave; hardwood, factory primed for painting; including fittings and fixings; to |  | Wood architrave; hardwood, factory primed for painting; including fittings and fixings; to | [9 empty] | Wood architrave; hardwood, factory primed for painting; including fittings and fixings; to
FAZ | 8 | OPENINGS | 081416 | FLUSH WOOD DOORS | AR | Item | 296 | 081416 - FLUSH WOOD DOORS | 081416 - FLUSH WOOD DOORS | D | Architrave; to frame type B | 48 | m | 15 | 720 | [5 empty] | Architrave; to frame type B | 48 | m | 15 | 720
FAZ | 8 | OPENINGS | 083113 | ACCESS DOORS AND FRAMES | AR | Other | 297 | 083113 - ACCESS DOORS AND FRAMES | 083113 - ACCESS DOORS AND FRAMES |  | 083113 - ACCESS DOORS AND FRAMES | [9 empty] | 083113 - ACCESS DOORS AND FRAMES
FAZ | 8 | OPENINGS | 083113 | ACCESS DOORS AND FRAMES | AR | Other | 298 | Water tank cover; comprising 1.5 thick galvanized steel sheet skins; 50 thick injected polyurethane core, steel angle frame set in concrete; including epoxy paint, hinges, ironmongery, fittings and fixings; complete; as specified and as Drg. A-502; detail 5 | Water tank cover; comprising 1.5 thick galvanized steel sheet skins; 50 thick injected polyurethane core, steel angle frame set in concrete; including epoxy paint, hinges, ironmongery, fittings and fixings; complete; as specified and as Drg. A-502; detail 5 |  | Water tank cover; comprising 1.5 thick galvanized steel sheet skins; 50 thick injected polyurethane core, steel angle frame set in concrete; including epoxy paint, hinges, ironmongery, fittings and fixings; complete; as specified and as Drg. A-502; detail 5 | [9 empty] | Water tank cover; comprising 1.5 thick galvanized steel sheet skins; 50 thick injected polyurethane core, steel angle frame set in concrete; including epoxy paint, hinges, ironmongery, fittings and fixings; complete; as specified and as Drg. A-502; detail 5
FAZ | 8 | OPENINGS | 083113 | ACCESS DOORS AND FRAMES | AR | Item | 299 | 083113 - ACCESS DOORS AND FRAMES | 083113 - ACCESS DOORS AND FRAMES | A | Size 600 x 600 | 2 | Nr | 360 | 720 | [5 empty] | Size 600 x 600 | 2 | Nr | 360 | 720
FAZ | 8 | OPENINGS | 083113 | ACCESS DOORS AND FRAMES | AR | Other | 300 | Shaft access panels; comprising 100 x 50 preservative treated softwood frame, 12 thick blockboard, with hardwood edging, 6 thick plywood facing on both sides, finished to receive paint; including hinges, architrave, paint, ironmongery, fittings and fixings; complete; as specified and as Drg. A-501; detail 7 | Shaft access panels; comprising 100 x 50 preservative treated softwood frame, 12 thick blockboard, with hardwood edging, 6 thick plywood facing on both sides, finished to receive paint; including hinges, architrave, paint, ironmongery, fittings and fixings; complete; as specified and as Drg. A-501; detail 7 |  | Shaft access panels; comprising 100 x 50 preservative treated softwood frame, 12 thick blockboard, with hardwood edging, 6 thick plywood facing on both sides, finished to receive paint; including hinges, architrave, paint, ironmongery, fittings and fixings; complete; as specified and as Drg. A-501; detail 7 | [9 empty] | Shaft access panels; comprising 100 x 50 preservative treated softwood frame, 12 thick blockboard, with hardwood edging, 6 thick plywood facing on both sides, finished to receive paint; including hinges, architrave, paint, ironmongery, fittings and fixings; complete; as specified and as Drg. A-501; detail 7
FAZ | 8 | OPENINGS | 083113 | ACCESS DOORS AND FRAMES | AR | Item | 301 | 083113 - ACCESS DOORS AND FRAMES | 083113 - ACCESS DOORS AND FRAMES | B | Size 1500 x 1200 high | 1 | Nr | 300 | 300 | [5 empty] | Size 1500 x 1200 high | 1 | Nr | 300 | 300
FAZ | 8 | OPENINGS | 083113 | ACCESS DOORS AND FRAMES | AR | Other | 302 | Electrical closets door; comprising 40 x 20 x 3 thick galvanized steel channel frame; 3 thick fixed steel louvers, polyurethane foam filling, with associated steel frame and hardware, factory primed for painting; including paint, ironmongery, all necessary fixings and fittings; complete; as specified and as Drg. A-501; detail 6 | Electrical closets door; comprising 40 x 20 x 3 thick galvanized steel channel frame; 3 thick fixed steel louvers, polyurethane foam filling, with associated steel frame and hardware, factory primed for painting; including paint, ironmongery, all necessary fixings and fittings; complete; as specified and as Drg. A-501; detail 6 |  | Electrical closets door; comprising 40 x 20 x 3 thick galvanized steel channel frame; 3 thick fixed steel louvers, polyurethane foam filling, with associated steel frame and hardware, factory primed for painting; including paint, ironmongery, all necessary fixings and fittings; complete; as specified and as Drg. A-501; detail 6 | [9 empty] | Electrical closets door; comprising 40 x 20 x 3 thick galvanized steel channel frame; 3 thick fixed steel louvers, polyurethane foam filling, with associated steel frame and hardware, factory primed for painting; including paint, ironmongery, all necessary fixings and fittings; complete; as specified and as Drg. A-501; detail 6
FAZ | 8 | OPENINGS | 083113 | ACCESS DOORS AND FRAMES | AR | Item | 303 | 083113 - ACCESS DOORS AND FRAMES | 083113 - ACCESS DOORS AND FRAMES | C | Closet; size 1000 x 1950 high | 2 | Nr |  | 0 | [5 empty] | Closet; size 1000 x 1950 high | 2 | Nr
FAZ | 8 | OPENINGS | 083113 | ACCESS DOORS AND FRAMES | AR | Item | 304 | Electrical closets door; comprising 40 x 20 x 3 thick galvanized steel channel frame; 3 thick fixed steel louvers, polyurethane foam filling, with associated steel frame and hardware, factory primed for painting; including paint, ironmongery, all necessary fixings and fittings; complete; as specified and as Drg. A-501; detail 6 | Electrical closets door; comprising 40 x 20 x 3 thick galvanized steel channel frame; 3 thick fixed steel louvers, polyurethane foam filling, with associated steel frame and hardware, factory primed for painting; including paint, ironmongery, all necessary fixings and fittings; complete; as specified and as Drg. A-501; detail 6 | C | Closet; size 1400 x 1950 high | 1 | Nr | 675 | 675 | [5 empty] | Closet; size 1400 x 1950 high | 1 | Nr | 675 | 675
FAZ | 8 | OPENINGS | 083213 | SLIDING ALUMINIUM-FRAMED GLASS DOORS | AR | Other | 305 | 083213 - SLIDING ALUMINIUM-FRAMED GLASS DOORS | 083213 - SLIDING ALUMINIUM-FRAMED GLASS DOORS |  | 083213 - SLIDING ALUMINIUM-FRAMED GLASS DOORS | [9 empty] | 083213 - SLIDING ALUMINIUM-FRAMED GLASS DOORS
FAZ | 8 | OPENINGS | 083213 | SLIDING ALUMINIUM-FRAMED GLASS DOORS | AR | Other | 306 | Sliding aluminum glass doors and screens; high performance organic PVDF coating finish; including sub frames, bedding, pointing, glazing gaskets and beads, suspension system, rails, fittings, fixings and ironmongery; glazing; as Drg. A-600 | Sliding aluminum glass doors and screens; high performance organic PVDF coating finish; including sub frames, bedding, pointing, glazing gaskets and beads, suspension system, rails, fittings, fixings and ironmongery; glazing; as Drg. A-600 |  | Sliding aluminum glass doors and screens; high performance organic PVDF coating finish; including sub frames, bedding, pointing, glazing gaskets and beads, suspension system, rails, fittings, fixings and ironmongery; glazing; as Drg. A-600 | [9 empty] | Sliding aluminum glass doors and screens; high performance organic PVDF coating finish; including sub frames, bedding, pointing, glazing gaskets and beads, suspension system, rails, fittings, fixings and ironmongery; glazing; as Drg. A-600
FAZ | 8 | OPENINGS | 083213 | SLIDING ALUMINIUM-FRAMED GLASS DOORS | AR | Item | 307 | 083213 - SLIDING ALUMINIUM-FRAMED GLASS DOORS | 083213 - SLIDING ALUMINIUM-FRAMED GLASS DOORS | A | Type 07; 2000 x 2300 high | 6 | Nr | 2800 | 16800 | [5 empty] | Type 07; 2000 x 2300 high | 6 | Nr | 2800 | 16800
FAZ | 8 | OPENINGS | 083213 | SLIDING ALUMINIUM-FRAMED GLASS DOORS | AR | Item | 308 | Sliding aluminum glass doors and screens; high performance organic PVDF coating finish; including sub frames, bedding, pointing, glazing gaskets and beads, suspension system, rails, fittings, fixings and ironmongery; glazing; as Drg. A-600 | Sliding aluminum glass doors and screens; high performance organic PVDF coating finish; including sub frames, bedding, pointing, glazing gaskets and beads, suspension system, rails, fittings, fixings and ironmongery; glazing; as Drg. A-600 | B | Type 11; 2800 x 2200 high | 1 | Nr | 3500 | 3500 | [5 empty] | Type 11; 2800 x 2200 high | 1 | Nr | 3500 | 3500
FAZ | 8 | OPENINGS | 083213 | SLIDING ALUMINIUM-FRAMED GLASS DOORS | AR | Item | 309 | 083213 - SLIDING ALUMINIUM-FRAMED GLASS DOORS | 083213 - SLIDING ALUMINIUM-FRAMED GLASS DOORS | C | Type 27; 3550 x 2300 high | 1 | Nr | 4000 | 4000 | [5 empty] | Type 27; 3550 x 2300 high | 1 | Nr | 4000 | 4000
FAZ | 8 | OPENINGS | 084113 | ALUMINUM FRAMED ENTRANCES AND STOREFRONTS | AR | Other | 310 | 084113 - ALUMINUM FRAMED ENTRANCES AND STOREFRONTS | 084113 - ALUMINUM FRAMED ENTRANCES AND STOREFRONTS |  | 084113 - ALUMINUM FRAMED ENTRANCES AND STOREFRONTS | [9 empty] | 084113 - ALUMINUM FRAMED ENTRANCES AND STOREFRONTS
FAZ | 8 | OPENINGS | 084113 | ALUMINUM FRAMED ENTRANCES AND STOREFRONTS | AR | Other | 311 | Aluminum alloy glazed doors and screens; high performance organic PVDF coating finish; including timber sub frames, bedding, pointing, glazing gaskets and beads, fittings, fixings and ironmongery, glazing; as Drg. A-600 | Aluminum alloy glazed doors and screens; high performance organic PVDF coating finish; including timber sub frames, bedding, pointing, glazing gaskets and beads, fittings, fixings and ironmongery, glazing; as Drg. A-600 |  | Aluminum alloy glazed doors and screens; high performance organic PVDF coating finish; including timber sub frames, bedding, pointing, glazing gaskets and beads, fittings, fixings and ironmongery, glazing; as Drg. A-600 | [9 empty] | Aluminum alloy glazed doors and screens; high performance organic PVDF coating finish; including timber sub frames, bedding, pointing, glazing gaskets and beads, fittings, fixings and ironmongery, glazing; as Drg. A-600
FAZ | 8 | OPENINGS | 084113 | ALUMINUM FRAMED ENTRANCES AND STOREFRONTS | AR | Item | 312 | 084113 - ALUMINUM FRAMED ENTRANCES AND STOREFRONTS | 084113 - ALUMINUM FRAMED ENTRANCES AND STOREFRONTS | D | Type 02; overall size 1800 x 2300 high | 1 | Nr |  | 0 | [5 empty] | Type 02; overall size 1800 x 2300 high | 1 | Nr
FAZ | 8 | OPENINGS | 084113 | ALUMINUM FRAMED ENTRANCES AND STOREFRONTS | AR | Item | 313 | Aluminum alloy glazed doors and screens; high performance organic PVDF coating finish; including timber sub frames, bedding, pointing, glazing gaskets and beads, fittings, fixings and ironmongery, glazing; as Drg. A-600 | Aluminum alloy glazed doors and screens; high performance organic PVDF coating finish; including timber sub frames, bedding, pointing, glazing gaskets and beads, fittings, fixings and ironmongery, glazing; as Drg. A-600 | E | Type 20; overall size 8250 x 2900 high | 1 | Nr |  | 0 | [5 empty] | Type 20; overall size 8250 x 2900 high | 1 | Nr
FAZ | 8 | OPENINGS | 084113 | ALUMINUM FRAMED ENTRANCES AND STOREFRONTS | AR | Item | 314 | 084113 - ALUMINUM FRAMED ENTRANCES AND STOREFRONTS | 084113 - ALUMINUM FRAMED ENTRANCES AND STOREFRONTS | F | Type 21; overall size 4660 x 2400 high | 1 | Nr |  | 0 | [5 empty] | Type 21; overall size 4660 x 2400 high | 1 | Nr
FAZ | 8 | OPENINGS | 084113 | ALUMINUM FRAMED ENTRANCES AND STOREFRONTS | AR | Item | 315 | Aluminum alloy glazed doors and screens; high performance organic PVDF coating finish; including timber sub frames, bedding, pointing, glazing gaskets and beads, fittings, fixings and ironmongery, glazing; as Drg. A-600 | Aluminum alloy glazed doors and screens; high performance organic PVDF coating finish; including timber sub frames, bedding, pointing, glazing gaskets and beads, fittings, fixings and ironmongery, glazing; as Drg. A-600 | G | Type 24; overall size 2100 x 3900 high | 1 | Nr |  | 0 | [5 empty] | Type 24; overall size 2100 x 3900 high | 1 | Nr
FAZ | 8 | OPENINGS | 085113 | ALUMINUM WINDOWS | AR | Other | 316 | 085113 - ALUMINUM WINDOWS | 085113 - ALUMINUM WINDOWS |  | 085113 - ALUMINUM WINDOWS | [9 empty] | 085113 - ALUMINUM WINDOWS
FAZ | 8 | OPENINGS | 085113 | ALUMINUM WINDOWS | AR | Other | 317 | Window and screens; aluminum alloy; high performance organic PVDF coating finish; including sub frame, fixings, bedding, pointing, glazing gaskets and beads, ironmongery, glazing; complete; as specified and as Drg. A-600 | Window and screens; aluminum alloy; high performance organic PVDF coating finish; including sub frame, fixings, bedding, pointing, glazing gaskets and beads, ironmongery, glazing; complete; as specified and as Drg. A-600 |  | Window and screens; aluminum alloy; high performance organic PVDF coating finish; including sub frame, fixings, bedding, pointing, glazing gaskets and beads, ironmongery, glazing; complete; as specified and as Drg. A-600 | [9 empty] | Window and screens; aluminum alloy; high performance organic PVDF coating finish; including sub frame, fixings, bedding, pointing, glazing gaskets and beads, ironmongery, glazing; complete; as specified and as Drg. A-600
FAZ | 8 | OPENINGS | 085113 | ALUMINUM WINDOWS | AR | Item | 318 | 085113 - ALUMINUM WINDOWS | 085113 - ALUMINUM WINDOWS | A | Type 01; 1100 x 1500 high | 2 | Nr | 1000 | 2000 | [5 empty] | Type 01; 1100 x 1500 high | 2 | Nr | 1000 | 2000
FAZ | 8 | OPENINGS | 085113 | ALUMINUM WINDOWS | AR | Item | 319 | Window and screens; aluminum alloy; high performance organic PVDF coating finish; including sub frame, fixings, bedding, pointing, glazing gaskets and beads, ironmongery, glazing; complete; as specified and as Drg. A-600 | Window and screens; aluminum alloy; high performance organic PVDF coating finish; including sub frame, fixings, bedding, pointing, glazing gaskets and beads, ironmongery, glazing; complete; as specified and as Drg. A-600 | B | Type 03; 1600 x 1500 high | 3 | Nr |  | 0 | [5 empty] | Type 03; 1600 x 1500 high | 3 | Nr
FAZ | 8 | OPENINGS | 085113 | ALUMINUM WINDOWS | AR | Item | 320 | 085113 - ALUMINUM WINDOWS | 085113 - ALUMINUM WINDOWS | C | Type 06; 1800 x 1300 high | 2 | Nr |  | 0 | [5 empty] | Type 06; 1800 x 1300 high | 2 | Nr
FAZ | 8 | OPENINGS | 085113 | ALUMINUM WINDOWS | AR | Item | 321 | Window and screens; aluminum alloy; high performance organic PVDF coating finish; including sub frame, fixings, bedding, pointing, glazing gaskets and beads, ironmongery, glazing; complete; as specified and as Drg. A-600 | Window and screens; aluminum alloy; high performance organic PVDF coating finish; including sub frame, fixings, bedding, pointing, glazing gaskets and beads, ironmongery, glazing; complete; as specified and as Drg. A-600 | D | Type 08; 1900 x 1800 high | 1 | Nr |  | 0 | [5 empty] | Type 08; 1900 x 1800 high | 1 | Nr
FAZ | 8 | OPENINGS | 085113 | ALUMINUM WINDOWS | AR | Item | 322 | 085113 - ALUMINUM WINDOWS | 085113 - ALUMINUM WINDOWS | B | Type 09; 1800 x 1300 high | 2 | Nr | 1100 | 2200 | [5 empty] | Type 09; 1800 x 1300 high | 2 | Nr | 1100 | 2200
FAZ | 8 | OPENINGS | 085113 | ALUMINUM WINDOWS | AR | Item | 323 | Window and screens; aluminum alloy; high performance organic PVDF coating finish; including sub frame, fixings, bedding, pointing, glazing gaskets and beads, ironmongery, glazing; complete; as specified and as Drg. A-600 | Window and screens; aluminum alloy; high performance organic PVDF coating finish; including sub frame, fixings, bedding, pointing, glazing gaskets and beads, ironmongery, glazing; complete; as specified and as Drg. A-600 | F | Type 10; 900 x 1300 high | 2 | Nr |  | 0 | [5 empty] | Type 10; 900 x 1300 high | 2 | Nr
FAZ | 8 | OPENINGS | 085113 | ALUMINUM WINDOWS | AR | Item | 324 | 085113 - ALUMINUM WINDOWS | 085113 - ALUMINUM WINDOWS | G | Type 12; 1075 x 2900 high | 2 | Nr |  | 0 | [5 empty] | Type 12; 1075 x 2900 high | 2 | Nr
FAZ | 8 | OPENINGS | 085113 | ALUMINUM WINDOWS | AR | Item | 325 | Window and screens; aluminum alloy; high performance organic PVDF coating finish; including sub frame, fixings, bedding, pointing, glazing gaskets and beads, ironmongery, glazing; complete; as specified and as Drg. A-600 | Window and screens; aluminum alloy; high performance organic PVDF coating finish; including sub frame, fixings, bedding, pointing, glazing gaskets and beads, ironmongery, glazing; complete; as specified and as Drg. A-600 | H | Type 13; 750 x 500 high | 6 | Nr |  | 0 | [5 empty] | Type 13; 750 x 500 high | 6 | Nr
FAZ | 8 | OPENINGS | 085113 | ALUMINUM WINDOWS | AR | Item | 326 | 085113 - ALUMINUM WINDOWS | 085113 - ALUMINUM WINDOWS | J | Type 14; 2100 x 2900 high | 2 | Nr |  | 0 | [5 empty] | Type 14; 2100 x 2900 high | 2 | Nr
FAZ | 8 | OPENINGS | 085113 | ALUMINUM WINDOWS | AR | Item | 327 | Window and screens; aluminum alloy; high performance organic PVDF coating finish; including sub frame, fixings, bedding, pointing, glazing gaskets and beads, ironmongery, glazing; complete; as specified and as Drg. A-600 | Window and screens; aluminum alloy; high performance organic PVDF coating finish; including sub frame, fixings, bedding, pointing, glazing gaskets and beads, ironmongery, glazing; complete; as specified and as Drg. A-600 | K | Type 15; 2200 x 1100 high | 1 | Nr |  | 0 | [5 empty] | Type 15; 2200 x 1100 high | 1 | Nr
FAZ | 8 | OPENINGS | 085113 | ALUMINUM WINDOWS | AR | Item | 328 | 085113 - ALUMINUM WINDOWS | 085113 - ALUMINUM WINDOWS | L | Type 16; 1400 x 1500 high | 4 | Nr |  | 0 | [5 empty] | Type 16; 1400 x 1500 high | 4 | Nr
FAZ | 8 | OPENINGS | 085113 | ALUMINUM WINDOWS | AR | Item | 329 | Window and screens; aluminum alloy; high performance organic PVDF coating finish; including sub frame, fixings, bedding, pointing, glazing gaskets and beads, ironmongery, glazing; complete; as specified and as Drg. A-600 | Window and screens; aluminum alloy; high performance organic PVDF coating finish; including sub frame, fixings, bedding, pointing, glazing gaskets and beads, ironmongery, glazing; complete; as specified and as Drg. A-600 | M | Type 17; 1450 x 1100 high | 2 | Nr |  | 0 | [5 empty] | Type 17; 1450 x 1100 high | 2 | Nr
FAZ | 8 | OPENINGS | 085113 | ALUMINUM WINDOWS | AR | Item | 330 | 085113 - ALUMINUM WINDOWS | 085113 - ALUMINUM WINDOWS | C | Type 18; 1600 x 550 high | 3 | Nr | 850 | 2550 | [5 empty] | Type 18; 1600 x 550 high | 3 | Nr | 850 | 2550
FAZ | 8 | OPENINGS | 085113 | ALUMINUM WINDOWS | AR | Item | 331 | Window and screens; aluminum alloy; high performance organic PVDF coating finish; including sub frame, fixings, bedding, pointing, glazing gaskets and beads, ironmongery, glazing; complete; as specified and as Drg. A-600 | Window and screens; aluminum alloy; high performance organic PVDF coating finish; including sub frame, fixings, bedding, pointing, glazing gaskets and beads, ironmongery, glazing; complete; as specified and as Drg. A-600 | P | Type 22; 4275 x 2300 high | 1 | Nr |  | 0 | [5 empty] | Type 22; 4275 x 2300 high | 1 | Nr
FAZ | 8 | OPENINGS | 085113 | ALUMINUM WINDOWS | AR | Item | 332 | 085113 - ALUMINUM WINDOWS | 085113 - ALUMINUM WINDOWS | D | Type 23; 1800 x 1000 high | 1 | Nr | 850 | 850 | [5 empty] | Type 23; 1800 x 1000 high | 1 | Nr | 850 | 850
FAZ | 8 | OPENINGS | 085113 | ALUMINUM WINDOWS | AR | Item | 333 | Window and screens; aluminum alloy; high performance organic PVDF coating finish; including sub frame, fixings, bedding, pointing, glazing gaskets and beads, ironmongery, glazing; complete; as specified and as Drg. A-600 | Window and screens; aluminum alloy; high performance organic PVDF coating finish; including sub frame, fixings, bedding, pointing, glazing gaskets and beads, ironmongery, glazing; complete; as specified and as Drg. A-600 | A | Type 26; 2750 x 1100 high | 2 | Nr |  | 0 | [5 empty] | Type 26; 2750 x 1100 high | 2 | Nr
FAZ | 8 | OPENINGS | 085113 | ALUMINUM WINDOWS | AR | Item | 334 | 085113 - ALUMINUM WINDOWS | 085113 - ALUMINUM WINDOWS | A | Type 27; 3550 x 2500 high | 1 | Nr | 4300 | 4300 | [5 empty] | Type 27; 3550 x 2500 high | 1 | Nr | 4300 | 4300
FAZ | 8 | OPENINGS | 085113 | ALUMINUM WINDOWS | AR | Item | 335 | Window and screens; aluminum alloy; high performance organic PVDF coating finish; including sub frame, fixings, bedding, pointing, glazing gaskets and beads, ironmongery, glazing; complete; as specified and as Drg. A-600 | Window and screens; aluminum alloy; high performance organic PVDF coating finish; including sub frame, fixings, bedding, pointing, glazing gaskets and beads, ironmongery, glazing; complete; as specified and as Drg. A-600 | C | Type 28; 2400 x 2300 high | 2 | Nr |  | 0 | [5 empty] | Type 28; 2400 x 2300 high | 2 | Nr
FAZ | 8 | OPENINGS | 087111 | DOOR HARDWARE (SCHEDULED BY DESCRIBING PRODUCTS) | AR | Other | 336 | 087111 - DOOR HARDWARE (SCHEDULED BY DESCRIBING PRODUCTS) | 087111 - DOOR HARDWARE (SCHEDULED BY DESCRIBING PRODUCTS) |  | 087111 - DOOR HARDWARE (SCHEDULED BY DESCRIBING PRODUCTS) | [9 empty] | 087111 - DOOR HARDWARE (SCHEDULED BY DESCRIBING PRODUCTS)
FAZ | 8 | OPENINGS | 087111 | DOOR HARDWARE (SCHEDULED BY DESCRIBING PRODUCTS) | AR | Other | 337 | Door hardware sets; including all ironmongery and accessories as per hardware sets scheduled by describing products; as specified and as Drg. A-611 | For non fire rated doors |  | Door hardware sets; including all ironmongery and accessories as per hardware sets scheduled by describing products; as specified and as Drg. A-611 | [9 empty] | Door hardware sets; including all ironmongery and accessories as per hardware sets scheduled by describing products; as specified and as Drg. A-611
FAZ | 8 | OPENINGS | 087111 | DOOR HARDWARE (SCHEDULED BY DESCRIBING PRODUCTS) | AR | Other | 338 | Door hardware sets; including all ironmongery and accessories as per hardware sets scheduled by describing products; as specified and as Drg. A-611 | For non fire rated doors |  | For non fire rated doors | [9 empty] | For non fire rated doors
FAZ | 8 | OPENINGS | 087111 | DOOR HARDWARE (SCHEDULED BY DESCRIBING PRODUCTS) | AR | Item | 339 | Door hardware sets; including all ironmongery and accessories as per hardware sets scheduled by describing products; as specified and as Drg. A-611 | For non fire rated doors | B | Type HW1 | 1 | Nr | 270 | 270 | [5 empty] | Type HW1 | 7 | Nr | 270 | 1890
FAZ | 8 | OPENINGS | 087111 | DOOR HARDWARE (SCHEDULED BY DESCRIBING PRODUCTS) | AR | Item | 340 | Door hardware sets; including all ironmongery and accessories as per hardware sets scheduled by describing products; as specified and as Drg. A-611 | For non fire rated doors | E | Type HW10 | 1 | Nr |  | 0 | [5 empty] | Type HW10 | 1 | Nr
FAZ | 8 | OPENINGS | 087111 | DOOR HARDWARE (SCHEDULED BY DESCRIBING PRODUCTS) | AR | Item | 341 | Door hardware sets; including all ironmongery and accessories as per hardware sets scheduled by describing products; as specified and as Drg. A-611 | For non fire rated doors | F | Type HW10a | 1 | Nr |  | 0 | [5 empty] | Type HW10a | 1 | Nr
FAZ | 8 | OPENINGS | 087111 | DOOR HARDWARE (SCHEDULED BY DESCRIBING PRODUCTS) | AR | Item | 342 | Door hardware sets; including all ironmongery and accessories as per hardware sets scheduled by describing products; as specified and as Drg. A-611 | For non fire rated doors | G | Type HW11 | 4 | Nr |  | 0 | [5 empty] | Type HW11 | 4 | Nr |  | 0
FAZ | 8 | OPENINGS | 087111 | DOOR HARDWARE (SCHEDULED BY DESCRIBING PRODUCTS) | AR | Item | 343 | Door hardware sets; including all ironmongery and accessories as per hardware sets scheduled by describing products; as specified and as Drg. A-611 | For non fire rated doors | C | Type HW12 | 3 | Nr | 170 | 510 | [5 empty] | Type HW12 | 3 | Nr | 170 | 510
FAZ | 8 | OPENINGS | 087111 | DOOR HARDWARE (SCHEDULED BY DESCRIBING PRODUCTS) | AR | Item | 344 | Door hardware sets; including all ironmongery and accessories as per hardware sets scheduled by describing products; as specified and as Drg. A-611 | For non fire rated doors | J | Type HW14 | 1 | Nr |  | 0 | [5 empty] | Type HW14 | 1 | Nr
FAZ | 8 | OPENINGS | 087111 | DOOR HARDWARE (SCHEDULED BY DESCRIBING PRODUCTS) | AR | Item | 345 | Door hardware sets; including all ironmongery and accessories as per hardware sets scheduled by describing products; as specified and as Drg. A-611 | For non fire rated doors | K | Type HW15 | 1 | Nr |  | 0 | [5 empty] | Type HW15 | 1 | Nr
FAZ | 8 | OPENINGS | 087111 | DOOR HARDWARE (SCHEDULED BY DESCRIBING PRODUCTS) | AR | Item | 346 | Door hardware sets; including all ironmongery and accessories as per hardware sets scheduled by describing products; as specified and as Drg. A-611 | For non fire rated doors | D | Type HW15b | 1 | Nr | 250 | 250 | [5 empty] | Type HW15b | 1 | Nr | 250 | 250
FAZ | 8 | OPENINGS | 087111 | DOOR HARDWARE (SCHEDULED BY DESCRIBING PRODUCTS) | AR | Item | 347 | Door hardware sets; including all ironmongery and accessories as per hardware sets scheduled by describing products; as specified and as Drg. A-611 | For non fire rated doors | E | Type HW16 | 2 | Nr | 280 | 560 | [5 empty] | Type HW16 | 2 | Nr | 280 | 560
FAZ | 8 | OPENINGS | 087111 | DOOR HARDWARE (SCHEDULED BY DESCRIBING PRODUCTS) | AR | Item | 348 | Door hardware sets; including all ironmongery and accessories as per hardware sets scheduled by describing products; as specified and as Drg. A-611 | For non fire rated doors | N | Type HW18 | 1 | Nr |  | 0 | [5 empty] | Type HW18 | 1 | Nr
FAZ | 8 | OPENINGS | 087111 | DOOR HARDWARE (SCHEDULED BY DESCRIBING PRODUCTS) | AR | Item | 349 | Door hardware sets; including all ironmongery and accessories as per hardware sets scheduled by describing products; as specified and as Drg. A-611 | For non fire rated doors | P | Type HW19 | 1 | Nr |  | 0 | [5 empty] | Type HW19 | 1 | Nr
FAZ | 8 | OPENINGS | 087111 | DOOR HARDWARE (SCHEDULED BY DESCRIBING PRODUCTS) | AR | Item | 350 | Door hardware sets; including all ironmongery and accessories as per hardware sets scheduled by describing products; as specified and as Drg. A-611 | For non fire rated doors | A | Type HW19b | 1 | Nr |  | 0 | [5 empty] | Type HW19b | 1 | Nr
FAZ | 8 | OPENINGS | 087111 | DOOR HARDWARE (SCHEDULED BY DESCRIBING PRODUCTS) | AR | Item | 351 | Door hardware sets; including all ironmongery and accessories as per hardware sets scheduled by describing products; as specified and as Drg. A-611 | For non fire rated doors | A | Type HW20 | 4 | Nr | 80 | 320 | [5 empty] | Type HW20 | 4 | Nr | 80 | 320
FAZ | 8 | OPENINGS | 087111 | DOOR HARDWARE (SCHEDULED BY DESCRIBING PRODUCTS) | AR | Item | 352 | Door hardware sets; including all ironmongery and accessories as per hardware sets scheduled by describing products; as specified and as Drg. A-611 | For non fire rated doors | B | Type HW21 | 1 | Nr | 520 | 520 | [5 empty] | Type HW21 | 1 | Nr | 520 | 520
FAZ | 8 | OPENINGS | 087111 | DOOR HARDWARE (SCHEDULED BY DESCRIBING PRODUCTS) | AR | Item | 353 | Door hardware sets; including all ironmongery and accessories as per hardware sets scheduled by describing products; as specified and as Drg. A-611 | For non fire rated doors | C | Type HW26 | 1 | Nr | 170 | 170 | [5 empty] | Type HW26 | 1 | Nr | 170 | 170
FAZ | 8 | OPENINGS | 087111 | DOOR HARDWARE (SCHEDULED BY DESCRIBING PRODUCTS) | AR | Item | 354 | Door hardware sets; including all ironmongery and accessories as per hardware sets scheduled by describing products; as specified and as Drg. A-611 | For non fire rated doors | D | Type HW27 | 1 | Nr | 380 | 380 | [5 empty] | Type HW27 | 1 | Nr | 380 | 380
FAZ | 8 | OPENINGS | 087111 | DOOR HARDWARE (SCHEDULED BY DESCRIBING PRODUCTS) | AR | Item | 355 | Door hardware sets; including all ironmongery and accessories as per hardware sets scheduled by describing products; as specified and as Drg. A-611 | For non fire rated doors | F | Type HW3 | 1 | Nr |  | 0 | [5 empty] | Type HW3 | 1 | Nr
FAZ | 8 | OPENINGS | 087111 | DOOR HARDWARE (SCHEDULED BY DESCRIBING PRODUCTS) | AR | Item | 356 | Door hardware sets; including all ironmongery and accessories as per hardware sets scheduled by describing products; as specified and as Drg. A-611 | For non fire rated doors | E | Type HW4 | 1 | Nr | 170 | 170 | [5 empty] | Type HW4 | 1 | Nr | 170 | 170
FAZ | 8 | OPENINGS | 087111 | DOOR HARDWARE (SCHEDULED BY DESCRIBING PRODUCTS) | AR | Item | 357 | Door hardware sets; including all ironmongery and accessories as per hardware sets scheduled by describing products; as specified and as Drg. A-611 | For non fire rated doors | H | Type HW4a | 1 | Nr |  | 0 | [5 empty] | Type HW4a | 1 | Nr
FAZ | 8 | OPENINGS | 087111 | DOOR HARDWARE (SCHEDULED BY DESCRIBING PRODUCTS) | AR | Item | 358 | Door hardware sets; including all ironmongery and accessories as per hardware sets scheduled by describing products; as specified and as Drg. A-611 | For non fire rated doors | F | Type HW5 | 1 | Nr | 145 | 145 | [5 empty] | Type HW5 | 1 | Nr | 145 | 145
FAZ | 8 | OPENINGS | 087111 | DOOR HARDWARE (SCHEDULED BY DESCRIBING PRODUCTS) | AR | Item | 359 | Door hardware sets; including all ironmongery and accessories as per hardware sets scheduled by describing products; as specified and as Drg. A-611 | For non fire rated doors | G | Type HW6 | 2 | Nr | 105 | 210 | [5 empty] | Type HW6 | 2 | Nr | 105 | 210
FAZ | 8 | OPENINGS | 087111 | DOOR HARDWARE (SCHEDULED BY DESCRIBING PRODUCTS) | AR | Item | 360 | Door hardware sets; including all ironmongery and accessories as per hardware sets scheduled by describing products; as specified and as Drg. A-611 | For non fire rated doors | H | Type HW7 | 7 | Nr | 80 | 560 | [5 empty] | Type HW7 | 7 | Nr | 80 | 560
FAZ | 8 | OPENINGS | 087111 | DOOR HARDWARE (SCHEDULED BY DESCRIBING PRODUCTS) | AR | Item | 361 | Door hardware sets; including all ironmongery and accessories as per hardware sets scheduled by describing products; as specified and as Drg. A-611 | For non fire rated doors | M | Type HW8 | 3 | Nr |  | 0 | [5 empty] | Type HW8 | 3 | Nr
FAZ | 8 | OPENINGS | 087111 | DOOR HARDWARE (SCHEDULED BY DESCRIBING PRODUCTS) | AR | Other | 362 | Door hardware sets; including all ironmongery and accessories as per hardware sets scheduled by describing products; as specified and as Drg. A-611 | For fire rated doors |  | For fire rated doors | [9 empty] | For fire rated doors
FAZ | 8 | OPENINGS | 087111 | DOOR HARDWARE (SCHEDULED BY DESCRIBING PRODUCTS) | AR | Item | 363 | Door hardware sets; including all ironmongery and accessories as per hardware sets scheduled by describing products; as specified and as Drg. A-611 | For non fire rated doors | J | Type HW1 /F; 60 minutes | 1 | Nr | 270 | 270 | [5 empty] | Type HW1 /F; 60 minutes | 1 | Nr | 270 | 270
FAZ | 8 | OPENINGS | 087111 | DOOR HARDWARE (SCHEDULED BY DESCRIBING PRODUCTS) | AR | Item | 364 | Door hardware sets; including all ironmongery and accessories as per hardware sets scheduled by describing products; as specified and as Drg. A-611 | For fire rated doors | K | Type HW10 /F; 60 minutes | 1 | Nr | 105 | 105 | [5 empty] | Type HW10 /F; 60 minutes | 1 | Nr | 105 | 105
FAZ | 8 | OPENINGS | 087111 | DOOR HARDWARE (SCHEDULED BY DESCRIBING PRODUCTS) | AR | Item | 365 | Door hardware sets; including all ironmongery and accessories as per hardware sets scheduled by describing products; as specified and as Drg. A-611 | For non fire rated doors | Q | Type HW11 /F; 45 minutes | 1 | Nr |  | 0 | [5 empty] | Type HW11 /F; 45 minutes | 1 | Nr
FAZ | 8 | OPENINGS | 087111 | DOOR HARDWARE (SCHEDULED BY DESCRIBING PRODUCTS) | AR | Item | 366 | Door hardware sets; including all ironmongery and accessories as per hardware sets scheduled by describing products; as specified and as Drg. A-611 | For fire rated doors | L | Type HW11 /F; 60 minutes | 1 | Nr | 170 | 170 | [5 empty] | Type HW11 /F; 60 minutes | 1 | Nr | 170 | 170
FAZ | 8 | OPENINGS | 087111 | DOOR HARDWARE (SCHEDULED BY DESCRIBING PRODUCTS) | AR | Item | 367 | Door hardware sets; including all ironmongery and accessories as per hardware sets scheduled by describing products; as specified and as Drg. A-611 | For non fire rated doors | M | Type HW13 /F; 20 minutes | 6 | Nr | 105 | 630 | [5 empty] | Type HW13 /F; 20 minutes | 6 | Nr | 105 | 630
FAZ | 8 | OPENINGS | 087111 | DOOR HARDWARE (SCHEDULED BY DESCRIBING PRODUCTS) | AR | Item | 368 | Door hardware sets; including all ironmongery and accessories as per hardware sets scheduled by describing products; as specified and as Drg. A-611 | For fire rated doors | T | Type HW14 /F; 45 minutes | 2 | Nr |  | 0 | [5 empty] | Type HW14 /F; 45 minutes | 2 | Nr
FAZ | 8 | OPENINGS | 087111 | DOOR HARDWARE (SCHEDULED BY DESCRIBING PRODUCTS) | AR | Item | 369 | Door hardware sets; including all ironmongery and accessories as per hardware sets scheduled by describing products; as specified and as Drg. A-611 | For non fire rated doors | U | Type HW14 /F; 60 minutes | 1 | Nr |  | 0 | [5 empty] | Type HW14 /F; 60 minutes | 1 | Nr
FAZ | 8 | OPENINGS | 087111 | DOOR HARDWARE (SCHEDULED BY DESCRIBING PRODUCTS) | AR | Item | 370 | Door hardware sets; including all ironmongery and accessories as per hardware sets scheduled by describing products; as specified and as Drg. A-611 | For fire rated doors | A | Type HW17 /F; 60 minutes | 1 | Nr |  | 0 | [5 empty] | Type HW17 /F; 60 minutes | 1 | Nr
FAZ | 8 | OPENINGS | 087111 | DOOR HARDWARE (SCHEDULED BY DESCRIBING PRODUCTS) | AR | Item | 371 | Door hardware sets; including all ironmongery and accessories as per hardware sets scheduled by describing products; as specified and as Drg. A-611 | For non fire rated doors | B | Type HW18 /F; 60 minutes | 1 | Nr |  | 0 | [5 empty] | Type HW18 /F; 60 minutes | 1 | Nr
FAZ | 8 | OPENINGS | 087111 | DOOR HARDWARE (SCHEDULED BY DESCRIBING PRODUCTS) | AR | Item | 372 | Door hardware sets; including all ironmongery and accessories as per hardware sets scheduled by describing products; as specified and as Drg. A-611 | For fire rated doors | C | Type HW19a /F; 60 minutes | 1 | Nr |  | 0 | [5 empty] | Type HW19a /F; 60 minutes | 1 | Nr
FAZ | 8 | OPENINGS | 087111 | DOOR HARDWARE (SCHEDULED BY DESCRIBING PRODUCTS) | AR | Item | 373 | Door hardware sets; including all ironmongery and accessories as per hardware sets scheduled by describing products; as specified and as Drg. A-611 | For non fire rated doors | A | Type HW19a /F; 90 minutes | 1 | Nr | 600 | 600 | [5 empty] | Type HW19a /F; 90 minutes | 1 | Nr | 600 | 600
FAZ | 8 | OPENINGS | 087111 | DOOR HARDWARE (SCHEDULED BY DESCRIBING PRODUCTS) | AR | Item | 374 | Door hardware sets; including all ironmongery and accessories as per hardware sets scheduled by describing products; as specified and as Drg. A-611 | For fire rated doors | E | Type HW20a /F; 60 minutes | 1 | Nr |  | 0 | [5 empty] | Type HW20a /F; 60 minutes | 1 | Nr
FAZ | 8 | OPENINGS | 087111 | DOOR HARDWARE (SCHEDULED BY DESCRIBING PRODUCTS) | AR | Item | 375 | Door hardware sets; including all ironmongery and accessories as per hardware sets scheduled by describing products; as specified and as Drg. A-611 | For non fire rated doors | B | Type HW27 /F; 60 minutes | 1 | Nr | 380 | 380 | [5 empty] | Type HW27 /F; 60 minutes | 1 | Nr | 380 | 380
FAZ | 8 | OPENINGS | 087111 | DOOR HARDWARE (SCHEDULED BY DESCRIBING PRODUCTS) | AR | Item | 376 | Door hardware sets; including all ironmongery and accessories as per hardware sets scheduled by describing products; as specified and as Drg. A-611 | For fire rated doors | G | Type HW4 /F; 45 minutes | 1 | Nr |  | 0 | [5 empty] | Type HW4 /F; 45 minutes | 1 | Nr
FAZ | 8 | OPENINGS | 087111 | DOOR HARDWARE (SCHEDULED BY DESCRIBING PRODUCTS) | AR | Item | 377 | Door hardware sets; including all ironmongery and accessories as per hardware sets scheduled by describing products; as specified and as Drg. A-611 | For non fire rated doors | C | Type HW4 /F; 60 minutes | 2 | Nr | 170 | 340 | [5 empty] | Type HW4 /F; 60 minutes | 2 | Nr | 170 | 340
FAZ | 8 | OPENINGS | 087111 | DOOR HARDWARE (SCHEDULED BY DESCRIBING PRODUCTS) | AR | Item | 378 | Door hardware sets; including all ironmongery and accessories as per hardware sets scheduled by describing products; as specified and as Drg. A-611 | For fire rated doors | D | Type HW5 /F; 45 minutes | 2 | Nr | 105 | 210 | [5 empty] | Type HW5 /F; 45 minutes | 2 | Nr | 105 | 210
FAZ | 8 | OPENINGS | 087111 | DOOR HARDWARE (SCHEDULED BY DESCRIBING PRODUCTS) | AR | Other | 379 | Door hardware sets; including all ironmongery and accessories as per hardware sets scheduled by describing products; as specified and as Drg. A-611 | For non fire rated doors | BILL NO. 8 - OPENINGS
FAZ | 8 | OPENINGS | To Summary | To Summary |  | Bill Sum | 380 | Door hardware sets; including all ironmongery and accessories as per hardware sets scheduled by describing products; as specified and as Drg. A-611 | For fire rated doors | To Summary |  |  |  | J.D | 0 | [8 empty] | J.D | 71540
FAZ | 9 | FINISHES | 092400 | PORTLAND CEMENT PLASTER | AR | Other | 381 | Door hardware sets; including all ironmongery and accessories as per hardware sets scheduled by describing products; as specified and as Drg. A-611 | For non fire rated doors |  |  | BILLS NO. 9 | [9 empty] | BILLS NO. 9
FAZ | 9 | FINISHES | 092400 | PORTLAND CEMENT PLASTER | AR | Other | 382 | Door hardware sets; including all ironmongery and accessories as per hardware sets scheduled by describing products; as specified and as Drg. A-611 | For fire rated doors |  |  | FINISHES | [9 empty] | FINISHES
FAZ | 9 | FINISHES | 092400 | PORTLAND CEMENT PLASTER | AR | Other | 383 | Door hardware sets; including all ironmongery and accessories as per hardware sets scheduled by describing products; as specified and as Drg. A-611 | For non fire rated doors | Item | Description | Qty | Unit | Rate | Amount | [5 empty] | Description | Qty | Unit | Rate | Amount
FAZ | 9 | FINISHES | 092400 | PORTLAND CEMENT PLASTER | AR | Other | 384 | Door hardware sets; including all ironmongery and accessories as per hardware sets scheduled by describing products; as specified and as Drg. A-611 | For fire rated doors | [5 empty] | J.D | [9 empty] | J.D
FAZ | 9 | FINISHES | 092400 | PORTLAND CEMENT PLASTER | AR | Other | 385 | 092400 - PORTLAND CEMENT PLASTER | 092400 - PORTLAND CEMENT PLASTER |  | 092400 - PORTLAND CEMENT PLASTER | [9 empty] | 092400 - PORTLAND CEMENT PLASTER
FAZ | 9 | FINISHES | 092400 | PORTLAND CEMENT PLASTER | AR | Other | 386 | Cement-sand plaster; plain finish; to | Cement-sand plaster; plain finish; to |  | Cement-sand plaster; plain finish; to | [9 empty] | Cement-sand plaster; plain finish; to
FAZ | 9 | FINISHES | 092400 | PORTLAND CEMENT PLASTER | AR | Item | 387 | 092400 - PORTLAND CEMENT PLASTER | 092400 - PORTLAND CEMENT PLASTER | A | Walls; 15 thick; internal | 1658 | m2 | 7 | 11606 | [5 empty] | Walls; 15 thick; internal | 1658 | m2 | 7 | 11606
FAZ | 9 | FINISHES | 092400 | PORTLAND CEMENT PLASTER | AR | Item | 388 | Cement-sand plaster; plain finish; to | Cement-sand plaster; plain finish; to | B | Curved walls; 15 thick; internal | 47 | m2 |  | 0 | [5 empty] | Curved walls; 15 thick; internal | 47 | m2 |  | 0
FAZ | 9 | FINISHES | 092400 | PORTLAND CEMENT PLASTER | AR | Item | 389 | 092400 - PORTLAND CEMENT PLASTER | 092400 - PORTLAND CEMENT PLASTER | B | Walls; 20 thick; external | 1100 | m2 | 9 | 9900 | [5 empty] | Walls; 20 thick; external | 1100 | m2 | 9 | 9900
FAZ | 9 | FINISHES | 092400 | PORTLAND CEMENT PLASTER | AR | Item | 390 | Cement-sand plaster; plain finish; to | Cement-sand plaster; plain finish; to | C | Ceiling; 15 thick; internal | 399 | m2 | 8 | 3192 | [5 empty] | Ceiling; 15 thick; internal | 399 | m2 | 8 | 3192
FAZ | 9 | FINISHES | 092400 | PORTLAND CEMENT PLASTER | AR | Item | 391 | 092400 - PORTLAND CEMENT PLASTER | 092400 - PORTLAND CEMENT PLASTER | D | Ceiling; 20 thick; external | 137 | m2 | 9 | 1233 | [5 empty] | Ceiling; 20 thick; external | 137 | m2 | 9 | 1233
FAZ | 9 | FINISHES | 092400 | PORTLAND CEMENT PLASTER | AR | Item | 392 | Cement-sand plaster; plain finish; to | Cement-sand plaster; plain finish; to | F | Isolated columns; 15 thick; internal | 31 | m2 |  | 0 | [5 empty] | Isolated columns; 15 thick; internal | 31 | m2 |  | 0
FAZ | 9 | FINISHES | 092400 | PORTLAND CEMENT PLASTER | AR | Other | 393 | Cement-sand plaster; finished to receive tiling; to | Cement-sand plaster; finished to receive tiling; to |  | Cement-sand plaster; finished to receive tiling; to | [9 empty] | Cement-sand plaster; finished to receive tiling; to
FAZ | 9 | FINISHES | 092400 | PORTLAND CEMENT PLASTER | AR | Item | 394 | Cement-sand plaster; plain finish; to | Cement-sand plaster; plain finish; to | E | Walls; 15 thick; internal | 116 | m2 | 10 | 1160 | [5 empty] | Walls; 15 thick; internal | 116 | m2 | 10 | 1160
FAZ | 9 | FINISHES | 092900 | GYPSUM BOARD | AR | Other | 395 | 092900 - GYPSUM BOARD | 092900 - GYPSUM BOARD |  | 092900 - GYPSUM BOARD | [9 empty] | 092900 - GYPSUM BOARD
FAZ | 9 | FINISHES | 092900 | GYPSUM BOARD | AR | Other | 396 | Gypsum boards suspended ceiling; comprising gypsum board; finished to receive paint; including suspension system, acoustical sealant, upstands, edge trim, hangers, fittings and fixings; furring (vertical surfaces); complete; as specified and shown on Drawings; to | Gypsum boards suspended ceiling; comprising gypsum board; finished to receive paint; including suspension system, acoustical sealant, upstands, edge trim, hangers, fittings and fixings; furring (vertical surfaces); complete; as specified and shown on Drawings; to |  | Gypsum boards suspended ceiling; comprising gypsum board; finished to receive paint; including suspension system, acoustical sealant, upstands, edge trim, hangers, fittings and fixings; furring (vertical surfaces); complete; as specified and shown on Drawings; to | [9 empty] | Gypsum boards suspended ceiling; comprising gypsum board; finished to receive paint; including suspension system, acoustical sealant, upstands, edge trim, hangers, fittings and fixings; furring (vertical surfaces); complete; as specified and shown on Drawings; to
FAZ | 9 | FINISHES | 092900 | GYPSUM BOARD | AR | Item | 397 | 092900 - GYPSUM BOARD | 092900 - GYPSUM BOARD | F | Ceilings; moisture | 66 | m2 | 20 | 1320 | [5 empty] | Ceilings; moisture | 66 | m2 | 20 | 1320
FAZ | 9 | FINISHES | 093000 | TILING | AR | Other | 398 | 093000 - TILING | 093000 - TILING |  | 093000 - TILING | [9 empty] | 093000 - TILING
FAZ | 9 | FINISHES | 093000 | TILING | AR | Other | 399 | Ceramic tiles and fittings; vitrified unglazed, with non slip finish; including cement-sand screed; to | Ceramic tiles and fittings; vitrified unglazed, with non slip finish; including cement-sand screed; to |  | Ceramic tiles and fittings; vitrified unglazed, with non slip finish; including cement-sand screed; to | [9 empty] | Ceramic tiles and fittings; vitrified unglazed, with non slip finish; including cement-sand screed; to
FAZ | 9 | FINISHES | 093000 | TILING | AR | Item | 400 | 093000 - TILING | 093000 - TILING | A | Floors; 200 x 200 | 42 | m2 |  | 0 | [5 empty] | Floors; 200 x 200 | 42 | m2 |  | 0
FAZ | 9 | FINISHES | 093000 | TILING | AR | Item | 401 | Ceramic tiles and fittings; vitrified unglazed, with non slip finish; including cement-sand screed; to | Ceramic tiles and fittings; vitrified unglazed, with non slip finish; including cement-sand screed; to | A | Floors; 300 x 300 | 15 | m2 | 35 | 525 | [5 empty] | Floors; 300 x 300 | 15 | m2 | 35 | 525
FAZ | 9 | FINISHES | 093000 | TILING | AR | Item | 402 | 093000 - TILING | 093000 - TILING | B | Floors; 400 x 400 | 25 | m2 | 35 | 875 | [5 empty] | Floors; 400 x 400 | 25 | m2 | 35 | 875
FAZ | 9 | FINISHES | 093000 | TILING | AR | Item | 403 | Ceramic tiles and fittings; vitrified unglazed, with non slip finish; including cement-sand screed; to | Ceramic tiles and fittings; vitrified unglazed, with non slip finish; including cement-sand screed; to | C | Floors; 400 x 400; acid resistant | 31 | m2 | 40 | 1240 | [5 empty] | Floors; 400 x 400; acid resistant | 31 | m2 | 40 | 1240
FAZ | 9 | FINISHES | 093000 | TILING | AR | Item | 404 | 093000 - TILING | 093000 - TILING | D | Floors; 600 x 600 | 641 | m2 | 30 | 19230 | [5 empty] | Floors; 600 x 600 | 641 | m2 | 30 | 19230
FAZ | 9 | FINISHES | 093000 | TILING | AR | Item | 405 | Ceramic tiles and fittings; vitrified unglazed, with non slip finish; including cement-sand screed; to | Ceramic tiles and fittings; vitrified unglazed, with non slip finish; including cement-sand screed; to | E | Skirting; 100 high | 533 | m | 15 | 7995 | [5 empty] | Skirting; 100 high | 533 | m | 15 | 7995
FAZ | 9 | FINISHES | 093000 | TILING | AR | Item | 406 | 093000 - TILING | 093000 - TILING | G | Curved skirting; 100 high | 11 | m |  | 0 | [5 empty] | Curved skirting; 100 high | 11 | m |  | 0
FAZ | 9 | FINISHES | 093000 | TILING | AR | Other | 407 | Glazed ceramic tiles and fittings; vitrified satin glazed with cushion edges and space lugs; to | Glazed ceramic tiles and fittings; vitrified satin glazed with cushion edges and space lugs; to |  | Glazed ceramic tiles and fittings; vitrified satin glazed with cushion edges and space lugs; to | [9 empty] | Glazed ceramic tiles and fittings; vitrified satin glazed with cushion edges and space lugs; to
FAZ | 9 | FINISHES | 093000 | TILING | AR | Item | 408 | 093000 - TILING | 093000 - TILING | H | Walls; 200 x 200 x 6 thick | 231 | m2 |  | 0 | [5 empty] | Walls; 200 x 200 x 6 thick | 231 | m2 |  | 0
FAZ | 9 | FINISHES | 093000 | TILING | AR | Item | 409 | Glazed ceramic tiles and fittings; vitrified satin glazed with cushion edges and space lugs; to | Glazed ceramic tiles and fittings; vitrified satin glazed with cushion edges and space lugs; to | F | Walls; 250 x 400 x 6 thick | 116 | m2 | 25 | 2900 | [5 empty] | Walls; 250 x 400 x 6 thick | 116 | m2 | 25 | 2900
FAZ | 9 | FINISHES | 095133 | ACOUSTICAL METAL PAN CEILINGS | AR | Other | 410 | 095133 - ACOUSTICAL METAL PAN CEILINGS | 095133 - ACOUSTICAL METAL PAN CEILINGS |  | 095133 - ACOUSTICAL METAL PAN CEILINGS | [9 empty] | 095133 - ACOUSTICAL METAL PAN CEILINGS
FAZ | 9 | FINISHES | 095133 | ACOUSTICAL METAL PAN CEILINGS | AR | Other | 411 | Metal panel suspended ceilings; comprising 600 x 600 thick perforated aluminum panels, square edges, flat surface and polyester powder coated finish; including snap-in grid suspension system, hangers, angles and edge trims; furring (vertical surfaces); complete; complete; as specified and shown on Drawings; to | Metal panel suspended ceilings; comprising 600 x 600 thick perforated aluminum panels, square edges, flat surface and polyester powder coated finish; including snap-in grid suspension system, hangers, angles and edge trims; furring (vertical surfaces); complete; complete; as specified and shown on Drawings; to |  | Metal panel suspended ceilings; comprising 600 x 600 thick perforated aluminum panels, square edges, flat surface and polyester powder coated finish; including snap-in grid suspension system, hangers, angles and edge trims; furring (vertical surfaces); complete; complete; as specified and shown on Drawings; to | [9 empty] | Metal panel suspended ceilings; comprising 600 x 600 thick perforated aluminum panels, square edges, flat surface and polyester powder coated finish; including snap-in grid suspension system, hangers, angles and edge trims; furring (vertical surfaces); complete; complete; as specified and shown on Drawings; to
FAZ | 9 | FINISHES | 095133 | ACOUSTICAL METAL PAN CEILINGS | AR | Item | 412 | 095133 - ACOUSTICAL METAL PAN CEILINGS | 095133 - ACOUSTICAL METAL PAN CEILINGS | G | Ceilings | 200 | m2 | 30 | 6000 | [5 empty] | Ceilings | 200 | m2 | 30 | 6000
FAZ | 9 | FINISHES | 095133 | ACOUSTICAL METAL PAN CEILINGS | AR | Other | 413 | Decorative suspended ceilings; comprising gypsum boards and perforated aluminum panels; including paint on gypsum, suspension system, upstands, edge trim, hangers, fittings and fixings; furring (vertical surfaces); complete; as specified and shown on Drawings; to | Decorative suspended ceilings; comprising gypsum boards and perforated aluminum panels; including paint on gypsum, suspension system, upstands, edge trim, hangers, fittings and fixings; furring (vertical surfaces); complete; as specified and shown on Drawings; to |  | Decorative suspended ceilings; comprising gypsum boards and perforated aluminum panels; including paint on gypsum, suspension system, upstands, edge trim, hangers, fittings and fixings; furring (vertical surfaces); complete; as specified and shown on Drawings; to | [9 empty] | Decorative suspended ceilings; comprising gypsum boards and perforated aluminum panels; including paint on gypsum, suspension system, upstands, edge trim, hangers, fittings and fixings; furring (vertical surfaces); complete; as specified and shown on Drawings; to
FAZ | 9 | FINISHES | 095133 | ACOUSTICAL METAL PAN CEILINGS | AR | Item | 414 | 095133 - ACOUSTICAL METAL PAN CEILINGS | 095133 - ACOUSTICAL METAL PAN CEILINGS | A | Ceilings | 77 | m2 | 45 | 3465 | [5 empty] | Ceilings | 77 | m2 | 45 | 3465
FAZ | 9 | FINISHES | 095423 | LINEAR METAL CEILINGS | AR | Other | 415 | 095423 - LINEAR METAL CEILINGS | 095423 - LINEAR METAL CEILINGS |  | 095423 - LINEAR METAL CEILINGS | [9 empty] | 095423 - LINEAR METAL CEILINGS
FAZ | 9 | FINISHES | 095423 | LINEAR METAL CEILINGS | AR | Other | 416 | Linear metal suspended ceiling; aluminum 200 mm module strips with stove-enamelled finish; non perforated; including concealed grid suspension system; hangers; edge trims and angles; to | Linear metal suspended ceiling; aluminum 200 mm module strips with stove-enamelled finish; non perforated; including concealed grid suspension system; hangers; edge trims and angles; to |  | Linear metal suspended ceiling; aluminum 200 mm module strips with stove-enamelled finish; non perforated; including concealed grid suspension system; hangers; edge trims and angles; to | [9 empty] | Linear metal suspended ceiling; aluminum 200 mm module strips with stove-enamelled finish; non perforated; including concealed grid suspension system; hangers; edge trims and angles; to
FAZ | 9 | FINISHES | 095423 | LINEAR METAL CEILINGS | AR | Item | 417 | 095423 - LINEAR METAL CEILINGS | 095423 - LINEAR METAL CEILINGS | B | Ceilings | 45 | m2 | 50 | 2250 | [5 empty] | Ceilings | 45 | m2 | 50 | 2250
FAZ | 9 | FINISHES | 096340 | STONE FLOORING | AR | Other | 418 | 096340 - STONE FLOORING | 096340 - STONE FLOORING |  | 096340 - STONE FLOORING | [9 empty] | 096340 - STONE FLOORING
FAZ | 9 | FINISHES | 096340 | STONE FLOORING | AR | Other | 419 | Marble slabs and fittings; best quality, polished finish; including cement sand screed; complete; as specified and shown on Drawings | Marble slabs and fittings; best quality, polished finish; including cement sand screed; complete; as specified and shown on Drawings |  | Marble slabs and fittings; best quality, polished finish; including cement sand screed; complete; as specified and shown on Drawings | [9 empty] | Marble slabs and fittings; best quality, polished finish; including cement sand screed; complete; as specified and shown on Drawings
FAZ | 9 | FINISHES | 096340 | STONE FLOORING | AR | Item | 420 | 096340 - STONE FLOORING | 096340 - STONE FLOORING | C | Saddles; type I | 30 | m | 50 | 1500 | [5 empty] | Saddles; type I | 30 | m | 50 | 1500
FAZ | 9 | FINISHES | 096340 | STONE FLOORING | AR | Item | 421 | Marble slabs and fittings; best quality, polished finish; including cement sand screed; complete; as specified and shown on Drawings | Marble slabs and fittings; best quality, polished finish; including cement sand screed; complete; as specified and shown on Drawings | D | Saddles; type II | 16 | m | 65 | 1040 | [5 empty] | Saddles; type II | 16 | m | 65 | 1040
FAZ | 9 | FINISHES | 096340 | STONE FLOORING | AR | Item | 422 | 096340 - STONE FLOORING | 096340 - STONE FLOORING | E | Saddles; type III | 2 | m | 75 | 150 | [5 empty] | Saddles; type III | 2 | m | 75 | 150
FAZ | 9 | FINISHES | 096340 | STONE FLOORING | AR | Item | 423 | Marble slabs and fittings; best quality, polished finish; including cement sand screed; complete; as specified and shown on Drawings | Marble slabs and fittings; best quality, polished finish; including cement sand screed; complete; as specified and shown on Drawings | F | Treads; 300 x 30 thick; including abrasive in lay aluminium oxide | 58 | m |  | 0 | [5 empty] | Treads; 300 x 30 thick; including abrasive in lay aluminium oxide | 58 | m |  | 0
FAZ | 9 | FINISHES | 096340 | STONE FLOORING | AR | Item | 424 | 096340 - STONE FLOORING | 096340 - STONE FLOORING | G | Risers; 140 x 20 thick | 58 | m |  | 0 | [5 empty] | Risers; 140 x 20 thick | 58 | m |  | 0
FAZ | 9 | FINISHES | 096340 | STONE FLOORING | AR | Item | 425 | Marble slabs and fittings; best quality, polished finish; including cement sand screed; complete; as specified and shown on Drawings | Marble slabs and fittings; best quality, polished finish; including cement sand screed; complete; as specified and shown on Drawings | A | Skirtings; 100 high | 8 | m |  | 0 | [5 empty] | Skirtings; 100 high | 8 | m |  | 0
FAZ | 9 | FINISHES | 096340 | STONE FLOORING | AR | Item | 426 | 096340 - STONE FLOORING | 096340 - STONE FLOORING | B | Skirtings; 100 high; above nosing | 24 | m |  | 0 | [5 empty] | Skirtings; 100 high; above nosing | 24 | m |  | 0
FAZ | 9 | FINISHES | 096340 | STONE FLOORING | AR | Other | 427 | Granite slabs and fittings; best quality; polished finish; including cement-sand screed; complete; as specified and as shown on Drawings | Granite slabs and fittings; best quality; polished finish; including cement-sand screed; complete; as specified and as shown on Drawings |  | Granite slabs and fittings; best quality; polished finish; including cement-sand screed; complete; as specified and as shown on Drawings | [9 empty] | Granite slabs and fittings; best quality; polished finish; including cement-sand screed; complete; as specified and as shown on Drawings
FAZ | 9 | FINISHES | 096340 | STONE FLOORING | AR | Item | 428 | 096340 - STONE FLOORING | 096340 - STONE FLOORING | C | Floors; 30 thick | 19 | m2 |  | 0 | [5 empty] | Floors; 30 thick | 19 | m2 |  | 0
FAZ | 9 | FINISHES | 096340 | STONE FLOORING | AR | Item | 429 | Granite slabs and fittings; best quality; polished finish; including cement-sand screed; complete; as specified and as shown on Drawings | Granite slabs and fittings; best quality; polished finish; including cement-sand screed; complete; as specified and as shown on Drawings | D | Landing; 30 thick | 27 | m2 |  | 0 | [5 empty] | Landing; 30 thick | 27 | m2 |  | 0
FAZ | 9 | FINISHES | 096340 | STONE FLOORING | AR | Item | 430 | 096340 - STONE FLOORING | 096340 - STONE FLOORING | E | Treads; 320 x 30 thick; including abrasive in lay aluminium oxide | 78 | m |  | 0 | [5 empty] | Treads; 320 x 30 thick; including abrasive in lay aluminium oxide | 78 | m |  | 0
FAZ | 9 | FINISHES | 096340 | STONE FLOORING | AR | Item | 431 | Granite slabs and fittings; best quality; polished finish; including cement-sand screed; complete; as specified and as shown on Drawings | Granite slabs and fittings; best quality; polished finish; including cement-sand screed; complete; as specified and as shown on Drawings | F | Risers; 138 x 20 thick | 78 | m |  | 0 | [5 empty] | Risers; 138 x 20 thick | 78 | m |  | 0
FAZ | 9 | FINISHES | 096340 | STONE FLOORING | AR | Item | 432 | 096340 - STONE FLOORING | 096340 - STONE FLOORING | G | Skirtings; 100 high | 51 | m |  | 0 | [5 empty] | Skirtings; 100 high | 51 | m |  | 0
FAZ | 9 | FINISHES | 096340 | STONE FLOORING | AR | Item | 433 | Granite slabs and fittings; best quality; polished finish; including cement-sand screed; complete; as specified and as shown on Drawings | Granite slabs and fittings; best quality; polished finish; including cement-sand screed; complete; as specified and as shown on Drawings | H | Skirtings; 100 high; above nosing | 20 | m |  | 0 | [5 empty] | Skirtings; 100 high; above nosing | 20 | m |  | 0
FAZ | 9 | FINISHES | 096340 | STONE FLOORING | AR | Item | 434 | 096340 - STONE FLOORING | 096340 - STONE FLOORING | J | Curved treads; 320 x 30 thick; reception hall | 18 | m |  | 0 | [5 empty] | Curved treads; 320 x 30 thick; reception hall | 18 | m |  | 0
FAZ | 9 | FINISHES | 096340 | STONE FLOORING | AR | Item | 435 | Granite slabs and fittings; best quality; polished finish; including cement-sand screed; complete; as specified and as shown on Drawings | Granite slabs and fittings; best quality; polished finish; including cement-sand screed; complete; as specified and as shown on Drawings | K | Curved risers; 138 x 20 thick; reception hall | 18 | m |  | 0 | [5 empty] | Curved risers; 138 x 20 thick; reception hall | 18 | m |  | 0
FAZ | 9 | FINISHES | 099113 | EXTERIOR PAINTING | AR | Other | 436 | 099113 - EXTERIOR PAINTING | 099113 - EXTERIOR PAINTING |  | 099113 - EXTERIOR PAINTING | [9 empty] | 099113 - EXTERIOR PAINTING
FAZ | 9 | FINISHES | 099113 | EXTERIOR PAINTING | AR | Other | 437 | External textured acrylic emulsion paint, resin based, water-resistant suitable for repeated washing and scrubbing; to concrete, masonry, render and plaster | External textured acrylic emulsion paint, resin based, water-resistant suitable for repeated washing and scrubbing; to concrete, masonry, render and plaster |  | External textured acrylic emulsion paint, resin based, water-resistant suitable for repeated washing and scrubbing; to concrete, masonry, render and plaster | [9 empty] | External textured acrylic emulsion paint, resin based, water-resistant suitable for repeated washing and scrubbing; to concrete, masonry, render and plaster
FAZ | 9 | FINISHES | 099113 | EXTERIOR PAINTING | AR | Item | 438 | 099113 - EXTERIOR PAINTING | 099113 - EXTERIOR PAINTING | A | General surfaces; external | 1277 | m2 | 8 | 10216 | [5 empty] | General surfaces; external | 1277 | m2 | 8 | 10216
FAZ | 9 | FINISHES | 099123 | INTERIOR PAINTING | AR | Other | 439 | 099123 - INTERIOR PAINTING | 099123 - INTERIOR PAINTING |  | 099123 - INTERIOR PAINTING | [9 empty] | 099123 - INTERIOR PAINTING
FAZ | 9 | FINISHES | 099123 | INTERIOR PAINTING | AR | Other | 440 | Interior flat latex-based paint; emulsion paint, based on PVA and PVA acrylic copolymers, water resistant suitable for repeated washing and scrubbing, to concrete, masonry, render and plaster | Interior flat latex-based paint; emulsion paint, based on PVA and PVA acrylic copolymers, water resistant suitable for repeated washing and scrubbing, to concrete, masonry, render and plaster |  | Interior flat latex-based paint; emulsion paint, based on PVA and PVA acrylic copolymers, water resistant suitable for repeated washing and scrubbing, to concrete, masonry, render and plaster | [9 empty] | Interior flat latex-based paint; emulsion paint, based on PVA and PVA acrylic copolymers, water resistant suitable for repeated washing and scrubbing, to concrete, masonry, render and plaster
FAZ | 9 | FINISHES | 099123 | INTERIOR PAINTING | AR | Item | 441 | 099123 - INTERIOR PAINTING | 099123 - INTERIOR PAINTING | A | General surfaces; internal | 2057 | m2 | 7 | 14399 | [5 empty] | General surfaces; internal | 2057 | m2 | 7 | 14399
FAZ | 9 | FINISHES | 099123 | INTERIOR PAINTING | AR | Item | 442 | Interior flat latex-based paint; emulsion paint, based on PVA and PVA acrylic copolymers, water resistant suitable for repeated washing and scrubbing, to concrete, masonry, render and plaster | Interior flat latex-based paint; emulsion paint, based on PVA and PVA acrylic copolymers, water resistant suitable for repeated washing and scrubbing, to concrete, masonry, render and plaster | B | General surfaces; internal; fine textured | 472 | m2 |  | 0 | [5 empty] | General surfaces; internal; fine textured | 472 | m2 |  | 0
FAZ | 9 | FINISHES | 099123 | INTERIOR PAINTING | AR | Other | 443 | Oil paint; oleo-resinous alkyd paint; to primed metal | Oil paint; oleo-resinous alkyd paint; to primed metal |  | Oil paint; oleo-resinous alkyd paint; to primed metal | [9 empty] | Oil paint; oleo-resinous alkyd paint; to primed metal
FAZ | 9 | FINISHES | 099123 | INTERIOR PAINTING | AR | Item | 444 | Interior flat latex-based paint; emulsion paint, based on PVA and PVA acrylic copolymers, water resistant suitable for repeated washing and scrubbing, to concrete, masonry, render and plaster | Interior flat latex-based paint; emulsion paint, based on PVA and PVA acrylic copolymers, water resistant suitable for repeated washing and scrubbing, to concrete, masonry, render and plaster | B | General surfaces | 150 | m2 | 7 | 1050 | [5 empty] | General surfaces | 150 | m2 | 7 | 1050
FAZ | 9 | FINISHES | 099123 | INTERIOR PAINTING | AR | Other | 445 | Oil paint; oleo-resinous alkyd paint; to primed wood | Oil paint; oleo-resinous alkyd paint; to primed wood |  | Oil paint; oleo-resinous alkyd paint; to primed wood | [9 empty] | Oil paint; oleo-resinous alkyd paint; to primed wood
FAZ | 9 | FINISHES | 099123 | INTERIOR PAINTING | AR | Item | 446 | Interior flat latex-based paint; emulsion paint, based on PVA and PVA acrylic copolymers, water resistant suitable for repeated washing and scrubbing, to concrete, masonry, render and plaster | Interior flat latex-based paint; emulsion paint, based on PVA and PVA acrylic copolymers, water resistant suitable for repeated washing and scrubbing, to concrete, masonry, render and plaster | D | General surfaces | 22 | m2 |  | 0 | [5 empty] | General surfaces | 22 | m2 |  | 0
FAZ | 9 | FINISHES | 099123 | INTERIOR PAINTING | AR | Other | 447 | Varnish; to wood | Varnish; to wood |  | Varnish; to wood | [9 empty] | Varnish; to wood
FAZ | 9 | FINISHES | 099123 | INTERIOR PAINTING | AR | Item | 448 | Interior flat latex-based paint; emulsion paint, based on PVA and PVA acrylic copolymers, water resistant suitable for repeated washing and scrubbing, to concrete, masonry, render and plaster | Interior flat latex-based paint; emulsion paint, based on PVA and PVA acrylic copolymers, water resistant suitable for repeated washing and scrubbing, to concrete, masonry, render and plaster | C | General surfaces | 5 | m2 | 50 | 250 | [5 empty] | General surfaces | 5 | m2 | 50 | 250
FAZ | 9 | FINISHES | 099600 | HIGH PERFORMANCE COATINGS | AR | Other | 449 | 099600 - HIGH PERFORMANCE COATINGS | 099600 - HIGH PERFORMANCE COATINGS |  | 099600 - HIGH PERFORMANCE COATINGS | [9 empty] | 099600 - HIGH PERFORMANCE COATINGS
FAZ | 9 | FINISHES | 099600 | HIGH PERFORMANCE COATINGS | AR | Other | 450 | Epoxy concrete floor sealer; water dispersed, coloured, dustproofed and surface sealer; to | Epoxy concrete floor sealer; water dispersed, coloured, dustproofed and surface sealer; to |  | Epoxy concrete floor sealer; water dispersed, coloured, dustproofed and surface sealer; to | [9 empty] | Epoxy concrete floor sealer; water dispersed, coloured, dustproofed and surface sealer; to
FAZ | 9 | FINISHES | 099600 | HIGH PERFORMANCE COATINGS | AR | Item | 451 | 099600 - HIGH PERFORMANCE COATINGS | 099600 - HIGH PERFORMANCE COATINGS | D | Trenches; side and bottom | 7 | m2 | 25 | 175 | [5 empty] | Trenches; side and bottom | 7 | m2 | 25 | 175
FAZ | 9 | FINISHES | 099600 | HIGH PERFORMANCE COATINGS | AR | Other | 452 | Polyurethane paint; to concrete, masonry, render and plaster; to | Polyurethane paint; to concrete, masonry, render and plaster; to |  | Polyurethane paint; to concrete, masonry, render and plaster; to | [9 empty] | Polyurethane paint; to concrete, masonry, render and plaster; to
FAZ | 9 | FINISHES | 099600 | HIGH PERFORMANCE COATINGS | AR | Item | 453 | 099600 - HIGH PERFORMANCE COATINGS | 099600 - HIGH PERFORMANCE COATINGS | E | General surfaces | 60 | m2 | 32 | 1920 | [5 empty] | General surfaces | 60 | m2 | 32 | 1920
FAZ | 9 | FINISHES | 099600 | HIGH PERFORMANCE COATINGS | AR | Other | 454 | Epoxy paint; to primed metal | Epoxy paint; to primed metal |  | Epoxy paint; to primed metal | [9 empty] | Epoxy paint; to primed metal
FAZ | 9 | FINISHES | 099600 | HIGH PERFORMANCE COATINGS | AR | Item | 455 | 099600 - HIGH PERFORMANCE COATINGS | 099600 - HIGH PERFORMANCE COATINGS | A | Surfaces of balustrade and the like; plain open type | 100 | m2 |  | 0 | [5 empty] | Surfaces of balustrade and the like; plain open type | 100 | m2 |  | 0
FAZ | 9 | FINISHES | 099600 | HIGH PERFORMANCE COATINGS | AR | Other | 456 | Epoxy paint; to primed metal | Epoxy paint; to primed metal | BILL No. 9 - FINISHES
FAZ | 9 | FINISHES | To Summary | To Summary | AR | Bill Sum | 457 | 099600 - HIGH PERFORMANCE COATINGS | 099600 - HIGH PERFORMANCE COATINGS | To Summary |  |  |  | J.D | 0 | [8 empty] | J.D | 103591
FAZ | 10 | SPECIALTIES | 101423 | PANEL SIGNAGE | AR | Other | 458 | Epoxy paint; to primed metal | Epoxy paint; to primed metal |  |  | BILL NO. 10 | [9 empty] | BILL NO. 10
FAZ | 10 | SPECIALTIES | 101423 | PANEL SIGNAGE | AR | Other | 459 | 099600 - HIGH PERFORMANCE COATINGS | 099600 - HIGH PERFORMANCE COATINGS |  |  | SPECIALTIES | [9 empty] | SPECIALTIES
FAZ | 10 | SPECIALTIES | 101423 | PANEL SIGNAGE | AR | Other | 460 | Epoxy paint; to primed metal | Epoxy paint; to primed metal | Item | Description | Qty | Unit | Rate | Amount | [5 empty] | Description | Qty | Unit | Rate | Amount
FAZ | 10 | SPECIALTIES | 101423 | PANEL SIGNAGE | AR | Other | 461 | 099600 - HIGH PERFORMANCE COATINGS | 099600 - HIGH PERFORMANCE COATINGS | [5 empty] | J.D | [9 empty] | J.D
FAZ | 10 | SPECIALTIES | 101423 | PANEL SIGNAGE | AR | Other | 462 | 101423 - PANEL SIGNAGE | 101423 - PANEL SIGNAGE |  | 101423 - PANEL SIGNAGE | [9 empty] | 101423 - PANEL SIGNAGE
FAZ | 10 | SPECIALTIES | 101423 | PANEL SIGNAGE | AR | Other | 463 | Internal sign; comprising 3 thick MP plastic face, 10 high copy & graphics, braille dots, aluminium and wood profiles; including background, screws, fittings and fixings; complete; as specified and as Drg. A-503; detail 6 | Internal sign; comprising 3 thick MP plastic face, 10 high copy & graphics, braille dots, aluminium and wood profiles; including background, screws, fittings and fixings; complete; as specified and as Drg. A-503; detail 6 |  | Internal sign; comprising 3 thick MP plastic face, 10 high copy & graphics, braille dots, aluminium and wood profiles; including background, screws, fittings and fixings; complete; as specified and as Drg. A-503; detail 6 | [9 empty] | Internal sign; comprising 3 thick MP plastic face, 10 high copy & graphics, braille dots, aluminium and wood profiles; including background, screws, fittings and fixings; complete; as specified and as Drg. A-503; detail 6
FAZ | 10 | SPECIALTIES | 101423 | PANEL SIGNAGE | AR | Item | 464 | 101423 - PANEL SIGNAGE | 101423 - PANEL SIGNAGE | A | Type S1; size 120 x 120 high | 6 | Nr | 400 | 2400 | [5 empty] | Type S1; size 120 x 120 high | 6 | Nr | 400 | 2400
FAZ | 10 | SPECIALTIES | 101423 | PANEL SIGNAGE | AR | Item | 465 | Internal sign; comprising 3 thick MP plastic face, 10 high copy & graphics, braille dots, aluminium and wood profiles; including background, screws, fittings and fixings; complete; as specified and as Drg. A-503; detail 6 | Internal sign; comprising 3 thick MP plastic face, 10 high copy & graphics, braille dots, aluminium and wood profiles; including background, screws, fittings and fixings; complete; as specified and as Drg. A-503; detail 6 | B | Type S2; size 210 x 130 high | 6 | Nr | 500 | 3000 | [5 empty] | Type S2; size 210 x 130 high | 6 | Nr | 500 | 3000
FAZ | 10 | SPECIALTIES | 102800 | TOILET, BATH AND LAUNDRY ACCESSORIES | AR | Other | 466 | 102800 - TOILET, BATH AND LAUNDRY ACCESSORIES | 102800 - TOILET, BATH AND LAUNDRY ACCESSORIES |  | 102800 - TOILET, BATH AND LAUNDRY ACCESSORIES | [9 empty] | 102800 - TOILET, BATH AND LAUNDRY ACCESSORIES
FAZ | 10 | SPECIALTIES | 102800 | TOILET, BATH AND LAUNDRY ACCESSORIES | AR | Other | 467 | Miscellaneous fixtures and fittings; complete; as specified and shown on Drawings | Miscellaneous fixtures and fittings; complete; as specified and shown on Drawings |  | Miscellaneous fixtures and fittings; complete; as specified and shown on Drawings | [9 empty] | Miscellaneous fixtures and fittings; complete; as specified and shown on Drawings
FAZ | 10 | SPECIALTIES | 102800 | TOILET, BATH AND LAUNDRY ACCESSORIES | AR | Item | 468 | 102800 - TOILET, BATH AND LAUNDRY ACCESSORIES | 102800 - TOILET, BATH AND LAUNDRY ACCESSORIES | C | Coat hook | 7 | Nr | 20 | 140 | [5 empty] | Coat hook | 7 | Nr | 20 | 140
FAZ | 10 | SPECIALTIES | 102800 | TOILET, BATH AND LAUNDRY ACCESSORIES | AR | Item | 469 | Miscellaneous fixtures and fittings; complete; as specified and shown on Drawings | Miscellaneous fixtures and fittings; complete; as specified and shown on Drawings | D | Paper towel dispenser | 7 | Nr | 45 | 315 | [5 empty] | Paper towel dispenser | 7 | Nr | 45 | 315
FAZ | 10 | SPECIALTIES | 102800 | TOILET, BATH AND LAUNDRY ACCESSORIES | AR | Item | 470 | 102800 - TOILET, BATH AND LAUNDRY ACCESSORIES | 102800 - TOILET, BATH AND LAUNDRY ACCESSORIES | E | Liquid soap dispenser | 7 | Nr | 40 | 280 | [5 empty] | Liquid soap dispenser | 7 | Nr | 40 | 280
FAZ | 10 | SPECIALTIES | 102800 | TOILET, BATH AND LAUNDRY ACCESSORIES | AR | Item | 471 | Miscellaneous fixtures and fittings; complete; as specified and shown on Drawings | Miscellaneous fixtures and fittings; complete; as specified and shown on Drawings | F | Grab bar; 635 long | 7 | Nr |  | 0 | [5 empty] | Grab bar; 635 long | 7 | Nr |  | 0
FAZ | 10 | SPECIALTIES | 102800 | TOILET, BATH AND LAUNDRY ACCESSORIES | AR | Item | 472 | 102800 - TOILET, BATH AND LAUNDRY ACCESSORIES | 102800 - TOILET, BATH AND LAUNDRY ACCESSORIES | G | Hinged grab bar; 770 long | 7 | Nr |  | 0 | [5 empty] | Hinged grab bar; 770 long | 7 | Nr |  | 0
FAZ | 10 | SPECIALTIES | 102800 | TOILET, BATH AND LAUNDRY ACCESSORIES | AR | Item | 473 | Miscellaneous fixtures and fittings; complete; as specified and shown on Drawings | Miscellaneous fixtures and fittings; complete; as specified and shown on Drawings | H | Toilet paper holder | 7 | Nr | 25 | 175 | [5 empty] | Toilet paper holder | 7 | Nr | 25 | 175
FAZ | 10 | SPECIALTIES | 102800 | TOILET, BATH AND LAUNDRY ACCESSORIES | AR | Item | 474 | 102800 - TOILET, BATH AND LAUNDRY ACCESSORIES | 102800 - TOILET, BATH AND LAUNDRY ACCESSORIES | J | Waste receptacle | 7 | Nr | 40 | 280 | [5 empty] | Waste receptacle | 7 | Nr | 40 | 280
FAZ | 10 | SPECIALTIES | 102800 | TOILET, BATH AND LAUNDRY ACCESSORIES | AR | Other | 475 | Mirror glass; 6 mm thick; polished plate glass, surfaces mounted type, with nickel plate brass; including cardboard filler; fittings and fixings; complete; as specified and as Drg. A-503; detail 8 | Mirror glass; 6 mm thick; polished plate glass, surfaces mounted type, with nickel plate brass; including cardboard filler; fittings and fixings; complete; as specified and as Drg. A-503; detail 8 |  | Mirror glass; 6 mm thick; polished plate glass, surfaces mounted type, with nickel plate brass; including cardboard filler; fittings and fixings; complete; as specified and as Drg. A-503; detail 8 | [9 empty] | Mirror glass; 6 mm thick; polished plate glass, surfaces mounted type, with nickel plate brass; including cardboard filler; fittings and fixings; complete; as specified and as Drg. A-503; detail 8
FAZ | 10 | SPECIALTIES | 102800 | TOILET, BATH AND LAUNDRY ACCESSORIES | AR | Item | 476 | 102800 - TOILET, BATH AND LAUNDRY ACCESSORIES | 102800 - TOILET, BATH AND LAUNDRY ACCESSORIES | A | Size 450 x 600 high | 7 | Nr | 50 | 350 | [5 empty] | Size 450 x 600 high | 7 | Nr | 50 | 350
FAZ | 10 | SPECIALTIES | 104416 | FIRE-EXTINGUISHERS | ME | Other | 477 | 104416 - FIRE-EXTINGUISHERS | 104416 - FIRE-EXTINGUISHERS |  | 104416 - FIRE-EXTINGUISHERS | [9 empty] | 104416 - FIRE-EXTINGUISHERS
FAZ | 10 | SPECIALTIES | 104416 | FIRE-EXTINGUISHERS | ME | Other | 478 | Portable fire extinguishers complete with all accessories | Portable fire extinguishers complete with all accessories |  | Portable fire extinguishers complete with all accessories | [9 empty] | Portable fire extinguishers complete with all accessories
FAZ | 10 | SPECIALTIES | 104416 | FIRE-EXTINGUISHERS | ME | Item | 479 | 104416 - FIRE-EXTINGUISHERS | 104416 - FIRE-EXTINGUISHERS | B | Type FE-1 | 11 | Nr | 65 | 715 | [5 empty] | Type FE-1 | 11 | Nr | 65 | 715
FAZ | 10 | SPECIALTIES | 104416 | FIRE-EXTINGUISHERS | ME | Item | 480 | Portable fire extinguishers complete with all accessories | Portable fire extinguishers complete with all accessories | C | Type FE-2 | 8 | Nr | 75 | 600 | [5 empty] | Type FE-2 | 8 | Nr | 75 | 600
FAZ | 10 | SPECIALTIES | 104416 | FIRE-EXTINGUISHERS | ME | Other | 481 | 104416 - FIRE-EXTINGUISHERS | 104416 - FIRE-EXTINGUISHERS | BILL No. 10 - SPECIALTIES
FAZ | 10 | SPECIALTIES | To Summary | To Summary |  | Bill Sum | 482 | Portable fire extinguishers complete with all accessories | Portable fire extinguishers complete with all accessories | To Summary |  |  |  | J.D | 0 | [8 empty] | J.D | 8255
FAZ | 11 | EQUIPMENT | 114000 | FOOD SERVICE EQUIPMENT | ME | Other | 483 | 104416 - FIRE-EXTINGUISHERS | 104416 - FIRE-EXTINGUISHERS |  |  | BILL NO. 11 | [9 empty] | BILL NO. 11
FAZ | 11 | EQUIPMENT | 114000 | FOOD SERVICE EQUIPMENT | ME | Other | 484 | Portable fire extinguishers complete with all accessories | Portable fire extinguishers complete with all accessories |  |  | EQUIPMENT | [9 empty] | EQUIPMENT
FAZ | 11 | EQUIPMENT | 114000 | FOOD SERVICE EQUIPMENT | ME | Other | 485 | 104416 - FIRE-EXTINGUISHERS | 104416 - FIRE-EXTINGUISHERS | Item | Description | Qty | Unit | Rate | Amount | [5 empty] | Description | Qty | Unit | Rate | Amount
FAZ | 11 | EQUIPMENT | 114000 | FOOD SERVICE EQUIPMENT | ME | Other | 486 | Portable fire extinguishers complete with all accessories | Portable fire extinguishers complete with all accessories | [5 empty] | J.D | [9 empty] | J.D
FAZ | 11 | EQUIPMENT | 114000 | FOOD SERVICE EQUIPMENT | ME | Other | 487 | 114000 - FOOD SERVICE EQUIPMENT | 114000 - FOOD SERVICE EQUIPMENT |  | 114000 - FOOD SERVICE EQUIPMENT | [9 empty] | 114000 - FOOD SERVICE EQUIPMENT
FAZ | 11 | EQUIPMENT | 114000 | FOOD SERVICE EQUIPMENT | ME | Other | 488 | KITCHEN AREA | KITCHEN AREA |  | KITCHEN AREA | [9 empty] | KITCHEN AREA
FAZ | 11 | EQUIPMENT | 114000 | FOOD SERVICE EQUIPMENT | ME | Other | 489 | Storages | Storages |  | Storages | [9 empty] | Storages
FAZ | 11 | EQUIPMENT | 114000 | FOOD SERVICE EQUIPMENT | ME | Item | 490 | KITCHEN AREA | KITCHEN AREA | A | Walk-In Cold & Freezer Room | 1 | Nr |  | 0 | [5 empty] | Walk-In Cold & Freezer Room | 1 | Nr |  | 0
FAZ | 11 | EQUIPMENT | 114000 | FOOD SERVICE EQUIPMENT | ME | Item | 491 | Storages | Storages | B | Floor Trough | 2 | Nr |  | 0 | [5 empty] | Floor Trough | 2 | Nr |  | 0
FAZ | 11 | EQUIPMENT | 114000 | FOOD SERVICE EQUIPMENT | ME | Item | 492 | KITCHEN AREA | KITCHEN AREA | C | Walk-In Cold & Freezer Room | 1 | Nr |  | 0 | [5 empty] | Walk-In Cold & Freezer Room | 1 | Nr |  | 0
FAZ | 11 | EQUIPMENT | 114000 | FOOD SERVICE EQUIPMENT | ME | Item | 493 | Storages | Storages | D | Shelving | 14 | Nr |  | 0 | [5 empty] | Shelving | 14 | Nr |  | 0
FAZ | 11 | EQUIPMENT | 114000 | FOOD SERVICE EQUIPMENT | ME | Item | 494 | KITCHEN AREA | KITCHEN AREA | E | Shelving | 18 | Nr |  | 0 | [5 empty] | Shelving | 18 | Nr |  | 0
FAZ | 11 | EQUIPMENT | 114000 | FOOD SERVICE EQUIPMENT | ME | Other | 495 | Prewash Area | Prewash Area |  | Prewash Area | [9 empty] | Prewash Area
FAZ | 11 | EQUIPMENT | 114000 | FOOD SERVICE EQUIPMENT | ME | Item | 496 | KITCHEN AREA | KITCHEN AREA | F | Table w/ sink | 1 | Nr |  | 0 | [5 empty] | Table w/ sink | 1 | Nr |  | 0
FAZ | 11 | EQUIPMENT | 114000 | FOOD SERVICE EQUIPMENT | ME | Item | 497 | Prewash Area | Prewash Area | G | Mixer Tap | 1 | Nr |  | 0 | [5 empty] | Mixer Tap | 1 | Nr |  | 0
FAZ | 11 | EQUIPMENT | 114000 | FOOD SERVICE EQUIPMENT | ME | Item | 498 | KITCHEN AREA | KITCHEN AREA | H | Table W/ Bowl Sink - existing | 1 | Nr |  | 0 | [5 empty] | Table W/ Bowl Sink - existing | 1 | Nr |  | 0
FAZ | 11 | EQUIPMENT | 114000 | FOOD SERVICE EQUIPMENT | ME | Item | 499 | Prewash Area | Prewash Area | J | Spray Gun | 1 | Nr |  | 0 | [5 empty] | Spray Gun | 1 | Nr |  | 0
FAZ | 11 | EQUIPMENT | 114000 | FOOD SERVICE EQUIPMENT | ME | Item | 500 | KITCHEN AREA | KITCHEN AREA | K | Floor Drain | 1 | Nr |  | 0 | [5 empty] | Floor Drain | 1 | Nr |  | 0
FAZ | 11 | EQUIPMENT | 114000 | FOOD SERVICE EQUIPMENT | ME | Item | 501 | Prewash Area | Prewash Area | L | Wall Cupboard- existing | 1 | Nr |  | 0 | [5 empty] | Wall Cupboard- existing | 1 | Nr |  | 0
FAZ | 11 | EQUIPMENT | 114000 | FOOD SERVICE EQUIPMENT | ME | Item | 502 | KITCHEN AREA | KITCHEN AREA | M | Shelving - existing | 1 | Nr |  | 0 | [5 empty] | Shelving - existing | 1 | Nr |  | 0
FAZ | 11 | EQUIPMENT | 114000 | FOOD SERVICE EQUIPMENT | ME | Other | 503 | Vegetable Preparation | Vegetable Preparation |  | Vegetable Preparation | [9 empty] | Vegetable Preparation
FAZ | 11 | EQUIPMENT | 114000 | FOOD SERVICE EQUIPMENT | ME | Item | 504 | KITCHEN AREA | KITCHEN AREA | N | Hand Wash Sink | 1 | Nr |  | 0 | [5 empty] | Hand Wash Sink | 1 | Nr |  | 0
FAZ | 11 | EQUIPMENT | 114000 | FOOD SERVICE EQUIPMENT | ME | Item | 505 | Vegetable Preparation | Vegetable Preparation | P | Prep Table - existing | 1 | Nr |  | 0 | [5 empty] | Prep Table - existing | 1 | Nr |  | 0
FAZ | 11 | EQUIPMENT | 114000 | FOOD SERVICE EQUIPMENT | ME | Item | 506 | KITCHEN AREA | KITCHEN AREA | A | Mixer Tap | 2 | Nr |  | 0 | [5 empty] | Mixer Tap | 2 | Nr |  | 0
FAZ | 11 | EQUIPMENT | 114000 | FOOD SERVICE EQUIPMENT | ME | Item | 507 | Vegetable Preparation | Vegetable Preparation | B | Undercounter Fridge- 1200 mm | 1 | Nr |  | 0 | [5 empty] | Undercounter Fridge- 1200 mm | 1 | Nr |  | 0
FAZ | 11 | EQUIPMENT | 114000 | FOOD SERVICE EQUIPMENT | ME | Item | 508 | KITCHEN AREA | KITCHEN AREA | C | Table w/ sink | 1 | Nr |  | 0 | [5 empty] | Table w/ sink | 1 | Nr |  | 0
FAZ | 11 | EQUIPMENT | 114000 | FOOD SERVICE EQUIPMENT | ME | Item | 509 | Vegetable Preparation | Vegetable Preparation | D | Floor Drain | 1 | Nr |  | 0 | [5 empty] | Floor Drain | 1 | Nr |  | 0
FAZ | 11 | EQUIPMENT | 114000 | FOOD SERVICE EQUIPMENT | ME | Item | 510 | KITCHEN AREA | KITCHEN AREA | E | Potato Peeler- existing | 1 | Nr |  | 0 | [5 empty] | Potato Peeler- existing | 1 | Nr |  | 0
FAZ | 11 | EQUIPMENT | 114000 | FOOD SERVICE EQUIPMENT | ME | Other | 511 | Meat & Poultry Preparation | Meat & Poultry Preparation |  | Meat & Poultry Preparation | [9 empty] | Meat & Poultry Preparation
FAZ | 11 | EQUIPMENT | 114000 | FOOD SERVICE EQUIPMENT | ME | Item | 512 | KITCHEN AREA | KITCHEN AREA | F | Hand Wash Sink | 1 | Nr |  | 0 | [5 empty] | Hand Wash Sink | 1 | Nr |  | 0
FAZ | 11 | EQUIPMENT | 114000 | FOOD SERVICE EQUIPMENT | ME | Item | 513 | Meat & Poultry Preparation | Meat & Poultry Preparation | G | Prep Table | 1 | Nr |  | 0 | [5 empty] | Prep Table | 1 | Nr |  | 0
FAZ | 11 | EQUIPMENT | 114000 | FOOD SERVICE EQUIPMENT | ME | Item | 514 | KITCHEN AREA | KITCHEN AREA | H | Mixer Tap | 2 | Nr |  | 0 | [5 empty] | Mixer Tap | 2 | Nr |  | 0
FAZ | 11 | EQUIPMENT | 114000 | FOOD SERVICE EQUIPMENT | ME | Item | 515 | Meat & Poultry Preparation | Meat & Poultry Preparation | J | Undercounter Fridge-1200 mm | 1 | Nr |  | 0 | [5 empty] | Undercounter Fridge-1200 mm | 1 | Nr |  | 0
FAZ | 11 | EQUIPMENT | 114000 | FOOD SERVICE EQUIPMENT | ME | Item | 516 | KITCHEN AREA | KITCHEN AREA | K | Upright Fridge | 1 | Nr |  | 0 | [5 empty] | Upright Fridge | 1 | Nr |  | 0
FAZ | 11 | EQUIPMENT | 114000 | FOOD SERVICE EQUIPMENT | ME | Item | 517 | Meat & Poultry Preparation | Meat & Poultry Preparation | L | Floor Drain | 1 | Nr |  | 0 | [5 empty] | Floor Drain | 1 | Nr |  | 0
FAZ | 11 | EQUIPMENT | 114000 | FOOD SERVICE EQUIPMENT | ME | Item | 518 | KITCHEN AREA | KITCHEN AREA | M | Meat Mincer- existing | 1 | Nr |  | 0 | [5 empty] | Meat Mincer- existing | 1 | Nr |  | 0
FAZ | 11 | EQUIPMENT | 114000 | FOOD SERVICE EQUIPMENT | ME | Other | 519 | Bakery & Pastry | Bakery & Pastry |  | Bakery & Pastry | [9 empty] | Bakery & Pastry
FAZ | 11 | EQUIPMENT | 114000 | FOOD SERVICE EQUIPMENT | ME | Item | 520 | KITCHEN AREA | KITCHEN AREA | N | Table w/ Double Bowl Sink | 1 | Nr |  | 0 | [5 empty] | Table w/ Double Bowl Sink | 1 | Nr |  | 0
FAZ | 11 | EQUIPMENT | 114000 | FOOD SERVICE EQUIPMENT | ME | Item | 521 | Bakery & Pastry | Bakery & Pastry | P | Undercounter Fridge-1200 mm | 2 | Nr |  | 0 | [5 empty] | Undercounter Fridge-1200 mm | 2 | Nr |  | 0
FAZ | 11 | EQUIPMENT | 114000 | FOOD SERVICE EQUIPMENT | ME | Item | 522 | KITCHEN AREA | KITCHEN AREA | Q | Mixer Tap | 2 | Nr |  | 0 | [5 empty] | Mixer Tap | 2 | Nr |  | 0
FAZ | 11 | EQUIPMENT | 114000 | FOOD SERVICE EQUIPMENT | ME | Item | 523 | Bakery & Pastry | Bakery & Pastry | R | Table w/ Sink | 1 | Nr |  | 0 | [5 empty] | Table w/ Sink | 1 | Nr |  | 0
FAZ | 11 | EQUIPMENT | 114000 | FOOD SERVICE EQUIPMENT | ME | Item | 524 | KITCHEN AREA | KITCHEN AREA | S | Scale | 1 | Nr |  | 0 | [5 empty] | Scale | 1 | Nr |  | 0
FAZ | 11 | EQUIPMENT | 114000 | FOOD SERVICE EQUIPMENT | ME | Item | 525 | Bakery & Pastry | Bakery & Pastry | T | Table W/ Marble Top | 1 | Nr |  | 0 | [5 empty] | Table W/ Marble Top | 1 | Nr |  | 0
FAZ | 11 | EQUIPMENT | 114000 | FOOD SERVICE EQUIPMENT | ME | Item | 526 | KITCHEN AREA | KITCHEN AREA | A | Floor Drain | 1 | Nr |  | 0 | [5 empty] | Floor Drain | 1 | Nr |  | 0
FAZ | 11 | EQUIPMENT | 114000 | FOOD SERVICE EQUIPMENT | ME | Item | 527 | Bakery & Pastry | Bakery & Pastry | B | Gas Boiling Top- 400 x 700 | 1 | Nr |  | 0 | [5 empty] | Gas Boiling Top- 400 x 700 | 1 | Nr |  | 0
FAZ | 11 | EQUIPMENT | 114000 | FOOD SERVICE EQUIPMENT | ME | Item | 528 | KITCHEN AREA | KITCHEN AREA | C | Deck Oven | 1 | Nr |  | 0 | [5 empty] | Deck Oven | 1 | Nr |  | 0
FAZ | 11 | EQUIPMENT | 114000 | FOOD SERVICE EQUIPMENT | ME | Item | 529 | Bakery & Pastry | Bakery & Pastry | D | Exhaust Hood w/Fire Suppression System | 1 | Nr |  | 0 | [5 empty] | Exhaust Hood w/Fire Suppression System | 1 | Nr |  | 0
FAZ | 11 | EQUIPMENT | 114000 | FOOD SERVICE EQUIPMENT | ME | Item | 530 | KITCHEN AREA | KITCHEN AREA | E | Floor Drain | 1 | Nr |  | 0 | [5 empty] | Floor Drain | 1 | Nr |  | 0
FAZ | 11 | EQUIPMENT | 114000 | FOOD SERVICE EQUIPMENT | ME | Item | 531 | Bakery & Pastry | Bakery & Pastry | F | Marble Top - Mobile Worktable | 1 | Nr |  | 0 | [5 empty] | Marble Top - Mobile Worktable | 1 | Nr |  | 0
FAZ | 11 | EQUIPMENT | 114000 | FOOD SERVICE EQUIPMENT | ME | Item | 532 | KITCHEN AREA | KITCHEN AREA | G | Worktable- existing | 1 | Nr |  | 0 | [5 empty] | Worktable- existing | 1 | Nr |  | 0
FAZ | 11 | EQUIPMENT | 114000 | FOOD SERVICE EQUIPMENT | ME | Item | 533 | Bakery & Pastry | Bakery & Pastry | H | Mixer- existing | 1 | Nr |  | 0 | [5 empty] | Mixer- existing | 1 | Nr |  | 0
FAZ | 11 | EQUIPMENT | 114000 | FOOD SERVICE EQUIPMENT | ME | Other | 534 | Hot Kitchen | Hot Kitchen |  | Hot Kitchen | [9 empty] | Hot Kitchen
FAZ | 11 | EQUIPMENT | 114000 | FOOD SERVICE EQUIPMENT | ME | Item | 535 | Bakery & Pastry | Bakery & Pastry | J | Hand Wash Sink | 2 | Nr |  | 0 | [5 empty] | Hand Wash Sink | 2 | Nr |  | 0
FAZ | 11 | EQUIPMENT | 114000 | FOOD SERVICE EQUIPMENT | ME | Item | 536 | Hot Kitchen | Hot Kitchen | K | Table w/ Sink- existing | 1 | Nr |  | 0 | [5 empty] | Table w/ Sink- existing | 1 | Nr |  | 0
FAZ | 11 | EQUIPMENT | 114000 | FOOD SERVICE EQUIPMENT | ME | Item | 537 | Bakery & Pastry | Bakery & Pastry | L | Mixer Tap | 2 | Nr |  | 0 | [5 empty] | Mixer Tap | 2 | Nr |  | 0
FAZ | 11 | EQUIPMENT | 114000 | FOOD SERVICE EQUIPMENT | ME | Item | 538 | Hot Kitchen | Hot Kitchen | M | Floor Drain | 1 | Nr |  | 0 | [5 empty] | Floor Drain | 1 | Nr |  | 0
FAZ | 11 | EQUIPMENT | 114000 | FOOD SERVICE EQUIPMENT | ME | Item | 539 | Bakery & Pastry | Bakery & Pastry | N | Fryer- existing | 1 | Nr |  | 0 | [5 empty] | Fryer- existing | 1 | Nr |  | 0
FAZ | 11 | EQUIPMENT | 114000 | FOOD SERVICE EQUIPMENT | ME | Item | 540 | Hot Kitchen | Hot Kitchen | P | Ele. Chip Scuttle | 1 | Nr |  | 0 | [5 empty] | Ele. Chip Scuttle | 1 | Nr |  | 0
FAZ | 11 | EQUIPMENT | 114000 | FOOD SERVICE EQUIPMENT | ME | Item | 541 | Bakery & Pastry | Bakery & Pastry | Q | Gas Range | 2 | Nr |  | 0 | [5 empty] | Gas Range | 2 | Nr |  | 0
FAZ | 11 | EQUIPMENT | 114000 | FOOD SERVICE EQUIPMENT | ME | Item | 542 | Hot Kitchen | Hot Kitchen | R | Gas Grill | 1 | Nr |  | 0 | [5 empty] | Gas Grill | 1 | Nr |  | 0
FAZ | 11 | EQUIPMENT | 114000 | FOOD SERVICE EQUIPMENT | ME | Item | 543 | Bakery & Pastry | Bakery & Pastry | S | Exhaust Hood w/ Fire Suppression System | 1 | Nr |  | 0 | [5 empty] | Exhaust Hood w/ Fire Suppression System | 1 | Nr |  | 0
FAZ | 11 | EQUIPMENT | 114000 | FOOD SERVICE EQUIPMENT | ME | Item | 544 | Hot Kitchen | Hot Kitchen | T | Worktable- existing | 1 | Nr |  | 0 | [5 empty] | Worktable- existing | 1 | Nr |  | 0
FAZ | 11 | EQUIPMENT | 114000 | FOOD SERVICE EQUIPMENT | ME | Item | 545 | Bakery & Pastry | Bakery & Pastry | A | Table w/ Sink | 1 | Nr |  | 0 | [5 empty] | Table w/ Sink | 1 | Nr |  | 0
FAZ | 11 | EQUIPMENT | 114000 | FOOD SERVICE EQUIPMENT | ME | Item | 546 | Hot Kitchen | Hot Kitchen | B | Cupboard W/ Drawer- existing | 1 | Nr |  | 0 | [5 empty] | Cupboard W/ Drawer- existing | 1 | Nr |  | 0
FAZ | 11 | EQUIPMENT | 114000 | FOOD SERVICE EQUIPMENT | ME | Item | 547 | Bakery & Pastry | Bakery & Pastry | C | Worktable- existing | 1 | Nr |  | 0 | [5 empty] | Worktable- existing | 1 | Nr |  | 0
FAZ | 11 | EQUIPMENT | 114000 | FOOD SERVICE EQUIPMENT | ME | Item | 548 | Hot Kitchen | Hot Kitchen | D | Undercounter Fridge-1200 mm | 1 | Nr |  | 0 | [5 empty] | Undercounter Fridge-1200 mm | 1 | Nr |  | 0
FAZ | 11 | EQUIPMENT | 114000 | FOOD SERVICE EQUIPMENT | ME | Other | 549 | Cold Kitchen | Cold Kitchen |  | Cold Kitchen | [9 empty] | Cold Kitchen
FAZ | 11 | EQUIPMENT | 114000 | FOOD SERVICE EQUIPMENT | ME | Item | 550 | Hot Kitchen | Hot Kitchen | E | Upright Fridge | 1 | Nr |  | 0 | [5 empty] | Upright Fridge | 1 | Nr |  | 0
FAZ | 11 | EQUIPMENT | 114000 | FOOD SERVICE EQUIPMENT | ME | Item | 551 | Cold Kitchen | Cold Kitchen | F | Upright Freezer | 1 | Nr |  | 0 | [5 empty] | Upright Freezer | 1 | Nr |  | 0
FAZ | 11 | EQUIPMENT | 114000 | FOOD SERVICE EQUIPMENT | ME | Item | 552 | Hot Kitchen | Hot Kitchen | G | Worktable W/ Sink | 1 | Nr |  | 0 | [5 empty] | Worktable W/ Sink | 1 | Nr |  | 0
FAZ | 11 | EQUIPMENT | 114000 | FOOD SERVICE EQUIPMENT | ME | Item | 553 | Cold Kitchen | Cold Kitchen | H | Mixer Tap | 1 | Nr |  | 0 | [5 empty] | Mixer Tap | 1 | Nr |  | 0
FAZ | 11 | EQUIPMENT | 114000 | FOOD SERVICE EQUIPMENT | ME | Item | 554 | Hot Kitchen | Hot Kitchen | J | Floor Drain | 2 | Nr |  | 0 | [5 empty] | Floor Drain | 2 | Nr |  | 0
FAZ | 11 | EQUIPMENT | 114000 | FOOD SERVICE EQUIPMENT | ME | Item | 555 | Cold Kitchen | Cold Kitchen | K | Salad Table | 1 | Nr |  | 0 | [5 empty] | Salad Table | 1 | Nr |  | 0
FAZ | 11 | EQUIPMENT | 114000 | FOOD SERVICE EQUIPMENT | ME | Item | 556 | Hot Kitchen | Hot Kitchen | L | Worktable | 1 | Nr |  | 0 | [5 empty] | Worktable | 1 | Nr |  | 0
FAZ | 11 | EQUIPMENT | 114000 | FOOD SERVICE EQUIPMENT | ME | Item | 557 | Cold Kitchen | Cold Kitchen | M | Undercounter Fridge | 1 | Nr |  | 0 | [5 empty] | Undercounter Fridge | 1 | Nr |  | 0
FAZ | 11 | EQUIPMENT | 114000 | FOOD SERVICE EQUIPMENT | ME | Other | 558 | Potwash Area | Potwash Area |  | Potwash Area | [9 empty] | Potwash Area
FAZ | 11 | EQUIPMENT | 114000 | FOOD SERVICE EQUIPMENT | ME | Item | 559 | Cold Kitchen | Cold Kitchen | N | Triple Bowl Sink | 1 | Nr |  | 0 | [5 empty] | Triple Bowl Sink | 1 | Nr |  | 0
FAZ | 11 | EQUIPMENT | 114000 | FOOD SERVICE EQUIPMENT | ME | Item | 560 | Potwash Area | Potwash Area | P | Spray Gun | 1 | Nr |  | 0 | [5 empty] | Spray Gun | 1 | Nr |  | 0
FAZ | 11 | EQUIPMENT | 114000 | FOOD SERVICE EQUIPMENT | ME | Item | 561 | Cold Kitchen | Cold Kitchen | Q | Mixer Tap | 1 | Nr |  | 0 | [5 empty] | Mixer Tap | 1 | Nr |  | 0
FAZ | 11 | EQUIPMENT | 114000 | FOOD SERVICE EQUIPMENT | ME | Item | 562 | Potwash Area | Potwash Area | R | Shelving unit | 3 | Nr |  | 0 | [5 empty] | Shelving unit | 3 | Nr |  | 0
FAZ | 11 | EQUIPMENT | 114000 | FOOD SERVICE EQUIPMENT | ME | Item | 563 | Cold Kitchen | Cold Kitchen | S | Floor Drain | 1 | Nr |  | 0 | [5 empty] | Floor Drain | 1 | Nr |  | 0
FAZ | 11 | EQUIPMENT | 114000 | FOOD SERVICE EQUIPMENT | ME | Other | 564 | Dishwash Area | Dishwash Area |  | Dishwash Area | [9 empty] | Dishwash Area
FAZ | 11 | EQUIPMENT | 114000 | FOOD SERVICE EQUIPMENT | ME | Item | 565 | Cold Kitchen | Cold Kitchen | A | Triple Bowl Sink | 1 | Nr |  | 0 | [5 empty] | Triple Bowl Sink | 1 | Nr |  | 0
FAZ | 11 | EQUIPMENT | 114000 | FOOD SERVICE EQUIPMENT | ME | Item | 566 | Dishwash Area | Dishwash Area | B | Spray Gun | 1 | Nr |  | 0 | [5 empty] | Spray Gun | 1 | Nr |  | 0
FAZ | 11 | EQUIPMENT | 114000 | FOOD SERVICE EQUIPMENT | ME | Item | 567 | Cold Kitchen | Cold Kitchen | C | Mixer Tap | 1 | Nr |  | 0 | [5 empty] | Mixer Tap | 1 | Nr |  | 0
FAZ | 11 | EQUIPMENT | 114000 | FOOD SERVICE EQUIPMENT | ME | Item | 568 | Dishwash Area | Dishwash Area | D | Shelving Unit | 5 | Nr |  | 0 | [5 empty] | Shelving Unit | 5 | Nr |  | 0
FAZ | 11 | EQUIPMENT | 114000 | FOOD SERVICE EQUIPMENT | ME | Item | 569 | Cold Kitchen | Cold Kitchen | E | Floor Drain | 1 | Nr |  | 0 | [5 empty] | Floor Drain | 1 | Nr |  | 0
FAZ | 11 | EQUIPMENT | 114000 | FOOD SERVICE EQUIPMENT | ME | Other | 570 | Corridor | Corridor |  | Corridor | [9 empty] | Corridor
FAZ | 11 | EQUIPMENT | 114000 | FOOD SERVICE EQUIPMENT | ME | Item | 571 | Cold Kitchen | Cold Kitchen | F | Hand Wash Sink | 2 | Nr |  | 0 | [5 empty] | Hand Wash Sink | 2 | Nr |  | 0
FAZ | 11 | EQUIPMENT | 114000 | FOOD SERVICE EQUIPMENT | ME | Item | 572 | Corridor | Corridor | G | Container Trolleys | 3 | Nr |  | 0 | [5 empty] | Container Trolleys | 3 | Nr |  | 0
FAZ | 11 | EQUIPMENT | 114000 | FOOD SERVICE EQUIPMENT | ME | Item | 573 | Cold Kitchen | Cold Kitchen | H | Platform Scale | 1 | Nr |  | 0 | [5 empty] | Platform Scale | 1 | Nr |  | 0
FAZ | 11 | EQUIPMENT | 114000 | FOOD SERVICE EQUIPMENT | ME | Other | 574 | Plating Area | Plating Area |  | Plating Area | [9 empty] | Plating Area
FAZ | 11 | EQUIPMENT | 114000 | FOOD SERVICE EQUIPMENT | ME | Item | 575 | Cold Kitchen | Cold Kitchen | J | Hand Wash Sink | 1 | Nr |  | 0 | [5 empty] | Hand Wash Sink | 1 | Nr |  | 0
FAZ | 11 | EQUIPMENT | 114000 | FOOD SERVICE EQUIPMENT | ME | Item | 576 | Plating Area | Plating Area | K | Floor Drain | 1 | Nr |  | 0 | [5 empty] | Floor Drain | 1 | Nr |  | 0
FAZ | 11 | EQUIPMENT | 114000 | FOOD SERVICE EQUIPMENT | ME | Item | 577 | Cold Kitchen | Cold Kitchen | L | Cupboard Table- existing | 2 | Nr |  | 0 | [5 empty] | Cupboard Table- existing | 2 | Nr |  | 0
FAZ | 11 | EQUIPMENT | 114000 | FOOD SERVICE EQUIPMENT | ME | Item | 578 | Plating Area | Plating Area | M | Worktable | 1 | Nr |  | 0 | [5 empty] | Worktable | 1 | Nr |  | 0
FAZ | 11 | EQUIPMENT | 114000 | FOOD SERVICE EQUIPMENT | ME | Item | 579 | Cold Kitchen | Cold Kitchen | N | Mobile Worktable | 1 | Nr |  | 0 | [5 empty] | Mobile Worktable | 1 | Nr |  | 0
FAZ | 11 | EQUIPMENT | 114000 | FOOD SERVICE EQUIPMENT | ME | Item | 580 | Plating Area | Plating Area | P | Mobile Hot Cupboard | 1 | Nr |  | 0 | [5 empty] | Mobile Hot Cupboard | 1 | Nr |  | 0
FAZ | 11 | EQUIPMENT | 117000 | LAUNDRY EQUIPMENT | ME | Other | 581 | 117000 - LAUNDRY EQUIPMENT | 117000 - LAUNDRY EQUIPMENT |  | 117000 - LAUNDRY EQUIPMENT | [9 empty] | 117000 - LAUNDRY EQUIPMENT
FAZ | 11 | EQUIPMENT | 117000 | LAUNDRY EQUIPMENT | ME | Other | 582 | LAUNDRY | LAUNDRY |  | LAUNDRY | [9 empty] | LAUNDRY
FAZ | 11 | EQUIPMENT | 117000 | LAUNDRY EQUIPMENT | ME | Item | 583 | 117000 - LAUNDRY EQUIPMENT | 117000 - LAUNDRY EQUIPMENT | A | Hand Wash Sink | 2 | Nr |  | 0 | [5 empty] | Hand Wash Sink | 2 | Nr |  | 0
FAZ | 11 | EQUIPMENT | 117000 | LAUNDRY EQUIPMENT | ME | Item | 584 | LAUNDRY | LAUNDRY | B | Platform Scale | 1 | Nr |  | 0 | [5 empty] | Platform Scale | 1 | Nr |  | 0
FAZ | 11 | EQUIPMENT | 117000 | LAUNDRY EQUIPMENT | ME | Item | 585 | 117000 - LAUNDRY EQUIPMENT | 117000 - LAUNDRY EQUIPMENT | C | Table W/ Sink | 1 | Nr |  | 0 | [5 empty] | Table W/ Sink | 1 | Nr |  | 0
FAZ | 11 | EQUIPMENT | 117000 | LAUNDRY EQUIPMENT | ME | Item | 586 | LAUNDRY | LAUNDRY | D | Mixer Tap | 1 | Nr |  | 0 | [5 empty] | Mixer Tap | 1 | Nr |  | 0
FAZ | 11 | EQUIPMENT | 117000 | LAUNDRY EQUIPMENT | ME | Item | 587 | 117000 - LAUNDRY EQUIPMENT | 117000 - LAUNDRY EQUIPMENT | E | Dirty Linen Trolley (existing) | 2 | Nr |  | 0 | [5 empty] | Dirty Linen Trolley (existing) | 2 | Nr |  | 0
FAZ | 11 | EQUIPMENT | 117000 | LAUNDRY EQUIPMENT | ME | Item | 588 | LAUNDRY | LAUNDRY | F | Spin Dryer (existing) | 1 | Nr |  | 0 | [5 empty] | Spin Dryer (existing) | 1 | Nr |  | 0
FAZ | 11 | EQUIPMENT | 117000 | LAUNDRY EQUIPMENT | ME | Item | 589 | 117000 - LAUNDRY EQUIPMENT | 117000 - LAUNDRY EQUIPMENT | G | 25 Kg Extractor Washer (existing) | 1 | Nr |  | 0 | [5 empty] | 25 Kg Extractor Washer (existing) | 1 | Nr |  | 0
FAZ | 11 | EQUIPMENT | 117000 | LAUNDRY EQUIPMENT | ME | Item | 590 | LAUNDRY | LAUNDRY | H | 36 Kg Extractor Washer | 1 | Nr |  | 0 | [5 empty] | 36 Kg Extractor Washer | 1 | Nr |  | 0
FAZ | 11 | EQUIPMENT | 117000 | LAUNDRY EQUIPMENT | ME | Item | 591 | 117000 - LAUNDRY EQUIPMENT | 117000 - LAUNDRY EQUIPMENT | J | 7 Kg Extractor Washer (existing) | 1 | Nr |  | 0 | [5 empty] | 7 Kg Extractor Washer (existing) | 1 | Nr |  | 0
FAZ | 11 | EQUIPMENT | 117000 | LAUNDRY EQUIPMENT | ME | Item | 592 | LAUNDRY | LAUNDRY | K | 16 Kg Dryer (existing) | 1 | Nr |  | 0 | [5 empty] | 16 Kg Dryer (existing) | 1 | Nr |  | 0
FAZ | 11 | EQUIPMENT | 117000 | LAUNDRY EQUIPMENT | ME | Item | 593 | 117000 - LAUNDRY EQUIPMENT | 117000 - LAUNDRY EQUIPMENT | L | Flat Ironer | 1 | Nr |  | 0 | [5 empty] | Flat Ironer | 1 | Nr |  | 0
FAZ | 11 | EQUIPMENT | 117000 | LAUNDRY EQUIPMENT | ME | Item | 594 | LAUNDRY | LAUNDRY | M | Mobile Worktable | 1 | Nr |  | 0 | [5 empty] | Mobile Worktable | 1 | Nr |  | 0
FAZ | 11 | EQUIPMENT | 117000 | LAUNDRY EQUIPMENT | ME | Item | 595 | 117000 - LAUNDRY EQUIPMENT | 117000 - LAUNDRY EQUIPMENT | N | Utility Press (existing) | 1 | Nr |  | 0 | [5 empty] | Utility Press (existing) | 1 | Nr |  | 0
FAZ | 11 | EQUIPMENT | 117000 | LAUNDRY EQUIPMENT | ME | Item | 596 | LAUNDRY | LAUNDRY | P | Ironer | 2 | Nr |  | 0 | [5 empty] | Ironer | 2 | Nr |  | 0
FAZ | 11 | EQUIPMENT | 117000 | LAUNDRY EQUIPMENT | ME | Item | 597 | 117000 - LAUNDRY EQUIPMENT | 117000 - LAUNDRY EQUIPMENT | Q | Clean Linen Trolley (existing) | 2 | Nr |  | 0 | [5 empty] | Clean Linen Trolley (existing) | 2 | Nr |  | 0
FAZ | 11 | EQUIPMENT | 117000 | LAUNDRY EQUIPMENT | ME | Item | 598 | LAUNDRY | LAUNDRY | R | Mobile Worktable | 2 | Nr |  | 0 | [5 empty] | Mobile Worktable | 2 | Nr |  | 0
FAZ | 11 | EQUIPMENT | 117000 | LAUNDRY EQUIPMENT | ME | Item | 599 | 117000 - LAUNDRY EQUIPMENT | 117000 - LAUNDRY EQUIPMENT | S | Hanging Rail | 1 | Nr |  | 0 | [5 empty] | Hanging Rail | 1 | Nr |  | 0
FAZ | 11 | EQUIPMENT | 117000 | LAUNDRY EQUIPMENT | ME | Item | 600 | LAUNDRY | LAUNDRY | T | Sewing Machine (existing) | 1 | Nr |  | 0 | [5 empty] | Sewing Machine (existing) | 1 | Nr |  | 0
FAZ | 11 | EQUIPMENT | 117000 | LAUNDRY EQUIPMENT | ME | Other | 601 | 117000 - LAUNDRY EQUIPMENT | 117000 - LAUNDRY EQUIPMENT | BILL No. 11 - EQUIPMENT |  |  |  | J.D | 0 | [8 empty] | J.D | 0
FAZ | 11 | EQUIPMENT | To Summary | To Summary |  | Bill Sum | 602 | LAUNDRY | LAUNDRY | To Summary
FAZ | 12 | FURNISHINGS | 123640 | STONE CONTERTOPS | AR | Other | 603 | 117000 - LAUNDRY EQUIPMENT | 117000 - LAUNDRY EQUIPMENT |  |  | BILL NO. 12 | [9 empty] | BILL NO. 12
FAZ | 12 | FURNISHINGS | 123640 | STONE CONTERTOPS | AR | Other | 604 | LAUNDRY | LAUNDRY |  |  | FURNISHINGS | [9 empty] | FURNISHINGS
FAZ | 12 | FURNISHINGS | 123640 | STONE CONTERTOPS | AR | Other | 605 | 117000 - LAUNDRY EQUIPMENT | 117000 - LAUNDRY EQUIPMENT | Item | Description | Qty | Unit | Rate | Amount | [5 empty] | Description | Qty | Unit | Rate | Amount
FAZ | 12 | FURNISHINGS | 123640 | STONE CONTERTOPS | AR | Other | 606 | LAUNDRY | LAUNDRY | [5 empty] | J.D | [9 empty] | J.D
FAZ | 12 | FURNISHINGS | 123640 | STONE CONTERTOPS | AR | Other | 607 | 123640 - STONE CONTERTOPS | 123640 - STONE CONTERTOPS |  | 123640 - STONE CONTERTOPS | [9 empty] | 123640 - STONE CONTERTOPS
FAZ | 12 | FURNISHINGS | 123640 | STONE CONTERTOPS | AR | Other | 608 | Reception counter units; constructed from 100 thick hollow concrete blocks, filled with concrete and reinforced 12 diameter steel bars, faced with plaster and paint on both sides, comprising 30 thick granite serving counter top, 25 thick blockboard counter top faced on all exposed surfaces with plastic laminate veneer; including base steel angle brackets, 6 thick cork board on plywood, fittings and fixings; complete; as specified and as Drg. A-503; detail 11 | Reception counter units; constructed from 100 thick hollow concrete blocks, filled with concrete and reinforced 12 diameter steel bars, faced with plaster and paint on both sides, comprising 30 thick granite serving counter top, 25 thick blockboard counter top faced on all exposed surfaces with plastic laminate veneer; including base steel angle brackets, 6 thick cork board on plywood, fittings and fixings; complete; as specified and as Drg. A-503; detail 11 |  | Reception counter units; constructed from 100 thick hollow concrete blocks, filled with concrete and reinforced 12 diameter steel bars, faced with plaster and paint on both sides, comprising 30 thick granite serving counter top, 25 thick blockboard counter top faced on all exposed surfaces with plastic laminate veneer; including base steel angle brackets, 6 thick cork board on plywood, fittings and fixings; complete; as specified and as Drg. A-503; detail 11 | [9 empty] | Reception counter units; constructed from 100 thick hollow concrete blocks, filled with concrete and reinforced 12 diameter steel bars, faced with plaster and paint on both sides, comprising 30 thick granite serving counter top, 25 thick blockboard counter top faced on all exposed surfaces with plastic laminate veneer; including base steel angle brackets, 6 thick cork board on plywood, fittings and fixings; complete; as specified and as Drg. A-503; detail 11
FAZ | 12 | FURNISHINGS | 123640 | STONE CONTERTOPS | AR | Item | 609 | 123640 - STONE CONTERTOPS | 123640 - STONE CONTERTOPS | A | Overall size 640 x 1200 high; straight, curved | 6 | m | 375 | 2250 | [5 empty] | Overall size 640 x 1200 high; straight, curved | 6 | m | 375 | 2250
FAZ | 12 | FURNISHINGS | 123640 | STONE CONTERTOPS | AR | Other | 610 | Pantry worktop; 30 thick granite; including 20 thick backsplash, supports and fixings; complete; as specified and as Drg. A-501; detail 14 | Pantry worktop; 30 thick granite; including 20 thick backsplash, supports and fixings; complete; as specified and as Drg. A-501; detail 14 |  | Pantry worktop; 30 thick granite; including 20 thick backsplash, supports and fixings; complete; as specified and as Drg. A-501; detail 14 | [9 empty] | Pantry worktop; 30 thick granite; including 20 thick backsplash, supports and fixings; complete; as specified and as Drg. A-501; detail 14
FAZ | 12 | FURNISHINGS | 123640 | STONE CONTERTOPS | AR | Item | 611 | 123640 - STONE CONTERTOPS | 123640 - STONE CONTERTOPS | B | 600 wide | 23 | m | 165 | 3795 | [5 empty] | 600 wide | 23 | m | 165 | 3795
FAZ | 12 | FURNISHINGS | 123640 | STONE CONTERTOPS | AR | Item | 612 | Pantry worktop; 30 thick granite; including 20 thick backsplash, supports and fixings; complete; as specified and as Drg. A-501; detail 14 | Pantry worktop; 30 thick granite; including 20 thick backsplash, supports and fixings; complete; as specified and as Drg. A-501; detail 14 | C | 600 wide; U shape | 7 | m | 175 | 1225 | [5 empty] | 600 wide; U shape | 7 | m | 175 | 1225
FAZ | 12 | FURNISHINGS | 123640 | STONE CONTERTOPS | AR | Item | 613 | 123640 - STONE CONTERTOPS | 123640 - STONE CONTERTOPS | D | 750 wide; curved | 12 | m |  | 0 | [5 empty] | 750 wide; curved | 12 | m |  | 0
FAZ | 12 | FURNISHINGS | 124813 | ENTRANCE FLOOR MATS AND FRAME | AR | Other | 614 | 124813 - ENTRANCE FLOOR MATS AND FRAME | 124813 - ENTRANCE FLOOR MATS AND FRAME |  | 124813 - ENTRANCE FLOOR MATS AND FRAME | [9 empty] | 124813 - ENTRANCE FLOOR MATS AND FRAME
FAZ | 12 | FURNISHINGS | 124813 | ENTRANCE FLOOR MATS AND FRAME | AR | Other | 615 | Door mats and frames; corrugated rubber mat strips with aluminium slates; including aluminium frame with patent-clip-on polypropylene corner brackets for building in; including cement-sand screed levelling; complete; as specified and as Drg. A-501; detail 15 | Door mats and frames; corrugated rubber mat strips with aluminium slates; including aluminium frame with patent-clip-on polypropylene corner brackets for building in; including cement-sand screed levelling; complete; as specified and as Drg. A-501; detail 15 |  | Door mats and frames; corrugated rubber mat strips with aluminium slates; including aluminium frame with patent-clip-on polypropylene corner brackets for building in; including cement-sand screed levelling; complete; as specified and as Drg. A-501; detail 15 | [9 empty] | Door mats and frames; corrugated rubber mat strips with aluminium slates; including aluminium frame with patent-clip-on polypropylene corner brackets for building in; including cement-sand screed levelling; complete; as specified and as Drg. A-501; detail 15
FAZ | 12 | FURNISHINGS | 124813 | ENTRANCE FLOOR MATS AND FRAME | AR | Item | 616 | 124813 - ENTRANCE FLOOR MATS AND FRAME | 124813 - ENTRANCE FLOOR MATS AND FRAME | A | Size 800 x 2400 | 1 | Nr |  | 0 | [5 empty] | Size 800 x 2400 | 1 | Nr |  | 0
FAZ | 12 | FURNISHINGS | 124813 | ENTRANCE FLOOR MATS AND FRAME | AR | Item | 617 | Door mats and frames; corrugated rubber mat strips with aluminium slates; including aluminium frame with patent-clip-on polypropylene corner brackets for building in; including cement-sand screed levelling; complete; as specified and as Drg. A-501; detail 15 | Door mats and frames; corrugated rubber mat strips with aluminium slates; including aluminium frame with patent-clip-on polypropylene corner brackets for building in; including cement-sand screed levelling; complete; as specified and as Drg. A-501; detail 15 | B | Size 1000 x 1800 | 1 | Nr |  | 0 | [5 empty] | Size 1000 x 1800 | 1 | Nr |  | 0
FAZ | 12 | FURNISHINGS | 124813 | ENTRANCE FLOOR MATS AND FRAME | AR | Item | 618 | 124813 - ENTRANCE FLOOR MATS AND FRAME | 124813 - ENTRANCE FLOOR MATS AND FRAME | C | Size 600 x 1750 | 1 | Nr |  | 0 | [5 empty] | Size 600 x 1750 | 1 | Nr |  | 0
FAZ | 12 | FURNISHINGS | 124813 | ENTRANCE FLOOR MATS AND FRAME | AR | Other | 619 | Door mats and frames; corrugated rubber mat strips with aluminium slates; including aluminium frame with patent-clip-on polypropylene corner brackets for building in; including cement-sand screed levelling; complete; as specified and as Drg. A-501; detail 15 | Door mats and frames; corrugated rubber mat strips with aluminium slates; including aluminium frame with patent-clip-on polypropylene corner brackets for building in; including cement-sand screed levelling; complete; as specified and as Drg. A-501; detail 15 | BILL No. 12 - FURNISHINGS
FAZ | 12 | FURNISHINGS | To Summary | To Summary |  | Bill Sum | 620 | 124813 - ENTRANCE FLOOR MATS AND FRAME | 124813 - ENTRANCE FLOOR MATS AND FRAME | To Summary |  |  |  | J.D | 0 | [8 empty] | J.D | 7270
FAZ | 14 | CONVEYING EQUIPMENT | 142100 | ELECTRIC TRACTION ELEVATORS | EL | Other | 621 | Door mats and frames; corrugated rubber mat strips with aluminium slates; including aluminium frame with patent-clip-on polypropylene corner brackets for building in; including cement-sand screed levelling; complete; as specified and as Drg. A-501; detail 15 | Door mats and frames; corrugated rubber mat strips with aluminium slates; including aluminium frame with patent-clip-on polypropylene corner brackets for building in; including cement-sand screed levelling; complete; as specified and as Drg. A-501; detail 15 | BILL NO. 14
FAZ | 14 | CONVEYING EQUIPMENT | 142100 | ELECTRIC TRACTION ELEVATORS | EL | Other | 622 | 124813 - ENTRANCE FLOOR MATS AND FRAME | 124813 - ENTRANCE FLOOR MATS AND FRAME | CONVEYING EQUIPMENT
FAZ | 14 | CONVEYING EQUIPMENT | 142100 | ELECTRIC TRACTION ELEVATORS | EL | Other | 623 | Door mats and frames; corrugated rubber mat strips with aluminium slates; including aluminium frame with patent-clip-on polypropylene corner brackets for building in; including cement-sand screed levelling; complete; as specified and as Drg. A-501; detail 15 | Door mats and frames; corrugated rubber mat strips with aluminium slates; including aluminium frame with patent-clip-on polypropylene corner brackets for building in; including cement-sand screed levelling; complete; as specified and as Drg. A-501; detail 15 | Item | Description | Qty | Unit | Rate | Amount | [5 empty] | Description | Qty | Unit | Rate | Amount
FAZ | 14 | CONVEYING EQUIPMENT | 142100 | ELECTRIC TRACTION ELEVATORS | EL | Other | 624 | 124813 - ENTRANCE FLOOR MATS AND FRAME | 124813 - ENTRANCE FLOOR MATS AND FRAME | [5 empty] | JD | [9 empty] | JD
FAZ | 14 | CONVEYING EQUIPMENT | 142100 | ELECTRIC TRACTION ELEVATORS | EL | Other | 625 | 142100 - ELECTRIC TRACTION ELEVATORS | 142100 - ELECTRIC TRACTION ELEVATORS |  | 142100 - ELECTRIC TRACTION ELEVATORS |  |  |  | 0 | [5 empty] | 142100 - ELECTRIC TRACTION ELEVATORS |  |  |  | 0
FAZ | 14 | CONVEYING EQUIPMENT | 142100 | ELECTRIC TRACTION ELEVATORS | EL | Other | 626 | Passenger, bed, & service lifts, including all necessary controls and accessories | Passenger, bed, & service lifts, including all necessary controls and accessories |  | Passenger, bed, & service lifts, including all necessary controls and accessories | [9 empty] | Passenger, bed, & service lifts, including all necessary controls and accessories
FAZ | 14 | CONVEYING EQUIPMENT | 142100 | ELECTRIC TRACTION ELEVATORS | EL | Item | 627 | 142100 - ELECTRIC TRACTION ELEVATORS | 142100 - ELECTRIC TRACTION ELEVATORS | A | Reference Elevator (L1) 800 kg (passenger), 1 m/s, as specified and shown on the drawings | 1 | Nr |  | 0 | [5 empty] | Reference Elevator (L1) 800 kg (passenger), 1 m/s, as specified and shown on the drawings | 1 | Nr |  | 0
FAZ | 14 | CONVEYING EQUIPMENT | 142100 | ELECTRIC TRACTION ELEVATORS | EL | Item | 628 | Passenger, bed, & service lifts, including all necessary controls and accessories | Passenger, bed, & service lifts, including all necessary controls and accessories | B | Reference Elevator (L2) 1600 kg (bed), 1 m/s, as specified and shown on the drawings | 1 | Nr |  | 0 | [5 empty] | Reference Elevator (L2) 1600 kg (bed), 1 m/s, as specified and shown on the drawings | 1 | Nr |  | 0
FAZ | 14 | CONVEYING EQUIPMENT | 142100 | ELECTRIC TRACTION ELEVATORS | EL | Item | 629 | 142100 - ELECTRIC TRACTION ELEVATORS | 142100 - ELECTRIC TRACTION ELEVATORS | C | Reference Elevator (L3) 1000 kg (service), 1 m/s, as specified and shown on the drawings | 1 | Nr |  | 0 | [5 empty] | Reference Elevator (L3) 1000 kg (service), 1 m/s, as specified and shown on the drawings | 1 | Nr |  | 0
FAZ | 14 | CONVEYING EQUIPMENT | 142100 | ELECTRIC TRACTION ELEVATORS | EL | Other | 630 | Passenger, bed, & service lifts, including all necessary controls and accessories | Passenger, bed, & service lifts, including all necessary controls and accessories | BILL NO. 14 - CONVEYING EQUIPMENT
FAZ | 14 | CONVEYING EQUIPMENT | To Summary | To Summary |  | Bill Sum | 631 | 142100 - ELECTRIC TRACTION ELEVATORS | 142100 - ELECTRIC TRACTION ELEVATORS | To Summary |  |  |  | JD | 0 | [8 empty] | JD | 0
FAZ | 21 | FIRE SUPPRESSION | 211100 | FACILITY FIRE-SUPPRESSION WATER- SERVICE PIPING | ME | Other | 632 | Passenger, bed, & service lifts, including all necessary controls and accessories | Passenger, bed, & service lifts, including all necessary controls and accessories |  |  | BILL NO. 21 | [9 empty] | BILL NO. 21
FAZ | 21 | FIRE SUPPRESSION | 211100 | FACILITY FIRE-SUPPRESSION WATER- SERVICE PIPING | ME | Other | 633 | 142100 - ELECTRIC TRACTION ELEVATORS | 142100 - ELECTRIC TRACTION ELEVATORS |  |  | FIRE SUPPRESSION | [9 empty] | FIRE SUPPRESSION
FAZ | 21 | FIRE SUPPRESSION | 211100 | FACILITY FIRE-SUPPRESSION WATER- SERVICE PIPING | ME | Other | 634 | Passenger, bed, & service lifts, including all necessary controls and accessories | Passenger, bed, & service lifts, including all necessary controls and accessories | Item | Description | Qty | Unit | Rate | Amount | [5 empty] | Description | Qty | Unit | Rate | Amount
FAZ | 21 | FIRE SUPPRESSION | 211100 | FACILITY FIRE-SUPPRESSION WATER- SERVICE PIPING | ME | Other | 635 | 142100 - ELECTRIC TRACTION ELEVATORS | 142100 - ELECTRIC TRACTION ELEVATORS | [5 empty] | J.D | [9 empty] | J.D
FAZ | 21 | FIRE SUPPRESSION | 211100 | FACILITY FIRE-SUPPRESSION WATER- SERVICE PIPING | ME | Other | 636 | 211100 - FACILITY FIRE-SUPPRESSION WATER- SERVICE PIPING | 211100 - FACILITY FIRE-SUPPRESSION WATER- SERVICE PIPING |  | 211100 - FACILITY FIRE-SUPPRESSION WATER- SERVICE PIPING | [9 empty] | 211100 - FACILITY FIRE-SUPPRESSION WATER- SERVICE PIPING
FAZ | 21 | FIRE SUPPRESSION | 211100 | FACILITY FIRE-SUPPRESSION WATER- SERVICE PIPING | ME | Other | 637 | Standpipes and wet-pipe sprinlers | Black Steel Pipes and fittings |  | Standpipes and wet-pipe sprinlers | [9 empty] | Standpipes and wet-pipe sprinlers
FAZ | 21 | FIRE SUPPRESSION | 211100 | FACILITY FIRE-SUPPRESSION WATER- SERVICE PIPING | ME | Other | 638 | Standpipes and wet-pipe sprinlers | Black Steel Pipes and fittings |  | Black Steel Pipes and fittings | [9 empty] | Black Steel Pipes and fittings
FAZ | 21 | FIRE SUPPRESSION | 211100 | FACILITY FIRE-SUPPRESSION WATER- SERVICE PIPING | ME | Item | 639 | Standpipes and wet-pipe sprinlers | Black Steel Pipes and fittings | A | 25 dn | 480 | m | 14 | 6720 | [5 empty] | 25 dn | 480 | m | 14 | 6720
FAZ | 21 | FIRE SUPPRESSION | 211100 | FACILITY FIRE-SUPPRESSION WATER- SERVICE PIPING | ME | Item | 640 | Standpipes and wet-pipe sprinlers | Black Steel Pipes and fittings | B | 32 dn | 22 | m | 17 | 374 | [5 empty] | 32 dn | 22 | m | 17 | 374
FAZ | 21 | FIRE SUPPRESSION | 211100 | FACILITY FIRE-SUPPRESSION WATER- SERVICE PIPING | ME | Item | 641 | Standpipes and wet-pipe sprinlers | Black Steel Pipes and fittings | C | 40 dn | 30 | m | 19 | 570 | [5 empty] | 40 dn | 30 | m | 19 | 570
FAZ | 21 | FIRE SUPPRESSION | 211100 | FACILITY FIRE-SUPPRESSION WATER- SERVICE PIPING | ME | Item | 642 | Standpipes and wet-pipe sprinlers | Black Steel Pipes and fittings | D | 50 dn | 50 | m | 25 | 1250 | [5 empty] | 50 dn | 50 | m | 25 | 1250
FAZ | 21 | FIRE SUPPRESSION | 211100 | FACILITY FIRE-SUPPRESSION WATER- SERVICE PIPING | ME | Item | 643 | Standpipes and wet-pipe sprinlers | Black Steel Pipes and fittings | E | 65 dn | 20 | m | 33 | 660 | [5 empty] | 65 dn | 20 | m | 33 | 660
FAZ | 21 | FIRE SUPPRESSION | 211100 | FACILITY FIRE-SUPPRESSION WATER- SERVICE PIPING | ME | Item | 644 | Standpipes and wet-pipe sprinlers | Black Steel Pipes and fittings | F | 80 dn | 21 | m |  | 0 | [5 empty] | 80 dn | 21 | m |  | 0
FAZ | 21 | FIRE SUPPRESSION | 211100 | FACILITY FIRE-SUPPRESSION WATER- SERVICE PIPING | ME | Item | 645 | Standpipes and wet-pipe sprinlers | Black Steel Pipes and fittings | F | 100 dn | 65 | m | 70 | 4550 | [5 empty] | 100 dn | 65 | m | 70 | 4550
FAZ | 21 | FIRE SUPPRESSION | 211100 | FACILITY FIRE-SUPPRESSION WATER- SERVICE PIPING | ME | Item | 646 | Standpipes and wet-pipe sprinlers | Black Steel Pipes and fittings | G | 150 dn | 19 | m | 95 | 1805 | [5 empty] | 150 dn | 19 | m | 95 | 1805
FAZ | 21 | FIRE SUPPRESSION | 211100 | FACILITY FIRE-SUPPRESSION WATER- SERVICE PIPING | ME | Other | 647 | Valves | Gate valves |  | Valves | [9 empty] | Valves
FAZ | 21 | FIRE SUPPRESSION | 211100 | FACILITY FIRE-SUPPRESSION WATER- SERVICE PIPING | ME | Other | 648 | Valves | Gate valves |  | Gate valves | [9 empty] | Gate valves
FAZ | 21 | FIRE SUPPRESSION | 211100 | FACILITY FIRE-SUPPRESSION WATER- SERVICE PIPING | ME | Item | 649 | Valves | Gate valves | H | 25 dn | 1 | Nr | 20 | 20 | [5 empty] | 25 dn | 1 | Nr | 20 | 20
FAZ | 21 | FIRE SUPPRESSION | 211100 | FACILITY FIRE-SUPPRESSION WATER- SERVICE PIPING | ME | Item | 650 | Valves | Gate valves | J | 40 dn | 1 | Nr | 40 | 40 | [5 empty] | 40 dn | 1 | Nr | 40 | 40
FAZ | 21 | FIRE SUPPRESSION | 211100 | FACILITY FIRE-SUPPRESSION WATER- SERVICE PIPING | ME | Item | 651 | Valves | Gate valves | K | 50 dn | 4 | Nr | 50 | 200 | [5 empty] | 50 dn | 4 | Nr | 50 | 200
FAZ | 21 | FIRE SUPPRESSION | 211100 | FACILITY FIRE-SUPPRESSION WATER- SERVICE PIPING | ME | Item | 652 | Valves | Gate valves | L | 100 dn | 1 | Nr | 190 | 190 | [5 empty] | 100 dn | 1 | Nr | 190 | 190
FAZ | 21 | FIRE SUPPRESSION | 211100 | FACILITY FIRE-SUPPRESSION WATER- SERVICE PIPING | ME | Item | 653 | Valves | Gate valves | M | 150 dn | 4 | Nr | 560 | 2240 | [5 empty] | 150 dn | 4 | Nr | 560 | 2240
FAZ | 21 | FIRE SUPPRESSION | 211100 | FACILITY FIRE-SUPPRESSION WATER- SERVICE PIPING | ME | Other | 654 | Test and drain valves | Test and drain valves |  | Test and drain valves | [9 empty] | Test and drain valves
FAZ | 21 | FIRE SUPPRESSION | 211100 | FACILITY FIRE-SUPPRESSION WATER- SERVICE PIPING | ME | Item | 655 | Valves | Gate valves | A | 25 dn | 2 | Nr |  | 0 | [5 empty] | 25 dn | 2 | Nr |  | 0
FAZ | 21 | FIRE SUPPRESSION | 211100 | FACILITY FIRE-SUPPRESSION WATER- SERVICE PIPING | ME | Other | 656 | Specialty Valves | Specialty Valves |  | Specialty Valves | [9 empty] | Specialty Valves
FAZ | 21 | FIRE SUPPRESSION | 211100 | FACILITY FIRE-SUPPRESSION WATER- SERVICE PIPING | ME | Other | 657 | Specialty Valves | Fire-Protection-Service Valves |  | Fire-Protection-Service Valves | [9 empty] | Fire-Protection-Service Valves
FAZ | 21 | FIRE SUPPRESSION | 211100 | FACILITY FIRE-SUPPRESSION WATER- SERVICE PIPING | ME | Other | 658 | Specialty Valves | Alarm check valves |  | Alarm check valves | [9 empty] | Alarm check valves
FAZ | 21 | FIRE SUPPRESSION | 211100 | FACILITY FIRE-SUPPRESSION WATER- SERVICE PIPING | ME | Item | 659 | Specialty Valves | Alarm check valves | A | 100 dn | 1 | Nr | 250 | 250 | [5 empty] | 100 dn | 1 | Nr | 250 | 250
FAZ | 21 | FIRE SUPPRESSION | 211100 | FACILITY FIRE-SUPPRESSION WATER- SERVICE PIPING | ME | Other | 660 | Specialty Valves | Check valves |  | Check valves | [9 empty] | Check valves
FAZ | 21 | FIRE SUPPRESSION | 211100 | FACILITY FIRE-SUPPRESSION WATER- SERVICE PIPING | ME | Item | 661 | Specialty Valves | Check valves | B | 100 dn | 1 | Nr | 250 | 250 | [5 empty] | 100 dn | 1 | Nr | 250 | 250
FAZ | 21 | FIRE SUPPRESSION | 211100 | FACILITY FIRE-SUPPRESSION WATER- SERVICE PIPING | ME | Item | 662 | Specialty Valves | Check valves | C | 150 dn | 2 | Nr | 560 | 1120 | [5 empty] | 150 dn | 2 | Nr | 560 | 1120
FAZ | 21 | FIRE SUPPRESSION | 211100 | FACILITY FIRE-SUPPRESSION WATER- SERVICE PIPING | ME | Other | 663 | Specialty Valves | Zone valve assembly |  | Zone valve assembly | [9 empty] | Zone valve assembly
FAZ | 21 | FIRE SUPPRESSION | 211100 | FACILITY FIRE-SUPPRESSION WATER- SERVICE PIPING | ME | Item | 664 | Specialty Valves | Zone valve assembly | D | 100 dn | 2 | Nr | 250 | 500 | [5 empty] | 100 dn | 2 | Nr | 250 | 500
FAZ | 21 | FIRE SUPPRESSION | 211100 | FACILITY FIRE-SUPPRESSION WATER- SERVICE PIPING | ME | Other | 665 | Specialty Valves | Automatic Sprinklers |  | Automatic Sprinklers | [9 empty] | Automatic Sprinklers
FAZ | 21 | FIRE SUPPRESSION | 211100 | FACILITY FIRE-SUPPRESSION WATER- SERVICE PIPING | ME | Item | 666 | Specialty Valves | Automatic Sprinklers | F | Type SP-1 | 27 | Nr |  | 0 | [5 empty] | Type SP-1 | 27 | Nr |  | 0
FAZ | 21 | FIRE SUPPRESSION | 211100 | FACILITY FIRE-SUPPRESSION WATER- SERVICE PIPING | ME | Item | 667 | Specialty Valves | Automatic Sprinklers | G | Type SP-2 | 92 | Nr |  | 0 | [5 empty] | Type SP-2 | 92 | Nr |  | 0
FAZ | 21 | FIRE SUPPRESSION | 211100 | FACILITY FIRE-SUPPRESSION WATER- SERVICE PIPING | ME | Item | 668 | Specialty Valves | Automatic Sprinklers | H | Type SP-3 | 6 | Nr |  | 0 | [5 empty] | Type SP-3 | 6 | Nr |  | 0
FAZ | 21 | FIRE SUPPRESSION | 211100 | FACILITY FIRE-SUPPRESSION WATER- SERVICE PIPING | ME | Other | 669 | Specialty Valves | Hose Connection |  | Hose Connection | [9 empty] | Hose Connection
FAZ | 21 | FIRE SUPPRESSION | 211100 | FACILITY FIRE-SUPPRESSION WATER- SERVICE PIPING | ME | Item | 670 | Specialty Valves | Hose Connection | E | Type FHR-1 | 3 | Nr | 470 | 1410 | [5 empty] | Type FHR-1 | 3 | Nr | 470 | 1410
FAZ | 21 | FIRE SUPPRESSION | 211100 | FACILITY FIRE-SUPPRESSION WATER- SERVICE PIPING | ME | Item | 671 | Specialty Valves | Hose Connection | F | Type FHR-2 | 2 | Nr | 470 | 940 | [5 empty] | Type FHR-2 | 2 | Nr | 470 | 940
FAZ | 21 | FIRE SUPPRESSION | 211100 | FACILITY FIRE-SUPPRESSION WATER- SERVICE PIPING | ME | Other | 672 | Specialty Valves | Fire Department Connections |  | Fire Department Connections | [9 empty] | Fire Department Connections
FAZ | 21 | FIRE SUPPRESSION | 211100 | FACILITY FIRE-SUPPRESSION WATER- SERVICE PIPING | ME | Item | 673 | Specialty Valves | Fire Department Connections | G | 100 dn | 1 | Nr | 225 | 225 | [5 empty] | 100 dn | 1 | Nr | 225 | 225
FAZ | 21 | FIRE SUPPRESSION | 211100 | FACILITY FIRE-SUPPRESSION WATER- SERVICE PIPING | ME | Item | 674 | Specialty Valves | Fire Department Connections | H | Automatic air vent | 1 | Item | 125 | 125 | [5 empty] | Automatic air vent |  | Item | 125 | 125
FAZ | 21 | FIRE SUPPRESSION | 213113 | ELECTRIC-DRIVE, CENTRIFUGAL FIRE PUMPS | ME | Other | 675 | 213113 - ELECTRIC-DRIVE, CENTRIFUGAL FIRE PUMPS | 213113 - ELECTRIC-DRIVE, CENTRIFUGAL FIRE PUMPS |  | 213113 - ELECTRIC-DRIVE, CENTRIFUGAL FIRE PUMPS | [9 empty] | 213113 - ELECTRIC-DRIVE, CENTRIFUGAL FIRE PUMPS
FAZ | 21 | FIRE SUPPRESSION | 213113 | ELECTRIC-DRIVE, CENTRIFUGAL FIRE PUMPS | ME | Other | 676 | End Suction Fire Pumps | End Suction Fire Pumps |  | End Suction Fire Pumps | [9 empty] | End Suction Fire Pumps
FAZ | 21 | FIRE SUPPRESSION | 213113 | ELECTRIC-DRIVE, CENTRIFUGAL FIRE PUMPS | ME | Item | 677 | 213113 - ELECTRIC-DRIVE, CENTRIFUGAL FIRE PUMPS | 213113 - ELECTRIC-DRIVE, CENTRIFUGAL FIRE PUMPS | A | Type FP-B1-01& 02 | 2 | Nr |  | 0 | [5 empty] | Type FP-B1-01& 02 | 2 | Nr |  | 0
FAZ | 21 | FIRE SUPPRESSION | 213113 | ELECTRIC-DRIVE, CENTRIFUGAL FIRE PUMPS | ME | Other | 678 | Pressure-Maintenance Pumps | Pressure-Maintenance Pumps |  | Pressure-Maintenance Pumps | [9 empty] | Pressure-Maintenance Pumps
FAZ | 21 | FIRE SUPPRESSION | 213113 | ELECTRIC-DRIVE, CENTRIFUGAL FIRE PUMPS | ME | Item | 679 | 213113 - ELECTRIC-DRIVE, CENTRIFUGAL FIRE PUMPS | 213113 - ELECTRIC-DRIVE, CENTRIFUGAL FIRE PUMPS | A | Type JP-B1-01 | 1 | Nr | 1900 | 1900 | [5 empty] | Type JP-B1-01 | 1 | Nr | 1900 | 1900
FAZ | 21 | FIRE SUPPRESSION | 213113 | ELECTRIC-DRIVE, CENTRIFUGAL FIRE PUMPS | ME | Item | 680 | Pressure-Maintenance Pumps | Pressure-Maintenance Pumps | C | Spare parts a specified for split case fire pump and pressure maintenance pump |  | Item |  | 0 | [5 empty] | Spare parts a specified for split case fire pump and pressure maintenance pump |  | Item
FAZ | 21 | FIRE SUPPRESSION | 213113 | ELECTRIC-DRIVE, CENTRIFUGAL FIRE PUMPS | ME | Other | 681 | Pressure-Maintenance Pumps | Pressure-Maintenance Pumps | BILL NO. 21 - FIRE SUPPRESSION
FAZ | 21 | FIRE SUPPRESSION | To Summary | To Summary |  | Bill Sum | 682 | Pressure-Maintenance Pumps | Pressure-Maintenance Pumps | To Summary |  |  |  | J.D | 0 | [8 empty] | J.D | 25339
FAZ | 22 | PLUMBING | 220719 | PLUMBING PIPING INSULATION | ME | Other | 683 | Pressure-Maintenance Pumps | Pressure-Maintenance Pumps |  |  | BILL NO. 22 | [9 empty] | BILL NO. 22
FAZ | 22 | PLUMBING | 220719 | PLUMBING PIPING INSULATION | ME | Other | 684 | Pressure-Maintenance Pumps | Pressure-Maintenance Pumps |  |  | PLUMBING | [9 empty] | PLUMBING
FAZ | 22 | PLUMBING | 220719 | PLUMBING PIPING INSULATION | ME | Other | 685 | Pressure-Maintenance Pumps | Pressure-Maintenance Pumps | Item | Description | Qty | Unit | Rate | Amount | [5 empty] | Description | Qty | Unit | Rate | Amount
FAZ | 22 | PLUMBING | 220719 | PLUMBING PIPING INSULATION | ME | Other | 686 | Pressure-Maintenance Pumps | Pressure-Maintenance Pumps | [5 empty] | J.D | [9 empty] | J.D
FAZ | 22 | PLUMBING | 220719 | PLUMBING PIPING INSULATION | ME | Other | 687 | 220719 - PLUMBING PIPING INSULATION | 220719 - PLUMBING PIPING INSULATION |  | 220719 - PLUMBING PIPING INSULATION | [9 empty] | 220719 - PLUMBING PIPING INSULATION
FAZ | 22 | PLUMBING | 220719 | PLUMBING PIPING INSULATION | ME | Other | 688 | Interior Insulation, Mineral Fiber | Interior Insulation, Mineral Fiber |  | Interior Insulation, Mineral Fiber | [9 empty] | Interior Insulation, Mineral Fiber
FAZ | 22 | PLUMBING | 220719 | PLUMBING PIPING INSULATION | ME | Other | 689 | Domestic hot and recirculated hot water, concealed | 25 mm thick |  | Domestic hot and recirculated hot water, concealed | [9 empty] | Domestic hot and recirculated hot water, concealed
FAZ | 22 | PLUMBING | 220719 | PLUMBING PIPING INSULATION | ME | Other | 690 | Domestic hot and recirculated hot water, concealed | 25 mm thick |  | 25 mm thick | [9 empty] | 25 mm thick
FAZ | 22 | PLUMBING | 220719 | PLUMBING PIPING INSULATION | ME | Item | 691 | Domestic hot and recirculated hot water, concealed | 25 mm thick | A | 15 dn | 150 | m | 10 | 1500 | [5 empty] | 15 dn | 150 | m | 10 | 1500
FAZ | 22 | PLUMBING | 220719 | PLUMBING PIPING INSULATION | ME | Item | 692 | Domestic hot and recirculated hot water, concealed | 25 mm thick | B | 20 dn | 100 | m | 15 | 1500 | [5 empty] | 20 dn | 100 | m | 15 | 1500
FAZ | 22 | PLUMBING | 220719 | PLUMBING PIPING INSULATION | ME | Item | 693 | Domestic hot and recirculated hot water, concealed | 25 mm thick | C | 25dn | 50 | m | 20 | 1000 | [5 empty] | 25dn | 50 | m | 20 | 1000
FAZ | 22 | PLUMBING | 220719 | PLUMBING PIPING INSULATION | ME | Item | 694 | Domestic hot and recirculated hot water, concealed | 25 mm thick | D | 32 dn | 80 | m | 25 | 2000 | [5 empty] | 32 dn | 80 | m | 25 | 2000
FAZ | 22 | PLUMBING | 220719 | PLUMBING PIPING INSULATION | ME | Item | 695 | Domestic hot and recirculated hot water, concealed | 25 mm thick | E | 40 dn | 55 | m | 30 | 1650 | [5 empty] | 40 dn | 55 | m | 30 | 1650
FAZ | 22 | PLUMBING | 220719 | PLUMBING PIPING INSULATION | ME | Item | 696 | Domestic hot and recirculated hot water, concealed | 25 mm thick | F | 50 dn | 80 | m | 35 | 2800 | [5 empty] | 50 dn | 80 | m | 35 | 2800
FAZ | 22 | PLUMBING | 220719 | PLUMBING PIPING INSULATION | ME | Item | 697 | Domestic hot and recirculated hot water, concealed | 25 mm thick | G | 65 dn | 15 | m | 45 | 675 | [5 empty] | 65 dn | 15 | m | 45 | 675
FAZ | 22 | PLUMBING | 220719 | PLUMBING PIPING INSULATION | ME | Other | 698 | Domestic hot and recirculated hot water, on all pipes running in mechanical rooms or exposed to view, Mineral fiber with AL jacketing | 25 mm thick |  | Domestic hot and recirculated hot water, on all pipes running in mechanical rooms or exposed to view, Mineral fiber with AL jacketing | [9 empty] | Domestic hot and recirculated hot water, on all pipes running in mechanical rooms or exposed to view, Mineral fiber with AL jacketing
FAZ | 22 | PLUMBING | 220719 | PLUMBING PIPING INSULATION | ME | Other | 699 | Domestic hot and recirculated hot water, on all pipes running in mechanical rooms or exposed to view, Mineral fiber with AL jacketing | 25 mm thick |  | 25 mm thick | [9 empty] | 25 mm thick
FAZ | 22 | PLUMBING | 220719 | PLUMBING PIPING INSULATION | ME | Item | 700 | Domestic hot and recirculated hot water, on all pipes running in mechanical rooms or exposed to view, Mineral fiber with AL jacketing | 25 mm thick | H | 20 dn | 10 | m | 15 | 150 | [5 empty] | 20 dn | 10 | m | 15 | 150
FAZ | 22 | PLUMBING | 220719 | PLUMBING PIPING INSULATION | ME | Item | 701 | Domestic hot and recirculated hot water, on all pipes running in mechanical rooms or exposed to view, Mineral fiber with AL jacketing | 25 mm thick | J | 25dn | 10 | m | 15 | 150 | [5 empty] | 25dn | 10 | m | 15 | 150
FAZ | 22 | PLUMBING | 220719 | PLUMBING PIPING INSULATION | ME | Item | 702 | Domestic hot and recirculated hot water, on all pipes running in mechanical rooms or exposed to view, Mineral fiber with AL jacketing | 25 mm thick | K | 40dn | 10 | m | 30 | 300 | [5 empty] | 40dn | 10 | m | 30 | 300
FAZ | 22 | PLUMBING | 220719 | PLUMBING PIPING INSULATION | ME | Item | 703 | Domestic hot and recirculated hot water, on all pipes running in mechanical rooms or exposed to view, Mineral fiber with AL jacketing | 25 mm thick | L | 50 dn | 20 | m | 35 | 700 | [5 empty] | 50 dn | 20 | m | 35 | 700
FAZ | 22 | PLUMBING | 220719 | PLUMBING PIPING INSULATION | ME | Item | 704 | Domestic hot and recirculated hot water, on all pipes running in mechanical rooms or exposed to view, Mineral fiber with AL jacketing | 25 mm thick | A | 65 dn | 15 | m | 45 | 675 | [5 empty] | 65 dn | 15 | m | 45 | 675
FAZ | 22 | PLUMBING | 221116 | WATER DISTRIBUTION PIPING | ME | Other | 705 | 221116 - WATER DISTRIBUTION PIPING | 221116 - WATER DISTRIBUTION PIPING |  | 221116 - WATER DISTRIBUTION PIPING | [9 empty] | 221116 - WATER DISTRIBUTION PIPING
FAZ | 22 | PLUMBING | 221116 | WATER DISTRIBUTION PIPING | ME | Other | 706 | Aboveground, Water Distribution Piping | Cold Water PVC Pipes and fittings |  | Aboveground, Water Distribution Piping | [9 empty] | Aboveground, Water Distribution Piping
FAZ | 22 | PLUMBING | 221116 | WATER DISTRIBUTION PIPING | ME | Other | 707 | Aboveground, Water Distribution Piping | Cold Water PVC Pipes and fittings |  | Cold Water PVC Pipes and fittings | [9 empty] | Cold Water PVC Pipes and fittings
FAZ | 22 | PLUMBING | 221116 | WATER DISTRIBUTION PIPING | ME | Item | 708 | Aboveground, Water Distribution Piping | Cold Water PVC Pipes and fittings | B | 15 dn | 190 | m | 8 | 1520 | [5 empty] | 15 dn | 190 | m | 8 | 1520
FAZ | 22 | PLUMBING | 221116 | WATER DISTRIBUTION PIPING | ME | Item | 709 | Aboveground, Water Distribution Piping | Cold Water PVC Pipes and fittings | C | 20 dn | 120 | m | 8 | 960 | [5 empty] | 20 dn | 120 | m | 8 | 960
FAZ | 22 | PLUMBING | 221116 | WATER DISTRIBUTION PIPING | ME | Item | 710 | Aboveground, Water Distribution Piping | Cold Water PVC Pipes and fittings | D | 25dn | 80 | m | 12 | 960 | [5 empty] | 25dn | 80 | m | 12 | 960
FAZ | 22 | PLUMBING | 221116 | WATER DISTRIBUTION PIPING | ME | Item | 711 | Aboveground, Water Distribution Piping | Cold Water PVC Pipes and fittings | E | 32 dn | 70 | m | 15 | 1050 | [5 empty] | 32 dn | 70 | m | 15 | 1050
FAZ | 22 | PLUMBING | 221116 | WATER DISTRIBUTION PIPING | ME | Item | 712 | Aboveground, Water Distribution Piping | Cold Water PVC Pipes and fittings | F | 40 dn | 57 | m | 25 | 1425 | [5 empty] | 40 dn | 57 | m | 25 | 1425
FAZ | 22 | PLUMBING | 221116 | WATER DISTRIBUTION PIPING | ME | Item | 713 | Aboveground, Water Distribution Piping | Cold Water PVC Pipes and fittings | G | 50 dn | 168 | m | 35 | 5880 | [5 empty] | 50 dn | 168 | m | 35 | 5880
FAZ | 22 | PLUMBING | 221116 | WATER DISTRIBUTION PIPING | ME | Item | 714 | Aboveground, Water Distribution Piping | Cold Water PVC Pipes and fittings | H | 65 dn | 41 | m | 50 | 2050 | [5 empty] | 65 dn | 41 | m | 50 | 2050
FAZ | 22 | PLUMBING | 221116 | WATER DISTRIBUTION PIPING | ME | Item | 715 | Aboveground, Water Distribution Piping | Cold Water PVC Pipes and fittings | J | 80 dn | 17 | m | 60 | 1020 | [5 empty] | 80 dn | 17 | m | 60 | 1020
FAZ | 22 | PLUMBING | 221116 | WATER DISTRIBUTION PIPING | ME | Other | 716 | Aboveground, Water Distribution Piping | Hot Water CPVC Pipes and fittings |  | Hot Water CPVC Pipes and fittings | [9 empty] | Hot Water CPVC Pipes and fittings
FAZ | 22 | PLUMBING | 221116 | WATER DISTRIBUTION PIPING | ME | Item | 717 | Aboveground, Water Distribution Piping | Cold Water PVC Pipes and fittings | K | 15 dn | 150 | m | 8 | 1200 | [5 empty] | 15 dn | 150 | m | 8 | 1200
FAZ | 22 | PLUMBING | 221116 | WATER DISTRIBUTION PIPING | ME | Item | 718 | Aboveground, Water Distribution Piping | Hot Water CPVC Pipes and fittings | L | 20 dn | 110 | m | 8 | 880 | [5 empty] | 20 dn | 110 | m | 8 | 880
FAZ | 22 | PLUMBING | 221116 | WATER DISTRIBUTION PIPING | ME | Item | 719 | Aboveground, Water Distribution Piping | Cold Water PVC Pipes and fittings | M | 25dn | 60 | m | 12 | 720 | [5 empty] | 25dn | 60 | m | 12 | 720
FAZ | 22 | PLUMBING | 221116 | WATER DISTRIBUTION PIPING | ME | Item | 720 | Aboveground, Water Distribution Piping | Hot Water CPVC Pipes and fittings | N | 32 dn | 80 | m | 15 | 1200 | [5 empty] | 32 dn | 80 | m | 15 | 1200
FAZ | 22 | PLUMBING | 221116 | WATER DISTRIBUTION PIPING | ME | Item | 721 | Aboveground, Water Distribution Piping | Cold Water PVC Pipes and fittings | P | 40 dn | 65 | m | 25 | 1625 | [5 empty] | 40 dn | 65 | m | 25 | 1625
FAZ | 22 | PLUMBING | 221116 | WATER DISTRIBUTION PIPING | ME | Item | 722 | Aboveground, Water Distribution Piping | Hot Water CPVC Pipes and fittings | Q | 50 dn | 100 | m | 35 | 3500 | [5 empty] | 50 dn | 100 | m | 35 | 3500
FAZ | 22 | PLUMBING | 221116 | WATER DISTRIBUTION PIPING | ME | Item | 723 | Aboveground, Water Distribution Piping | Cold Water PVC Pipes and fittings | R | 65 dn | 34 | m | 50 | 1700 | [5 empty] | 65 dn | 34 | m | 50 | 1700
FAZ | 22 | PLUMBING | 221116 | WATER DISTRIBUTION PIPING | ME | Other | 724 | Aboveground, Water Distribution Piping | Valves |  | Valves | [9 empty] | Valves
FAZ | 22 | PLUMBING | 221116 | WATER DISTRIBUTION PIPING | ME | Item | 725 | Aboveground, Water Distribution Piping | Cold Water PVC Pipes and fittings | A | Ball valves | 1 | Item | 375 | 375 | [5 empty] | Ball valves |  | Item | 375 | 375
FAZ | 22 | PLUMBING | 221116 | WATER DISTRIBUTION PIPING | ME | Item | 726 | Aboveground, Water Distribution Piping | Valves | B | Globe valves | 1 | Item | 625 | 625 | [5 empty] | Globe valves |  | Item | 625 | 625
FAZ | 22 | PLUMBING | 221116 | WATER DISTRIBUTION PIPING | ME | Item | 727 | Aboveground, Water Distribution Piping | Cold Water PVC Pipes and fittings | C | Gate valves | 1 | Item | 625 | 625 | [5 empty] | Gate valves |  | Item | 625 | 625
FAZ | 22 | PLUMBING | 221116 | WATER DISTRIBUTION PIPING | ME | Item | 728 | Aboveground, Water Distribution Piping | Valves | D | Check valves | 1 | Item | 625 | 625 | [5 empty] | Check valves |  | Item | 625 | 625
FAZ | 22 | PLUMBING | 221116 | WATER DISTRIBUTION PIPING | ME | Item | 729 | Aboveground, Water Distribution Piping | Cold Water PVC Pipes and fittings | E | Automatic air valves | 1 | Item | 940 | 940 | [5 empty] | Automatic air valves |  | Item | 940 | 940
FAZ | 22 | PLUMBING | 221123 | DOMESTIC WATER PIPING SPECIALTIES | ME | Other | 730 | 221123 - DOMESTIC WATER PIPING SPECIALTIES | 221123 - DOMESTIC WATER PIPING SPECIALTIES |  | 221123 - DOMESTIC WATER PIPING SPECIALTIES | [9 empty] | 221123 - DOMESTIC WATER PIPING SPECIALTIES
FAZ | 22 | PLUMBING | 221123 | DOMESTIC WATER PIPING SPECIALTIES | ME | Other | 731 | WATER TAPS | WATER TAPS |  | WATER TAPS | [9 empty] | WATER TAPS
FAZ | 22 | PLUMBING | 221123 | DOMESTIC WATER PIPING SPECIALTIES | ME | Item | 732 | 221123 - DOMESTIC WATER PIPING SPECIALTIES | 221123 - DOMESTIC WATER PIPING SPECIALTIES | F | Type WT-1 | 1 | Nr | 350 | 350 | [5 empty] | Type WT-1 | 1 | Nr | 350 | 350
FAZ | 22 | PLUMBING | 221123 | DOMESTIC WATER PIPING SPECIALTIES | ME | Other | 733 | PERINAL BIP COCK | PERINAL BIP COCK |  | PERINAL BIP COCK | [9 empty] | PERINAL BIP COCK
FAZ | 22 | PLUMBING | 221123 | DOMESTIC WATER PIPING SPECIALTIES | ME | Item | 734 | 221123 - DOMESTIC WATER PIPING SPECIALTIES | 221123 - DOMESTIC WATER PIPING SPECIALTIES | G | Type BPH-1 | 7 | Nr | 310 | 2170 | [5 empty] | Type BPH-1 | 7 | Nr | 310 | 2170
FAZ | 22 | PLUMBING | 221123 | DOMESTIC WATER PIPING SPECIALTIES | ME | Other | 735 | Float valve | Float valve |  | Float valve | [9 empty] | Float valve
FAZ | 22 | PLUMBING | 221123 | DOMESTIC WATER PIPING SPECIALTIES | ME | Item | 736 | 221123 - DOMESTIC WATER PIPING SPECIALTIES | 221123 - DOMESTIC WATER PIPING SPECIALTIES | H | 50 dn | 4 | Nr | 150 | 600 | [5 empty] | 50 dn | 4 | Nr | 150 | 600
FAZ | 22 | PLUMBING | 221123 | DOMESTIC WATER PIPING SPECIALTIES | ME | Item | 737 | Float valve | Float valve | J | 3-Way Mixing Valve | 1 | Nr | 175 | 175 | [5 empty] | 3-Way Mixing Valve | 1 | Nr | 175 | 175
FAZ | 22 | PLUMBING | 221123 | DOMESTIC WATER PUMPS | ME | Other | 738 | 221123 - DOMESTIC WATER PUMPS | 221123 - DOMESTIC WATER PUMPS |  | 221123 - DOMESTIC WATER PUMPS | [9 empty] | 221123 - DOMESTIC WATER PUMPS
FAZ | 22 | PLUMBING | 221123 | DOMESTIC WATER PUMPS | ME | Other | 739 | In-Line Circulators | In-Line Circulators |  | In-Line Circulators | [9 empty] | In-Line Circulators
FAZ | 22 | PLUMBING | 221123 | DOMESTIC WATER PUMPS | ME | Item | 740 | 221123 - DOMESTIC WATER PUMPS | 221123 - DOMESTIC WATER PUMPS | K | Type P-RF-02 | 2 | Nr | 190 | 380 | [5 empty] | Type P-RF-02 | 2 | Nr | 190 | 380
FAZ | 22 | PLUMBING | 221123 | DOMESTIC WATER PUMPS | ME | Item | 741 | In-Line Circulators | In-Line Circulators | L | Type P-RF-03 | 2 | Nr | 230 | 460 | [5 empty] | Type P-RF-03 | 2 | Nr | 230 | 460
FAZ | 22 | PLUMBING | 221123 | DOMESTIC WATER PUMPS | ME | Other | 742 | End suction centrifugal pumps | End suction centrifugal pumps |  | End suction centrifugal pumps | [9 empty] | End suction centrifugal pumps
FAZ | 22 | PLUMBING | 221123 | DOMESTIC WATER PUMPS | ME | Item | 743 | In-Line Circulators | In-Line Circulators | A | Type P-B-01 | 2 | Nr | 350 | 700 | [5 empty] | Type P-B-01 | 2 | Nr | 350 | 700
FAZ | 22 | PLUMBING | 221123 | DOMESTIC WATER PUMPS | ME | Item | 744 | End suction centrifugal pumps | End suction centrifugal pumps | B | Type P-RF-01-1 & -2 | 2 | Nr | 350 | 700 | [5 empty] | Type P-RF-01-1 & -2 | 2 | Nr | 350 | 700
FAZ | 22 | PLUMBING | 221123 | DOMESTIC WATER PUMPS | ME | Item | 745 | In-Line Circulators | In-Line Circulators | C | Spare parts as specified for water distribution pumps | 1 | Item | 375 | 375 | [5 empty] | Spare parts as specified for water distribution pumps |  | Item | 375 | 375
FAZ | 22 | PLUMBING | 221123.13 | DOMESTIC WATER PACKAGED BOOSTER PUMP SETS | ME | Other | 746 | 221123.13 - DOMESTIC WATER PACKAGED BOOSTER PUMP SETS | 221123.13 - DOMESTIC WATER PACKAGED BOOSTER PUMP SETS |  | 221123.13 - DOMESTIC WATER PACKAGED BOOSTER PUMP SETS | [9 empty] | 221123.13 - DOMESTIC WATER PACKAGED BOOSTER PUMP SETS
FAZ | 22 | PLUMBING | 221123.13 | DOMESTIC WATER PACKAGED BOOSTER PUMP SETS | ME | Item | 747 | In-Line Circulators | In-Line Circulators | D | Type PU-RF-1 | 1 | Set | 1500 | 1500 | [5 empty] | Type PU-RF-1 | 1 | Set | 1500 | 1500
FAZ | 22 | PLUMBING | 221123.13 | DOMESTIC WATER PACKAGED BOOSTER PUMP SETS | ME | Item | 748 | 221123.13 - DOMESTIC WATER PACKAGED BOOSTER PUMP SETS | 221123.13 - DOMESTIC WATER PACKAGED BOOSTER PUMP SETS | E | Type PU-RF-2 | 1 | Set | 1500 | 1500 | [5 empty] | Type PU-RF-2 | 1 | Set | 1500 | 1500
FAZ | 22 | PLUMBING | 221123.13 | DOMESTIC WATER PACKAGED BOOSTER PUMP SETS | ME | Item | 749 | In-Line Circulators | In-Line Circulators | F | Spare parts as specified for packaged booster pumps | 1 | Item | 310 | 310 | [5 empty] | Spare parts as specified for packaged booster pumps |  | Item | 310 | 310
FAZ | 22 | PLUMBING | 221316 | SANITARY WASTE AND VENT PIPING | ME | Other | 750 | 221316 - SANITARY WASTE AND VENT PIPING | 221316 - SANITARY WASTE AND VENT PIPING |  | 221316 - SANITARY WASTE AND VENT PIPING | [9 empty] | 221316 - SANITARY WASTE AND VENT PIPING
FAZ | 22 | PLUMBING | 221316 | SANITARY WASTE AND VENT PIPING | ME | Other | 751 | Above Ground / Underground , Soil, Waste and Vent Piping | Above Ground / Underground , Soil, Waste and Vent Piping |  | Above Ground / Underground , Soil, Waste and Vent Piping | [9 empty] | Above Ground / Underground , Soil, Waste and Vent Piping
FAZ | 22 | PLUMBING | 221316 | SANITARY WASTE AND VENT PIPING | ME | Other | 752 | PVC pipes | PVC pipes |  | PVC pipes | [9 empty] | PVC pipes
FAZ | 22 | PLUMBING | 221316 | SANITARY WASTE AND VENT PIPING | ME | Item | 753 | Above Ground / Underground , Soil, Waste and Vent Piping | Above Ground / Underground , Soil, Waste and Vent Piping | G | 32dn | 167 | m | 13 | 2171 | [5 empty] | 32dn | 167 | m | 13 | 2171
FAZ | 22 | PLUMBING | 221316 | SANITARY WASTE AND VENT PIPING | ME | Item | 754 | PVC pipes | PVC pipes | H | 50 dn | 475 | m | 15 | 7125 | [5 empty] | 50 dn | 475 | m | 15 | 7125
FAZ | 22 | PLUMBING | 221316 | SANITARY WASTE AND VENT PIPING | ME | Item | 755 | Above Ground / Underground , Soil, Waste and Vent Piping | Above Ground / Underground , Soil, Waste and Vent Piping | J | 82 dn | 97 | m | 18 | 1746 | [5 empty] | 82 dn | 97 | m | 18 | 1746
FAZ | 22 | PLUMBING | 221316 | SANITARY WASTE AND VENT PIPING | ME | Item | 756 | PVC pipes | PVC pipes | K | 110 dn | 265 | m | 20 | 5300 | [5 empty] | 110 dn | 265 | m | 20 | 5300
FAZ | 22 | PLUMBING | 221316 | SANITARY WASTE AND VENT PIPING | ME | Item | 757 | Above Ground / Underground , Soil, Waste and Vent Piping | Above Ground / Underground , Soil, Waste and Vent Piping | L | 150 dn | 55 | m | 25 | 1375 | [5 empty] | 150 dn | 55 | m | 25 | 1375
FAZ | 22 | PLUMBING | 221316 | SANITARY WASTE AND VENT PIPING | ME | Other | 758 | Underground, soil, waste and vent piping connecting inspection chambers | Underground, soil, waste and vent piping connecting inspection chambers |  | Underground, soil, waste and vent piping connecting inspection chambers | [9 empty] | Underground, soil, waste and vent piping connecting inspection chambers
FAZ | 22 | PLUMBING | 221316 | SANITARY WASTE AND VENT PIPING | ME | Other | 759 | PVC pipes | PVC pipes |  | PVC pipes | [9 empty] | PVC pipes
FAZ | 22 | PLUMBING | 221316 | SANITARY WASTE AND VENT PIPING | ME | Item | 760 | Underground, soil, waste and vent piping connecting inspection chambers | Underground, soil, waste and vent piping connecting inspection chambers | A | 150 dn | 185 | m | 35 | 6475 | [5 empty] | 150 dn | 185 | m | 35 | 6475
FAZ | 22 | PLUMBING | 221316 | SANITARY WASTE AND VENT PIPING | ME | Other | 761 | Inspection Chambers | Inspection Chambers |  | Inspection Chambers | [9 empty] | Inspection Chambers
FAZ | 22 | PLUMBING | 221316 | SANITARY WASTE AND VENT PIPING | ME | Item | 762 | Underground, soil, waste and vent piping connecting inspection chambers | Underground, soil, waste and vent piping connecting inspection chambers | B | Sewer Inspection Chambers | 5 | Nr | 175 | 875 | [5 empty] | Sewer Inspection Chambers | 5 | Nr | 175 | 875
FAZ | 22 | PLUMBING | 221316 | SANITARY WASTE AND VENT PIPING | ME | Other | 763 | Aboveground / Underground , Soil, Waste Force Mains | Aboveground / Underground , Soil, Waste Force Mains |  | Aboveground / Underground , Soil, Waste Force Mains | [9 empty] | Aboveground / Underground , Soil, Waste Force Mains
FAZ | 22 | PLUMBING | 221316 | SANITARY WASTE AND VENT PIPING | ME | Other | 764 | Ductile-iron pipes | Ductile-iron pipes |  | Ductile-iron pipes | [9 empty] | Ductile-iron pipes
FAZ | 22 | PLUMBING | 221316 | SANITARY WASTE AND VENT PIPING | ME | Item | 765 | Aboveground / Underground , Soil, Waste Force Mains | Aboveground / Underground , Soil, Waste Force Mains | C | 50 dn | 15 | m | 30 | 450 | [5 empty] | 50 dn | 15 | m | 30 | 450
FAZ | 22 | PLUMBING | 221316 | SANITARY WASTE AND VENT PIPING | ME | Other | 766 | Aboveground , Storm Drainage Piping | Aboveground , Storm Drainage Piping |  | Aboveground , Storm Drainage Piping | [9 empty] | Aboveground , Storm Drainage Piping
FAZ | 22 | PLUMBING | 221316 | SANITARY WASTE AND VENT PIPING | ME | Other | 767 | PVC pipes | PVC pipes |  | PVC pipes | [9 empty] | PVC pipes
FAZ | 22 | PLUMBING | 221316 | SANITARY WASTE AND VENT PIPING | ME | Item | 768 | Aboveground , Storm Drainage Piping | Aboveground , Storm Drainage Piping | D | 50 dn | 76 | m | 15 | 1140 | [5 empty] | 50 dn | 76 | m | 15 | 1140
FAZ | 22 | PLUMBING | 221316 | SANITARY WASTE AND VENT PIPING | ME | Item | 769 | PVC pipes | PVC pipes | E | 80 dn | 81 | m | 20 | 1620 | [5 empty] | 80 dn | 81 | m | 20 | 1620
FAZ | 22 | PLUMBING | 221316 | SANITARY WASTE AND VENT PIPING | ME | Item | 770 | Aboveground , Storm Drainage Piping | Aboveground , Storm Drainage Piping | F | 110 dn | 19 | m | 25 | 475 | [5 empty] | 110 dn | 19 | m | 25 | 475
FAZ | 22 | PLUMBING | 22112 | SANITARY WATER PIPING SPECIALTIES | ME | Other | 771 | 22112 - SANITARY WATER PIPING SPECIALTIES | 22112 - SANITARY WATER PIPING SPECIALTIES |  | 22112 - SANITARY WATER PIPING SPECIALTIES | [9 empty] | 22112 - SANITARY WATER PIPING SPECIALTIES
FAZ | 22 | PLUMBING | 22112 | SANITARY WATER PIPING SPECIALTIES | ME | Other | 772 | Floor drains | Floor drains |  | Floor drains | [9 empty] | Floor drains
FAZ | 22 | PLUMBING | 22112 | SANITARY WATER PIPING SPECIALTIES | ME | Item | 773 | 22112 - SANITARY WATER PIPING SPECIALTIES | 22112 - SANITARY WATER PIPING SPECIALTIES | G | Type FD-1; 82 dn | 18 | Nr | 70 | 1260 | [5 empty] | Type FD-1; 82 dn | 18 | Nr | 70 | 1260
FAZ | 22 | PLUMBING | 22112 | SANITARY WATER PIPING SPECIALTIES | ME | Item | 774 | Floor drains | Floor drains | H | Type FD-2; 100 dn | 6 | Nr |  | 0 | [5 empty] | Type FD-2; 100 dn | 6 | Nr |  | 0
FAZ | 22 | PLUMBING | 22112 | SANITARY WATER PIPING SPECIALTIES | ME | Other | 775 | Floor cleanouts | Floor cleanouts |  | Floor cleanouts | [9 empty] | Floor cleanouts
FAZ | 22 | PLUMBING | 22112 | SANITARY WATER PIPING SPECIALTIES | ME | Item | 776 | Floor drains | Floor drains | H | Type FCO; 110 dn | 5 | Nr |  | 0 | [5 empty] | Type FCO; 110 dn | 5 | Nr |  | 0
FAZ | 22 | PLUMBING | 22112 | SANITARY WATER PIPING SPECIALTIES | ME | Item | 777 | Floor cleanouts | Floor cleanouts | H | Type FCO; 100 dn | 4 | Nr | 70 | 280 | [5 empty] | Type FCO; 100 dn | 4 | Nr | 70 | 280
FAZ | 22 | PLUMBING | 22112 | SANITARY WATER PIPING SPECIALTIES | ME | Item | 778 | Floor drains | Floor drains | A | Cowls | 1 | Item | 250 | 250 | [5 empty] | Cowls |  | Item | 250 | 250
FAZ | 22 | PLUMBING | 22112 | SANITARY WATER PIPING SPECIALTIES | ME | Other | 779 | Roof drains | Roof drains |  | Roof drains | [9 empty] | Roof drains
FAZ | 22 | PLUMBING | 22112 | SANITARY WATER PIPING SPECIALTIES | ME | Item | 780 | Floor drains | Floor drains | B | Type RD-1; 82 dn | 10 | Nr | 100 | 1000 | [5 empty] | Type RD-1; 82 dn | 10 | Nr | 100 | 1000
FAZ | 22 | PLUMBING | 22112 | SANITARY WATER PIPING SPECIALTIES | ME | Item | 781 | Roof drains | Roof drains | C | Type SCD-1; 50 dn | 4 | Nr | 175 | 700 | [5 empty] | Type SCD-1; 50 dn | 4 | Nr | 175 | 700
FAZ | 22 | PLUMBING | 22112 | SANITARY WATER PIPING SPECIALTIES | ME | Other | 782 | Balcony drains | Balcony drains |  | Balcony drains | [9 empty] | Balcony drains
FAZ | 22 | PLUMBING | 22112 | SANITARY WATER PIPING SPECIALTIES | ME | Item | 783 | Roof drains | Roof drains | D | Type BD-1; 50 dn | 6 | Nr | 70 | 420 | [5 empty] | Type BD-1; 50 dn | 6 | Nr | 70 | 420
FAZ | 22 | PLUMBING | 22112 | SANITARY WATER PIPING SPECIALTIES | ME | Other | 784 | Terrace drains | Terrace drains |  | Terrace drains | [9 empty] | Terrace drains
FAZ | 22 | PLUMBING | 22112 | SANITARY WATER PIPING SPECIALTIES | ME | Item | 785 | Roof drains | Roof drains | E | Type TD-1; 82 dn | 7 | Nr | 70 | 490 | [5 empty] | Type TD-1; 82 dn | 7 | Nr | 70 | 490
FAZ | 22 | PLUMBING | 221429 | SUMP PUMPS | ME | Other | 786 | 221429 - SUMP PUMPS | 221429 - SUMP PUMPS |  | 221429 - SUMP PUMPS | [9 empty] | 221429 - SUMP PUMPS
FAZ | 22 | PLUMBING | 221429 | SUMP PUMPS | ME | Other | 787 | Duplex sump pumps | Duplex sump pumps |  | Duplex sump pumps | [9 empty] | Duplex sump pumps
FAZ | 22 | PLUMBING | 221429 | SUMP PUMPS | ME | Item | 788 | 221429 - SUMP PUMPS | 221429 - SUMP PUMPS | F | Type SP-B-01 | 1 | Set | 1000 | 1000 | [5 empty] | Type SP-B-01 | 1 | Set | 1000 | 1000
FAZ | 22 | PLUMBING | 221429 | SUMP PUMPS | ME | Item | 789 | Duplex sump pumps | Duplex sump pumps | G | Spare parts as specified for sewage and sump pumps | 1 | Item | 310 | 310 | [5 empty] | Spare parts as specified for sewage and sump pumps |  | Item | 310 | 310
FAZ | 22 | PLUMBING | 223100 | DOMESTIC WATER SOFTNERS | ME | Other | 790 | 223100 - DOMESTIC WATER SOFTNERS | 223100 - DOMESTIC WATER SOFTNERS |  | 223100 - DOMESTIC WATER SOFTNERS | [9 empty] | 223100 - DOMESTIC WATER SOFTNERS
FAZ | 22 | PLUMBING | 223100 | DOMESTIC WATER SOFTNERS | ME | Item | 791 | Duplex sump pumps | Duplex sump pumps | H | Type WS-1 | 1 | Nr | 510 | 510 | [5 empty] | Type WS-1 | 1 | Nr | 510 | 510
FAZ | 22 | PLUMBING | 223500 | DOMESTIC WATER HEAT EXCHANGERS | ME | Other | 792 | 223500- DOMESTIC WATER HEAT EXCHANGERS | 223500- DOMESTIC WATER HEAT EXCHANGERS |  | 223500- DOMESTIC WATER HEAT EXCHANGERS | [9 empty] | 223500- DOMESTIC WATER HEAT EXCHANGERS
FAZ | 22 | PLUMBING | 223500 | DOMESTIC WATER HEAT EXCHANGERS | ME | Other | 793 | Large-capacity storage heat exchangers | Large-capacity storage heat exchangers |  | Large-capacity storage heat exchangers | [9 empty] | Large-capacity storage heat exchangers
FAZ | 22 | PLUMBING | 223500 | DOMESTIC WATER HEAT EXCHANGERS | ME | Item | 794 | 223500- DOMESTIC WATER HEAT EXCHANGERS | 223500- DOMESTIC WATER HEAT EXCHANGERS | J | HWST-RF-01-1 & 2 | 2 | Nr |  | 0 | [5 empty] | HWST-RF-01-1 & 2 | 2 | Nr |  | 0
FAZ | 22 | PLUMBING | 223500 | DOMESTIC WATER HEAT EXCHANGERS | ME | Item | 795 | Large-capacity storage heat exchangers | Large-capacity storage heat exchangers | K | HWST-RF-02-1 & 2 | 2 | Nr |  | 0 | [5 empty] | HWST-RF-02-1 & 2 | 2 | Nr |  | 0
FAZ | 22 | PLUMBING | 223500 | DOMESTIC WATER HEAT EXCHANGERS | ME | Item | 796 | 223500- DOMESTIC WATER HEAT EXCHANGERS | 223500- DOMESTIC WATER HEAT EXCHANGERS | J | EWH 50 Ltr | 10 | Nr | 85 | 850 | [5 empty] | EWH 50 Ltr | 10 | Nr | 85 | 850
FAZ | 22 | PLUMBING | 224000 | PLUMBING FIXTURES | ME | Other | 797 | 224000 - PLUMBING FIXTURES | 224000 - PLUMBING FIXTURES |  | 224000 - PLUMBING FIXTURES | [9 empty] | 224000 - PLUMBING FIXTURES
FAZ | 22 | PLUMBING | 224000 | PLUMBING FIXTURES | ME | Other | 798 | Lavatories | Lavatories |  | Lavatories | [9 empty] | Lavatories
FAZ | 22 | PLUMBING | 224000 | PLUMBING FIXTURES | ME | Item | 799 | 224000 - PLUMBING FIXTURES | 224000 - PLUMBING FIXTURES | A | Type LAV-1 | 8 | Nr | 240 | 1920 | [5 empty] | Type LAV-1 | 8 | Nr | 240 | 1920
FAZ | 22 | PLUMBING | 224000 | PLUMBING FIXTURES | ME | Item | 800 | Lavatories | Lavatories | B | Type LAV-2 | 1 | Nr | 300 | 300 | [5 empty] | Type LAV-2 | 1 | Nr | 300 | 300
FAZ | 22 | PLUMBING | 224000 | PLUMBING FIXTURES | ME | Other | 801 | Water closets | Water closets |  | Water closets | [9 empty] | Water closets
FAZ | 22 | PLUMBING | 224000 | PLUMBING FIXTURES | ME | Item | 802 | Lavatories | Lavatories | C | Type EWC-1 | 7 | Nr | 360 | 2520 | [5 empty] | Type EWC-1 | 7 | Nr | 360 | 2520
FAZ | 22 | PLUMBING | 224000 | PLUMBING FIXTURES | ME | Item | 803 | Water closets | Water closets | D | Type EWC-2 | 1 | Nr |  | 0 | [5 empty] | Type EWC-2 | 1 | Nr |  | 0
FAZ | 22 | PLUMBING | 224000 | PLUMBING FIXTURES | ME | Other | 804 | Bathtubs | Bathtubs |  | Bathtubs | [9 empty] | Bathtubs
FAZ | 22 | PLUMBING | 224000 | PLUMBING FIXTURES | ME | Item | 805 | Water closets | Water closets | E | Type BT-1 | 6 | Nr |  | 0 | [5 empty] | Type BT-1 | 6 | Nr |  | 0
FAZ | 22 | PLUMBING | 224000 | PLUMBING FIXTURES | ME | Other | 806 | Showers | Showers |  | Showers | [9 empty] | Showers
FAZ | 22 | PLUMBING | 224000 | PLUMBING FIXTURES | ME | Item | 807 | Water closets | Water closets | D | Type SH-1 | 6 | Nr | 440 | 2640 | [5 empty] | Type SH-1 | 6 | Nr | 440 | 2640
FAZ | 22 | PLUMBING | 224000 | PLUMBING FIXTURES | ME | Other | 808 | Sinks | Sinks |  | Sinks | [9 empty] | Sinks
FAZ | 22 | PLUMBING | 224000 | PLUMBING FIXTURES | ME | Item | 809 | Water closets | Water closets | E | Type MS-1 | 1 | Nr | 175 | 175 | [5 empty] | Type MS-1 | 1 | Nr | 175 | 175
FAZ | 22 | PLUMBING | 224000 | PLUMBING FIXTURES | ME | Item | 810 | Sinks | Sinks | F | Type KS-1 | 9 | Nr | 150 | 1350 | [5 empty] | Type KS-1 | 9 | Nr | 150 | 1350
FAZ | 22 | PLUMBING | 224000 | PLUMBING FIXTURES | ME | Item | 811 | Water closets | Water closets | J | Type KS-2 | 1 | Nr |  | 0 | [5 empty] | Type KS-2 | 1 | Nr |  | 0
FAZ | 22 | PLUMBING | 224000 | PLUMBING FIXTURES | ME | Other | 812 | Sinks | Sinks | BILL NO. 22 - PLUMBING
FAZ | 22 | PLUMBING | To Summary | To Summary |  | Bill Sum | 813 | Water closets | Water closets | To Summary |  |  |  | J.D | 0 | [8 empty] | J.D | 95927
FAZ | 23 | HEATING, VENTILATING AND AIR CONDITIONING | 230713 | DUCT INSULATION | ME | Other | 814 | Sinks | Sinks | BILL NO. 23
FAZ | 23 | HEATING, VENTILATING AND AIR CONDITIONING | 230713 | DUCT INSULATION | ME | Other | 815 | Water closets | Water closets | HEATING, VENTILATING AND AIR CONDITIONING
FAZ | 23 | HEATING, VENTILATING AND AIR CONDITIONING | 230713 | DUCT INSULATION | ME | Other | 816 | Sinks | Sinks | Item | Description | Qty | Unit | Rate | Amount | [5 empty] | Description | Qty | Unit | Rate | Amount
FAZ | 23 | HEATING, VENTILATING AND AIR CONDITIONING | 230713 | DUCT INSULATION | ME | Other | 817 | Water closets | Water closets | [5 empty] | J.D | [9 empty] | J.D
FAZ | 23 | HEATING, VENTILATING AND AIR CONDITIONING | 230713 | DUCT INSULATION | ME | Other | 818 | 230713 - DUCT INSULATION | 230713 - DUCT INSULATION |  | 230713 - DUCT INSULATION | [9 empty] | 230713 - DUCT INSULATION
FAZ | 23 | HEATING, VENTILATING AND AIR CONDITIONING | 230713 | DUCT INSULATION | ME | Other | 819 | Indoor Duct And Plenum Insulation | Indoor Duct And Plenum Insulation |  | Indoor Duct And Plenum Insulation | [9 empty] | Indoor Duct And Plenum Insulation
FAZ | 23 | HEATING, VENTILATING AND AIR CONDITIONING | 230713 | DUCT INSULATION | ME | Other | 820 | Rectangular, supply and Return ducts, concealed | Rectangular, supply and Return ducts, concealed |  | Rectangular, supply and Return ducts, concealed | [9 empty] | Rectangular, supply and Return ducts, concealed
FAZ | 23 | HEATING, VENTILATING AND AIR CONDITIONING | 230713 | DUCT INSULATION | ME | Item | 821 | Indoor Duct And Plenum Insulation | Indoor Duct And Plenum Insulation | A | 50 mm thick Mineral Fiber Blanket | 70 | m2 | 70 | 4900 | [5 empty] | 50 mm thick Mineral Fiber Blanket | 70 | m2 | 70 | 4900
FAZ | 23 | HEATING, VENTILATING AND AIR CONDITIONING | 230713 | DUCT INSULATION | ME | Other | 822 | Rectangular, treated fresh air ducts, concealed | Rectangular, treated fresh air ducts, concealed |  | Rectangular, treated fresh air ducts, concealed | [9 empty] | Rectangular, treated fresh air ducts, concealed
FAZ | 23 | HEATING, VENTILATING AND AIR CONDITIONING | 230713 | DUCT INSULATION | ME | Item | 823 | Indoor Duct And Plenum Insulation | Indoor Duct And Plenum Insulation | B | 50 mm thick Mineral Fiber Blanket | 50 | m2 | 80 | 4000 | [5 empty] | 50 mm thick Mineral Fiber Blanket | 50 | m2 | 80 | 4000
FAZ | 23 | HEATING, VENTILATING AND AIR CONDITIONING | 230713 | DUCT INSULATION | ME | Other | 824 | Rectangular, range-hood exhaust ducts, concealed | Rectangular, range-hood exhaust ducts, concealed |  | Rectangular, range-hood exhaust ducts, concealed | [9 empty] | Rectangular, range-hood exhaust ducts, concealed
FAZ | 23 | HEATING, VENTILATING AND AIR CONDITIONING | 230713 | DUCT INSULATION | ME | Item | 825 | Indoor Duct And Plenum Insulation | Indoor Duct And Plenum Insulation | C | 25 mm thick Mineral Fiber Board | 90 | m2 |  | 0 | [5 empty] | 25 mm thick Mineral Fiber Board | 90 | m2 |  | 0
FAZ | 23 | HEATING, VENTILATING AND AIR CONDITIONING | 230713 | DUCT INSULATION | ME | Other | 826 | Outdoor Duct And Plenum Insulation | Rectangular, supply and Return ducts, concealed |  | Outdoor Duct And Plenum Insulation | [9 empty] | Outdoor Duct And Plenum Insulation
FAZ | 23 | HEATING, VENTILATING AND AIR CONDITIONING | 230713 | DUCT INSULATION | ME | Other | 827 | Outdoor Duct And Plenum Insulation | Rectangular, supply and Return ducts, concealed |  | Rectangular, supply and Return ducts, concealed | [9 empty] | Rectangular, supply and Return ducts, concealed
FAZ | 23 | HEATING, VENTILATING AND AIR CONDITIONING | 230713 | DUCT INSULATION | ME | Item | 828 | Outdoor Duct And Plenum Insulation | Rectangular, supply and Return ducts, concealed | D | 50 mm thick Mineral Fiber Blanket with Al jacketing | 150 | m2 |  | 0 | [5 empty] | 50 mm thick Mineral Fiber Blanket with Al jacketing | 150 | m2 |  | 0
FAZ | 23 | HEATING, VENTILATING AND AIR CONDITIONING | 230713 | DUCT INSULATION | ME | Other | 829 | Boiler Breeching And Connector Insulation | Round |  | Boiler Breeching And Connector Insulation | [9 empty] | Boiler Breeching And Connector Insulation
FAZ | 23 | HEATING, VENTILATING AND AIR CONDITIONING | 230713 | DUCT INSULATION | ME | Other | 830 | Boiler Breeching And Connector Insulation | Round |  | Round | [9 empty] | Round
FAZ | 23 | HEATING, VENTILATING AND AIR CONDITIONING | 230713 | DUCT INSULATION | ME | Item | 831 | Boiler Breeching And Connector Insulation | Round | E | 50 mm thick Calcium Cilicate with Al jacketing | 30 | m2 |  | 0 | [5 empty] | 50 mm thick Calcium Cilicate with Al jacketing | 30 | m2 |  | 0
FAZ | 23 | HEATING, VENTILATING AND AIR CONDITIONING | 230719 | HVAC PIPE INSULATION | ME | Other | 832 | 230719 - HVAC PIPE INSULATION | 230719 - HVAC PIPE INSULATION |  | 230719 - HVAC PIPE INSULATION | [9 empty] | 230719 - HVAC PIPE INSULATION
FAZ | 23 | HEATING, VENTILATING AND AIR CONDITIONING | 230719 | HVAC PIPE INSULATION | ME | Other | 833 | Interior Insulation | Condensate drain piping |  | Interior Insulation | [9 empty] | Interior Insulation
FAZ | 23 | HEATING, VENTILATING AND AIR CONDITIONING | 230719 | HVAC PIPE INSULATION | ME | Other | 834 | Interior Insulation | Condensate drain piping |  | Condensate drain piping | [9 empty] | Condensate drain piping
FAZ | 23 | HEATING, VENTILATING AND AIR CONDITIONING | 230719 | HVAC PIPE INSULATION | ME | Other | 835 | Condensate drain piping | 19 mm thick |  | 19 mm thick | [9 empty] | 19 mm thick
FAZ | 23 | HEATING, VENTILATING AND AIR CONDITIONING | 230719 | HVAC PIPE INSULATION | ME | Item | 836 | Interior Insulation | Condensate drain piping | A | 20 dn | 60 | m | 25 | 1500 | [5 empty] | 20 dn | 60 | m | 25 | 1500
FAZ | 23 | HEATING, VENTILATING AND AIR CONDITIONING | 230719 | HVAC PIPE INSULATION | ME | Other | 837 | Heating hot-water supply and return, concealed | Heating hot-water supply and return, concealed |  | Heating hot-water supply and return, concealed | [9 empty] | Heating hot-water supply and return, concealed
FAZ | 23 | HEATING, VENTILATING AND AIR CONDITIONING | 230719 | HVAC PIPE INSULATION | ME | Other | 838 | Heating hot-water supply and return, concealed | 25 mm thick |  | 25 mm thick | [9 empty] | 25 mm thick
FAZ | 23 | HEATING, VENTILATING AND AIR CONDITIONING | 230719 | HVAC PIPE INSULATION | ME | Item | 839 | Heating hot-water supply and return, concealed |  | B | 20 dn | 5 | m | 30 | 150 | [5 empty] | 20 dn | 5 | m | 30 | 150
FAZ | 23 | HEATING, VENTILATING AND AIR CONDITIONING | 230719 | HVAC PIPE INSULATION | ME | Item | 840 | Heating hot-water supply and return, concealed |  | C | 25 dn | 50 | m | 30 | 1500 | [5 empty] | 25 dn | 50 | m | 30 | 1500
FAZ | 23 | HEATING, VENTILATING AND AIR CONDITIONING | 230719 | HVAC PIPE INSULATION | ME | Item | 841 | Heating hot-water supply and return, concealed |  | D | 32 dn | 3 | m | 35 | 105 | [5 empty] | 32 dn | 3 | m | 35 | 105
FAZ | 23 | HEATING, VENTILATING AND AIR CONDITIONING | 230719 | HVAC PIPE INSULATION | ME | Item | 842 | Heating hot-water supply and return, concealed |  | E | 40 dn | 150 | m |  | 0 | [5 empty] | 40 dn | 150 | m |  | 0
FAZ | 23 | HEATING, VENTILATING AND AIR CONDITIONING | 230719 | HVAC PIPE INSULATION | ME | Other | 843 | Heating hot-water supply and return, concealed | 38 mm thick |  | 38 mm thick | [9 empty] | 38 mm thick
FAZ | 23 | HEATING, VENTILATING AND AIR CONDITIONING | 230719 | HVAC PIPE INSULATION | ME | Item | 844 | Heating hot-water supply and return, concealed | 38 mm thick | F | 65 dn | 70 | m |  | 0 | [5 empty] | 65 dn | 70 | m |  | 0
FAZ | 23 | HEATING, VENTILATING AND AIR CONDITIONING | 230719 | HVAC PIPE INSULATION | ME | Other | 845 | Heating hot-water supply and return, concealed | Heating hot-water supply and return, on all pipes running in mechanical rooms or exposed to view with AL jacketing |  | Heating hot-water supply and return, on all pipes running in mechanical rooms or exposed to view with AL jacketing | [9 empty] | Heating hot-water supply and return, on all pipes running in mechanical rooms or exposed to view with AL jacketing
FAZ | 23 | HEATING, VENTILATING AND AIR CONDITIONING | 230719 | HVAC PIPE INSULATION | ME | Other | 846 | Heating hot-water supply and return, concealed | 50 mm thick |  | 50 mm thick | [9 empty] | 50 mm thick
FAZ | 23 | HEATING, VENTILATING AND AIR CONDITIONING | 230719 | HVAC PIPE INSULATION | ME | Item | 847 | Heating hot-water supply and return, concealed | Heating hot-water supply and return, on all pipes running in mechanical rooms or exposed to view with AL jacketing | E | 40 dn | 17 | m |  | 0 | [5 empty] | 40 dn | 17 | m |  | 0
FAZ | 23 | HEATING, VENTILATING AND AIR CONDITIONING | 230719 | HVAC PIPE INSULATION | ME | Item | 848 | Heating hot-water supply and return, concealed | 50 mm thick | F | 65 dn | 15 | m |  | 0 | [5 empty] | 65 dn | 15 | m |  | 0
FAZ | 23 | HEATING, VENTILATING AND AIR CONDITIONING | 230719 | HVAC PIPE INSULATION | ME | Item | 849 | Heating hot-water supply and return, concealed | Heating hot-water supply and return, on all pipes running in mechanical rooms or exposed to view with AL jacketing | G | 80 dn | 50 | m |  | 0 | [5 empty] | 80 dn | 50 | m |  | 0
FAZ | 23 | HEATING, VENTILATING AND AIR CONDITIONING | 230900 | BUILDING MANAGEMENT SYSTEM (BMS), INSTRUMENTATION AND CONTROLS | ME | Other | 850 | 230900 - BUILDING MANAGEMENT SYSTEM (BMS), INSTRUMENTATION AND CONTROLS | 230900 - BUILDING MANAGEMENT SYSTEM (BMS), INSTRUMENTATION AND CONTROLS |  | 230900 - BUILDING MANAGEMENT SYSTEM (BMS), INSTRUMENTATION AND CONTROLS | [9 empty] | 230900 - BUILDING MANAGEMENT SYSTEM (BMS), INSTRUMENTATION AND CONTROLS
FAZ | 23 | HEATING, VENTILATING AND AIR CONDITIONING | 230900 | BUILDING MANAGEMENT SYSTEM (BMS), INSTRUMENTATION AND CONTROLS | ME | Other | 851 | System complete as specified and as shown on drawings | System complete as specified and as shown on drawings |  | System complete as specified and as shown on drawings | [9 empty] | System complete as specified and as shown on drawings
FAZ | 23 | HEATING, VENTILATING AND AIR CONDITIONING | 230900 | BUILDING MANAGEMENT SYSTEM (BMS), INSTRUMENTATION AND CONTROLS | ME | Item | 852 | 230900 - BUILDING MANAGEMENT SYSTEM (BMS), INSTRUMENTATION AND CONTROLS | 230900 - BUILDING MANAGEMENT SYSTEM (BMS), INSTRUMENTATION AND CONTROLS | A | Spare parts as specified for BMS |  | Item |  | 0 | [5 empty] | Spare parts as specified for BMS |  | Item
FAZ | 23 | HEATING, VENTILATING AND AIR CONDITIONING | 231113 | FACILITY FUEL OIL PIPING | ME | Other | 853 | 231113 - FACILITY FUEL OIL PIPING | 231113 - FACILITY FUEL OIL PIPING |  | 231113 - FACILITY FUEL OIL PIPING | [9 empty] | 231113 - FACILITY FUEL OIL PIPING
FAZ | 23 | HEATING, VENTILATING AND AIR CONDITIONING | 231113 | FACILITY FUEL OIL PIPING | ME | Other | 854 | Black steel pipes and fittings | Black steel pipes and fittings |  | Black steel pipes and fittings | [9 empty] | Black steel pipes and fittings
FAZ | 23 | HEATING, VENTILATING AND AIR CONDITIONING | 231113 | FACILITY FUEL OIL PIPING | ME | Item | 855 | 231113 - FACILITY FUEL OIL PIPING | 231113 - FACILITY FUEL OIL PIPING | B | 15 dn | 11 | m |  | 0 | [5 empty] | 15 dn | 11 | m
FAZ | 23 | HEATING, VENTILATING AND AIR CONDITIONING | 231113 | FACILITY FUEL OIL PIPING | ME | Item | 856 | Black steel pipes and fittings | Black steel pipes and fittings | A | 20 dn | 8 | m | 25 | 200 | [5 empty] | 20 dn | 8 | m | 25 | 200
FAZ | 23 | HEATING, VENTILATING AND AIR CONDITIONING | 231113 | FACILITY FUEL OIL PIPING | ME | Other | 857 | Valves | Valves |  | Valves | [9 empty] | Valves
FAZ | 23 | HEATING, VENTILATING AND AIR CONDITIONING | 231113 | FACILITY FUEL OIL PIPING | ME | Other | 858 | Gate valves | Gate valves |  | Gate valves | [9 empty] | Gate valves
FAZ | 23 | HEATING, VENTILATING AND AIR CONDITIONING | 231113 | FACILITY FUEL OIL PIPING | ME | Item | 859 | Valves | Valves | B | 20 dn | 1 | Item | 310 | 310 | [5 empty] | 20 dn |  | Item | 310 | 310
FAZ | 23 | HEATING, VENTILATING AND AIR CONDITIONING | 231113 | FACILITY FUEL OIL PIPING | ME | Other | 860 | Check valves | Check valves |  | Check valves | [9 empty] | Check valves
FAZ | 23 | HEATING, VENTILATING AND AIR CONDITIONING | 231113 | FACILITY FUEL OIL PIPING | ME | Item | 861 | Valves | Valves | C | 20 dn | 1 | Item | 310 | 310 | [5 empty] | 20 dn |  | Item | 310 | 310
FAZ | 23 | HEATING, VENTILATING AND AIR CONDITIONING | 231113 | FACILITY FUEL OIL PIPING | ME | Other | 862 | Fuel oil storage tanks | Fuel oil storage tanks |  | Fuel oil storage tanks | [9 empty] | Fuel oil storage tanks
FAZ | 23 | HEATING, VENTILATING AND AIR CONDITIONING | 231113 | FACILITY FUEL OIL PIPING | ME | Item | 863 | Valves | Valves | F | Type FOT-01 | 3 | Nr |  | 0 | [5 empty] | Type FOT-01 | 3 | Nr |  | 0
FAZ | 23 | HEATING, VENTILATING AND AIR CONDITIONING | 231113 | FACILITY FUEL OIL PIPING | ME | Item | 864 | Fuel oil storage tanks | Fuel oil storage tanks | D | Type FOT-02 | 2 | Nr | 600 | 1200 | [5 empty] | Type FOT-02 | 2 | Nr | 600 | 1200
FAZ | 23 | HEATING, VENTILATING AND AIR CONDITIONING | 231113 | FACILITY FUEL OIL PIPING | ME | Other | 865 | Strainer | Strainer |  | Strainer | [9 empty] | Strainer
FAZ | 23 | HEATING, VENTILATING AND AIR CONDITIONING | 231113 | FACILITY FUEL OIL PIPING | ME | Item | 866 | Fuel oil storage tanks | Fuel oil storage tanks | E | 20 dn | 1 | Nr | 190 | 190 | [5 empty] | 20 dn | 1 | Nr | 190 | 190
FAZ | 23 | HEATING, VENTILATING AND AIR CONDITIONING | 231126 | FACILITY LIQUEFIED PETROLIUM GAS PIPING | ME | Other | 867 | 231126 - FACILITY LIQUEFIED PETROLIUM GAS PIPING | 231126 - FACILITY LIQUEFIED PETROLIUM GAS PIPING |  | 231126 - FACILITY LIQUEFIED PETROLIUM GAS PIPING | [9 empty] | 231126 - FACILITY LIQUEFIED PETROLIUM GAS PIPING
FAZ | 23 | HEATING, VENTILATING AND AIR CONDITIONING | 231126 | FACILITY LIQUEFIED PETROLIUM GAS PIPING | ME | Other | 868 | Aboveground pipes and fittings | Black steel pipes and fittings |  | Aboveground pipes and fittings | [9 empty] | Aboveground pipes and fittings
FAZ | 23 | HEATING, VENTILATING AND AIR CONDITIONING | 231126 | FACILITY LIQUEFIED PETROLIUM GAS PIPING | ME | Other | 869 | Aboveground pipes and fittings | Black steel pipes and fittings |  | Black steel pipes and fittings | [9 empty] | Black steel pipes and fittings
FAZ | 23 | HEATING, VENTILATING AND AIR CONDITIONING | 231126 | FACILITY LIQUEFIED PETROLIUM GAS PIPING | ME | Item | 870 | Aboveground pipes and fittings | Black steel pipes and fittings | A | 32 dn | 30 | m |  | 0 | [5 empty] | 32 dn | 30 | m |  | 0
FAZ | 23 | HEATING, VENTILATING AND AIR CONDITIONING | 231126 | FACILITY LIQUEFIED PETROLIUM GAS PIPING | ME | Other | 871 | Copper pipes running under tiles | Copper pipes running under tiles |  | Copper pipes running under tiles | [9 empty] | Copper pipes running under tiles
FAZ | 23 | HEATING, VENTILATING AND AIR CONDITIONING | 231126 | FACILITY LIQUEFIED PETROLIUM GAS PIPING | ME | Item | 872 | Aboveground pipes and fittings | Black steel pipes and fittings | B | 22 dn | 25 | m |  | 0 | [5 empty] | 22 dn | 25 | m |  | 0
FAZ | 23 | HEATING, VENTILATING AND AIR CONDITIONING | 231126 | FACILITY LIQUEFIED PETROLIUM GAS PIPING | ME | Item | 873 | Copper pipes running under tiles | Copper pipes running under tiles | C | 35 dn | 5 | m |  | 0 | [5 empty] | 35 dn | 5 | m |  | 0
FAZ | 23 | HEATING, VENTILATING AND AIR CONDITIONING | 231126 | FACILITY LIQUEFIED PETROLIUM GAS PIPING | ME | Item | 874 | Aboveground pipes and fittings | Black steel pipes and fittings | D | Gas Tank, with gas vaporiser and all other accessories | 1 | Nr |  | 0 | [5 empty] | Gas Tank, with gas vaporiser and all other accessories | 1 | Nr |  | 0
FAZ | 23 | HEATING, VENTILATING AND AIR CONDITIONING | 231126 | FACILITY LIQUEFIED PETROLIUM GAS PIPING | ME | Other | 875 | Gas panels | Gas panels |  | Gas panels | [9 empty] | Gas panels
FAZ | 23 | HEATING, VENTILATING AND AIR CONDITIONING | 231126 | FACILITY LIQUEFIED PETROLIUM GAS PIPING | ME | Item | 876 | Aboveground pipes and fittings | Black steel pipes and fittings | E | For Main Kitchen | 1 | Nr |  | 0 | [5 empty] | For Main Kitchen | 1 | Nr |  | 0
FAZ | 23 | HEATING, VENTILATING AND AIR CONDITIONING | 231126 | FACILITY LIQUEFIED PETROLIUM GAS PIPING | ME | Other | 877 | Solenoid valve | Solenoid valve |  | Solenoid valve | [9 empty] | Solenoid valve
FAZ | 23 | HEATING, VENTILATING AND AIR CONDITIONING | 231126 | FACILITY LIQUEFIED PETROLIUM GAS PIPING | ME | Item | 878 | Aboveground pipes and fittings | Black steel pipes and fittings | F | 32 dn | 1 | Nr |  | 0 | [5 empty] | 32 dn | 1 | Nr |  | 0
FAZ | 23 | HEATING, VENTILATING AND AIR CONDITIONING | 231126 | FACILITY LIQUEFIED PETROLIUM GAS PIPING | ME | Other | 879 | Excess flow shut-off valve | Excess flow shut-off valve |  | Excess flow shut-off valve | [9 empty] | Excess flow shut-off valve
FAZ | 23 | HEATING, VENTILATING AND AIR CONDITIONING | 231126 | FACILITY LIQUEFIED PETROLIUM GAS PIPING | ME | Item | 880 | Aboveground pipes and fittings | Black steel pipes and fittings | G | 32 dn | 1 | Nr |  | 0 | [5 empty] | 32 dn | 1 | Nr |  | 0
FAZ | 23 | HEATING, VENTILATING AND AIR CONDITIONING | 231126 | FACILITY LIQUEFIED PETROLIUM GAS PIPING | ME | Item | 881 | Excess flow shut-off valve | Excess flow shut-off valve | H | Gas leak detection system complete with all Accessories |  | Item |  | 0 | [5 empty] | Gas leak detection system complete with all Accessories |  | Item
FAZ | 23 | HEATING, VENTILATING AND AIR CONDITIONING | 232113 | HYDRONIC PIPING | ME | Other | 882 | 232113 - HYDRONIC PIPING | 232113 - HYDRONIC PIPING |  | 232113 - HYDRONIC PIPING | [9 empty] | 232113 - HYDRONIC PIPING
FAZ | 23 | HEATING, VENTILATING AND AIR CONDITIONING | 232113 | HYDRONIC PIPING | ME | Other | 883 | Hot Water Pipes | Black steel pipes and fittings |  | Hot Water Pipes | [9 empty] | Hot Water Pipes
FAZ | 23 | HEATING, VENTILATING AND AIR CONDITIONING | 232113 | HYDRONIC PIPING | ME | Other | 884 | Hot Water Pipes | Black steel pipes and fittings |  | Black steel pipes and fittings | [9 empty] | Black steel pipes and fittings
FAZ | 23 | HEATING, VENTILATING AND AIR CONDITIONING | 232113 | HYDRONIC PIPING | ME | Item | 885 | Hot Water Pipes | Black steel pipes and fittings | A | 20 dn | 5 | m | 20 | 100 | [5 empty] | 20 dn | 5 | m | 20 | 100
FAZ | 23 | HEATING, VENTILATING AND AIR CONDITIONING | 232113 | HYDRONIC PIPING | ME | Item | 886 | Hot Water Pipes | Black steel pipes and fittings | B | 25 dn | 50 | m | 25 | 1250 | [5 empty] | 25 dn | 50 | m | 25 | 1250
FAZ | 23 | HEATING, VENTILATING AND AIR CONDITIONING | 232113 | HYDRONIC PIPING | ME | Item | 887 | Hot Water Pipes | Black steel pipes and fittings | A | 32 dn | 3 | m | 25 | 75 | [5 empty] | 32 dn | 3 | m | 25 | 75
FAZ | 23 | HEATING, VENTILATING AND AIR CONDITIONING | 232113 | HYDRONIC PIPING | ME | Item | 888 | Hot Water Pipes | Black steel pipes and fittings | B | 40 dn | 170 | m |  | 0 | [5 empty] | 40 dn | 170 | m |  | 0
FAZ | 23 | HEATING, VENTILATING AND AIR CONDITIONING | 232113 | HYDRONIC PIPING | ME | Item | 889 | Hot Water Pipes | Black steel pipes and fittings | C | 50 dn | 175 | m |  | 0 | [5 empty] | 50 dn | 175 | m |  | 0
FAZ | 23 | HEATING, VENTILATING AND AIR CONDITIONING | 232113 | HYDRONIC PIPING | ME | Item | 890 | Hot Water Pipes | Black steel pipes and fittings | D | 65 dn | 105 | m |  | 0 | [5 empty] | 65 dn | 105 | m |  | 0
FAZ | 23 | HEATING, VENTILATING AND AIR CONDITIONING | 232113 | HYDRONIC PIPING | ME | Item | 891 | Hot Water Pipes | Black steel pipes and fittings | E | 80 dn | 50 | m |  | 0 | [5 empty] | 80 dn | 50 | m |  | 0
FAZ | 23 | HEATING, VENTILATING AND AIR CONDITIONING | 232113 | HYDRONIC PIPING | ME | Other | 892 | PEX-A Flexible pipe, complete with fittings, valves, controls , joints, flexible connectors, unions, flanges, couplings, sleeves and all the accessories required for system operation, maintenance and occupants comfort. | PEX-A Flexible pipe, complete with fittings, valves, controls , joints, flexible connectors, unions, flanges, couplings, sleeves and all the accessories required for system operation, maintenance and occupants comfort. |  | PEX-A Flexible pipe, complete with fittings, valves, controls , joints, flexible connectors, unions, flanges, couplings, sleeves and all the accessories required for system operation, maintenance and occupants comfort. | [9 empty] | PEX-A Flexible pipe, complete with fittings, valves, controls , joints, flexible connectors, unions, flanges, couplings, sleeves and all the accessories required for system operation, maintenance and occupants comfort.
FAZ | 23 | HEATING, VENTILATING AND AIR CONDITIONING | 232113 | HYDRONIC PIPING | ME | Item | 893 | Hot Water Pipes | Black steel pipes and fittings | B | 16 dn | 278 | m | 4 | 1112 | [5 empty] | 16 dn | 278 | m | 4 | 1112
FAZ | 23 | HEATING, VENTILATING AND AIR CONDITIONING | 232113 | HYDRONIC PIPING | ME | Other | 894 | Condensate Drain Pipes | PVC pipes and fittings |  | Condensate Drain Pipes | [9 empty] | Condensate Drain Pipes
FAZ | 23 | HEATING, VENTILATING AND AIR CONDITIONING | 232113 | HYDRONIC PIPING | ME | Other | 895 | Condensate Drain Pipes | PVC pipes and fittings |  | PVC pipes and fittings | [9 empty] | PVC pipes and fittings
FAZ | 23 | HEATING, VENTILATING AND AIR CONDITIONING | 232113 | HYDRONIC PIPING | ME | Item | 896 | Condensate Drain Pipes | PVC pipes and fittings | C | 20 dn | 100 | m | 9 | 900 | [5 empty] | 20 dn | 100 | m | 9 | 900
FAZ | 23 | HEATING, VENTILATING AND AIR CONDITIONING | 232113 | HYDRONIC PIPING | ME | Other | 897 | Valves | Valves |  | Valves | [9 empty] | Valves
FAZ | 23 | HEATING, VENTILATING AND AIR CONDITIONING | 232113 | HYDRONIC PIPING | ME | Item | 898 | Condensate Drain Pipes | PVC pipes and fittings | H | Ball valves |  | Item |  | 0 | [5 empty] | Ball valves |  | Item
FAZ | 23 | HEATING, VENTILATING AND AIR CONDITIONING | 232113 | HYDRONIC PIPING | ME | Other | 899 | Hydronic Specialties | Expansion Tanks |  | Hydronic Specialties | [9 empty] | Hydronic Specialties
FAZ | 23 | HEATING, VENTILATING AND AIR CONDITIONING | 232113 | HYDRONIC PIPING | ME | Other | 900 | Hydronic Specialties | Expansion Tanks |  | Expansion Tanks | [9 empty] | Expansion Tanks
FAZ | 23 | HEATING, VENTILATING AND AIR CONDITIONING | 232113 | HYDRONIC PIPING | ME | Item | 901 | Hydronic Specialties | Expansion Tanks | J | Type ET-01 | 1 | Nr |  | 0 | [5 empty] | Type ET-01 | 1 | Nr
FAZ | 23 | HEATING, VENTILATING AND AIR CONDITIONING | 232123 | HYDRONIC PUMPS | ME | Other | 902 | 232123 - HYDRONIC PUMPS | 232123 - HYDRONIC PUMPS |  | 232123 - HYDRONIC PUMPS | [9 empty] | 232123 - HYDRONIC PUMPS
FAZ | 23 | HEATING, VENTILATING AND AIR CONDITIONING | 232123 | HYDRONIC PUMPS | ME | Other | 903 | Centrifugal Flexible-coupled end suction pumps | Centrifugal Flexible-coupled end suction pumps |  | Centrifugal Flexible-coupled end suction pumps | [9 empty] | Centrifugal Flexible-coupled end suction pumps
FAZ | 23 | HEATING, VENTILATING AND AIR CONDITIONING | 232123 | HYDRONIC PUMPS | ME | Item | 904 | 232123 - HYDRONIC PUMPS | 232123 - HYDRONIC PUMPS | A | HWP-GF-01-1 | 2 | Nr |  | 0 | [5 empty] | HWP-GF-01-1 | 2 | Nr |  | 0
FAZ | 23 | HEATING, VENTILATING AND AIR CONDITIONING | 232123 | HYDRONIC PUMPS | ME | Item | 905 | Centrifugal Flexible-coupled end suction pumps | Centrifugal Flexible-coupled end suction pumps | B | HWP-GF-01-2 | 2 | Nr |  | 0 | [5 empty] | HWP-GF-01-2 | 2 | Nr |  | 0
FAZ | 23 | HEATING, VENTILATING AND AIR CONDITIONING | 232123 | HYDRONIC PUMPS | ME | Item | 906 | 232123 - HYDRONIC PUMPS | 232123 - HYDRONIC PUMPS | C | HWP-GF-01-3 | 2 | Nr |  | 0 | [5 empty] | HWP-GF-01-3 | 2 | Nr |  | 0
FAZ | 23 | HEATING, VENTILATING AND AIR CONDITIONING | 232123 | HYDRONIC PUMPS | ME | Item | 907 | Centrifugal Flexible-coupled end suction pumps | Centrifugal Flexible-coupled end suction pumps | D | Type SHP-RF-01 | 2 | Nr |  | 0 | [5 empty] | Type SHP-RF-01 | 2 | Nr |  | 0
FAZ | 23 | HEATING, VENTILATING AND AIR CONDITIONING | 232123 | HYDRONIC PUMPS | ME | Item | 908 | 232123 - HYDRONIC PUMPS | 232123 - HYDRONIC PUMPS | E | Spare parts as specified for all hydronic pumps |  | Item |  | 0 | [5 empty] | Spare parts as specified for all hydronic pumps |  | Item
FAZ | 23 | HEATING, VENTILATING AND AIR CONDITIONING | 232500 | HVAC WATER TREATMENT | ME | Other | 909 | 232500- HVAC WATER TREATMENT | 232500- HVAC WATER TREATMENT |  | 232500- HVAC WATER TREATMENT | [9 empty] | 232500- HVAC WATER TREATMENT
FAZ | 23 | HEATING, VENTILATING AND AIR CONDITIONING | 232500 | HVAC WATER TREATMENT | ME | Item | 910 | 232123 - HYDRONIC PUMPS | 232123 - HYDRONIC PUMPS | F | Closed-loop chemical feed system for heating water distribution systems |  | Item |  | 0 | [5 empty] | Closed-loop chemical feed system for heating water distribution systems |  | Item
FAZ | 23 | HEATING, VENTILATING AND AIR CONDITIONING | 232500 | HVAC WATER TREATMENT | ME | Item | 911 | 232500- HVAC WATER TREATMENT | 232500- HVAC WATER TREATMENT | G | Closed-loop chemical feed system for solar hot water distribution systems |  | Item |  | 0 | [5 empty] | Closed-loop chemical feed system for solar hot water distribution systems |  | Item
FAZ | 23 | HEATING, VENTILATING AND AIR CONDITIONING | 233113 | METAL DUCTS | ME | Other | 912 | 233113- METAL DUCTS | 233113- METAL DUCTS |  | 233113- METAL DUCTS | [9 empty] | 233113- METAL DUCTS
FAZ | 23 | HEATING, VENTILATING AND AIR CONDITIONING | 233113 | METAL DUCTS | ME | Item | 913 | 232500- HVAC WATER TREATMENT | 232500- HVAC WATER TREATMENT | A | Galvanized steel ductwork | 2400 | Kg | 5 | 12000 | [5 empty] | Galvanized steel ductwork | 2400 | Kg | 5 | 12000
FAZ | 23 | HEATING, VENTILATING AND AIR CONDITIONING | 233113 | METAL DUCTS | ME | Item | 914 | 233113- METAL DUCTS | 233113- METAL DUCTS | J | Carbon steel for range hood exhaust | 402 | Kg |  | 0 | [5 empty] | Carbon steel for range hood exhaust | 402 | Kg |  | 0
FAZ | 23 | HEATING, VENTILATING AND AIR CONDITIONING | 233300 | AIR DUCT ACCESSORIES | ME | Other | 915 | 233300 - AIR DUCT ACCESSORIES | 233300 - AIR DUCT ACCESSORIES |  | 233300 - AIR DUCT ACCESSORIES | [9 empty] | 233300 - AIR DUCT ACCESSORIES
FAZ | 23 | HEATING, VENTILATING AND AIR CONDITIONING | 233300 | AIR DUCT ACCESSORIES | ME | Item | 916 | 233113- METAL DUCTS | 233113- METAL DUCTS | B | Manual volume dampers | 1 | Item | 2000 | 2000 | [5 empty] | Manual volume dampers |  | Item | 2000 | 2000
FAZ | 23 | HEATING, VENTILATING AND AIR CONDITIONING | 233300 | AIR DUCT ACCESSORIES | ME | Item | 917 | 233300 - AIR DUCT ACCESSORIES | 233300 - AIR DUCT ACCESSORIES | C | Fire dampers | 1 | Item | 1000 | 1000 | [5 empty] | Fire dampers |  | Item | 1000 | 1000
FAZ | 23 | HEATING, VENTILATING AND AIR CONDITIONING | 233300 | AIR DUCT ACCESSORIES | ME | Item | 918 | 233113- METAL DUCTS | 233113- METAL DUCTS | D | Motorized dampers | 1 | Item | 1000 | 1000 | [5 empty] | Motorized dampers |  | Item | 1000 | 1000
FAZ | 23 | HEATING, VENTILATING AND AIR CONDITIONING | 233300 | AIR DUCT ACCESSORIES | ME | Other | 919 | Flexible ducts | Flexible ducts |  | Flexible ducts | [9 empty] | Flexible ducts
FAZ | 23 | HEATING, VENTILATING AND AIR CONDITIONING | 233300 | AIR DUCT ACCESSORIES | ME | Item | 920 | 233113- METAL DUCTS | 233113- METAL DUCTS | A | 150 dn | 3 | m | 40 | 120 | [5 empty] | 150 dn | 3 | m | 40 | 120
FAZ | 23 | HEATING, VENTILATING AND AIR CONDITIONING | 233423 | POWER VENTILATOR UTILITY SET FANS | ME | Other | 921 | 233423- POWER VENTILATOR UTILITY SET FANS | 233423- POWER VENTILATOR UTILITY SET FANS |  | 233423- POWER VENTILATOR UTILITY SET FANS | [9 empty] | 233423- POWER VENTILATOR UTILITY SET FANS
FAZ | 23 | HEATING, VENTILATING AND AIR CONDITIONING | 233423 | POWER VENTILATOR UTILITY SET FANS | ME | Other | 922 | Centrifugal inline fans | Centrifugal inline fans |  | Centrifugal inline fans | [9 empty] | Centrifugal inline fans
FAZ | 23 | HEATING, VENTILATING AND AIR CONDITIONING | 233423 | POWER VENTILATOR UTILITY SET FANS | ME | Item | 923 | 233423- POWER VENTILATOR UTILITY SET FANS | 233423- POWER VENTILATOR UTILITY SET FANS | B | Type EF-GF-01 | 1 | Nr |  | 0 | [5 empty] | Type EF-GF-01 | 1 | Nr |  | 0
FAZ | 23 | HEATING, VENTILATING AND AIR CONDITIONING | 233423 | POWER VENTILATOR UTILITY SET FANS | ME | Item | 924 | Centrifugal inline fans | Centrifugal inline fans | C | Type EF-RF-01 | 1 | Nr |  | 0 | [5 empty] | Type EF-RF-01 | 1 | Nr |  | 0
FAZ | 23 | HEATING, VENTILATING AND AIR CONDITIONING | 233423 | POWER VENTILATOR UTILITY SET FANS | ME | Item | 925 | 233423- POWER VENTILATOR UTILITY SET FANS | 233423- POWER VENTILATOR UTILITY SET FANS | D | Type EF-RF-02 | 1 | Nr |  | 0 | [5 empty] | Type EF-RF-02 | 1 | Nr |  | 0
FAZ | 23 | HEATING, VENTILATING AND AIR CONDITIONING | 233423 | POWER VENTILATOR UTILITY SET FANS | ME | Item | 926 | Centrifugal inline fans | Centrifugal inline fans | E | Type EF-RF-03 | 1 | Nr |  | 0 | [5 empty] | Type EF-RF-03 | 1 | Nr |  | 0
FAZ | 23 | HEATING, VENTILATING AND AIR CONDITIONING | 233423 | POWER VENTILATOR UTILITY SET FANS | ME | Item | 927 | 233423- POWER VENTILATOR UTILITY SET FANS | 233423- POWER VENTILATOR UTILITY SET FANS | F | Type EF-RF-05 | 1 | Nr |  | 0 | [5 empty] | Type EF-RF-05 | 1 | Nr |  | 0
FAZ | 23 | HEATING, VENTILATING AND AIR CONDITIONING | 233423 | POWER VENTILATOR UTILITY SET FANS | ME | Item | 928 | Centrifugal inline fans | Centrifugal inline fans | G | Type EF-RF-06 | 1 | Nr |  | 0 | [5 empty] | Type EF-RF-06 | 1 | Nr |  | 0
FAZ | 23 | HEATING, VENTILATING AND AIR CONDITIONING | 233423 | POWER VENTILATOR UTILITY SET FANS | ME | Item | 929 | 233423- POWER VENTILATOR UTILITY SET FANS | 233423- POWER VENTILATOR UTILITY SET FANS | B | Type EF-RF-07 | 1 | Nr | 200 | 200 | [5 empty] | Type EF-RF-07 | 1 | Nr | 200 | 200
FAZ | 23 | HEATING, VENTILATING AND AIR CONDITIONING | 233423 | POWER VENTILATOR UTILITY SET FANS | ME | Item | 930 | Centrifugal inline fans | Centrifugal inline fans | J | Type EF-RF-08 | 1 | Nr |  | 0 | [5 empty] | Type EF-RF-08 | 1 | Nr |  | 0
FAZ | 23 | HEATING, VENTILATING AND AIR CONDITIONING | 233423 | POWER VENTILATOR UTILITY SET FANS | ME | Item | 931 | 233423- POWER VENTILATOR UTILITY SET FANS | 233423- POWER VENTILATOR UTILITY SET FANS | K | Type EF-RF-09 | 1 | Nr |  | 0 | [5 empty] | Type EF-RF-09 | 1 | Nr |  | 0
FAZ | 23 | HEATING, VENTILATING AND AIR CONDITIONING | 233423 | POWER VENTILATOR UTILITY SET FANS | ME | Item | 932 | Centrifugal inline fans | Centrifugal inline fans | L | Type EF-RF-10 | 1 | Nr |  | 0 | [5 empty] | Type EF-RF-10 | 1 | Nr |  | 0
FAZ | 23 | HEATING, VENTILATING AND AIR CONDITIONING | 233423 | POWER VENTILATOR UTILITY SET FANS | ME | Item | 933 | 233423- POWER VENTILATOR UTILITY SET FANS | 233423- POWER VENTILATOR UTILITY SET FANS | M | Type EF-TR-01 | 1 | Nr |  | 0 | [5 empty] | Type EF-TR-01 | 1 | Nr |  | 0
FAZ | 23 | HEATING, VENTILATING AND AIR CONDITIONING | 233423 | POWER VENTILATOR UTILITY SET FANS | ME | Item | 934 | Centrifugal inline fans | Centrifugal inline fans | N | Type EF-TR-02 | 1 | Nr |  | 0 | [5 empty] | Type EF-TR-02 | 1 | Nr |  | 0
FAZ | 23 | HEATING, VENTILATING AND AIR CONDITIONING | 233423 | POWER VENTILATOR UTILITY SET FANS | ME | Other | 935 | Roof Exhaust fans | Roof Exhaust fans |  | Roof Exhaust fans | [9 empty] | Roof Exhaust fans
FAZ | 23 | HEATING, VENTILATING AND AIR CONDITIONING | 233423 | POWER VENTILATOR UTILITY SET FANS | ME | Item | 936 | Centrifugal inline fans | Centrifugal inline fans | C | Type EF-FF-01 | 1 | Nr | 140 | 140 | [5 empty] | Type EF-FF-01 | 1 | Nr | 140 | 140
FAZ | 23 | HEATING, VENTILATING AND AIR CONDITIONING | 233423 | POWER VENTILATOR UTILITY SET FANS | ME | Item | 937 | Roof Exhaust fans | Roof Exhaust fans | Q | Type EF-FF-02 | 1 | Nr |  | 0 | [5 empty] | Type EF-FF-02 | 1 | Nr |  | 0
FAZ | 23 | HEATING, VENTILATING AND AIR CONDITIONING | 233423 | POWER VENTILATOR UTILITY SET FANS | ME | Item | 938 | Centrifugal inline fans | Centrifugal inline fans | R | Type EF-RF-04 | 1 | Nr |  | 0 | [5 empty] | Type EF-RF-04 | 1 | Nr |  | 0
FAZ | 23 | HEATING, VENTILATING AND AIR CONDITIONING | 233423 | POWER VENTILATOR UTILITY SET FANS | ME | Item | 939 | Roof Exhaust fans | Roof Exhaust fans | A | Type EF-TR-01 | 1 | Nr | 1000 | 1000 | [5 empty] | Type EF-TR-01 | 1 | Nr | 1000 | 1000
FAZ | 23 | HEATING, VENTILATING AND AIR CONDITIONING | 233423 | POWER VENTILATOR UTILITY SET FANS | ME | Item | 940 | Centrifugal inline fans | Centrifugal inline fans | B | Spare parts as specified on fans | 1 | Item | 375 | 375 | [5 empty] | Spare parts as specified on fans |  | Item | 375 | 375
FAZ | 23 | HEATING, VENTILATING AND AIR CONDITIONING | 233713 | DIFFUSERS, REGISTERS, AND GRILLES | ME | Other | 941 | 233713 - DIFFUSERS, REGISTERS, AND GRILLES | 233713 - DIFFUSERS, REGISTERS, AND GRILLES |  | 233713 - DIFFUSERS, REGISTERS, AND GRILLES | [9 empty] | 233713 - DIFFUSERS, REGISTERS, AND GRILLES
FAZ | 23 | HEATING, VENTILATING AND AIR CONDITIONING | 233713 | DIFFUSERS, REGISTERS, AND GRILLES | ME | Other | 942 | Diffusers | Diffusers |  | Diffusers | [9 empty] | Diffusers
FAZ | 23 | HEATING, VENTILATING AND AIR CONDITIONING | 233713 | DIFFUSERS, REGISTERS, AND GRILLES | ME | Other | 943 | Diffusers | Supply diffusers 600x600 |  | Supply diffusers 600x600 | [9 empty] | Supply diffusers 600x600
FAZ | 23 | HEATING, VENTILATING AND AIR CONDITIONING | 233713 | DIFFUSERS, REGISTERS, AND GRILLES | ME | Item | 944 | Diffusers | Supply diffusers 600x600 | C | 150 dn | 11 | Nr | 100 | 1100 | [5 empty] | 150 dn | 11 | Nr | 100 | 1100
FAZ | 23 | HEATING, VENTILATING AND AIR CONDITIONING | 233713 | DIFFUSERS, REGISTERS, AND GRILLES | ME | Item | 945 | Diffusers | Supply diffusers 600x600 | D | 200 dn | 3 | Nr | 110 | 330 | [5 empty] | 200 dn | 3 | Nr | 110 | 330
FAZ | 23 | HEATING, VENTILATING AND AIR CONDITIONING | 233713 | DIFFUSERS, REGISTERS, AND GRILLES | ME | Item | 946 | Diffusers | Supply diffusers 600x600 | E | 250 dn | 1 | Nr | 140 | 140 | [5 empty] | 250 dn | 1 | Nr | 140 | 140
FAZ | 23 | HEATING, VENTILATING AND AIR CONDITIONING | 233713 | DIFFUSERS, REGISTERS, AND GRILLES | ME | Item | 947 | Diffusers | Supply diffusers 600x600 | F | 300 dn | 7 | Nr |  | 0 | [5 empty] | 300 dn | 7 | Nr |  | 0
FAZ | 23 | HEATING, VENTILATING AND AIR CONDITIONING | 233713 | DIFFUSERS, REGISTERS, AND GRILLES | ME | Item | 948 | Diffusers | Supply diffusers 600x600 | G | 350 dn | 5 | Nr |  | 0 | [5 empty] | 350 dn | 5 | Nr |  | 0
FAZ | 23 | HEATING, VENTILATING AND AIR CONDITIONING | 233713 | DIFFUSERS, REGISTERS, AND GRILLES | ME | Item | 949 | Diffusers | Supply diffusers 600x600 | F | 400 dn | 2 | Nr | 190 | 380 | [5 empty] | 400 dn | 2 | Nr | 190 | 380
FAZ | 23 | HEATING, VENTILATING AND AIR CONDITIONING | 233713 | DIFFUSERS, REGISTERS, AND GRILLES | ME | Other | 950 | Diffusers | Return diffusers 600x600 |  | Return diffusers 600x600 | [9 empty] | Return diffusers 600x600
FAZ | 23 | HEATING, VENTILATING AND AIR CONDITIONING | 233713 | DIFFUSERS, REGISTERS, AND GRILLES | ME | Item | 951 | Diffusers | Return diffusers 600x600 | G | 150 dn | 2 | Nr | 100 | 200 | [5 empty] | 150 dn | 2 | Nr | 100 | 200
FAZ | 23 | HEATING, VENTILATING AND AIR CONDITIONING | 233713 | DIFFUSERS, REGISTERS, AND GRILLES | ME | Item | 952 | Diffusers | Return diffusers 600x600 | H | 250 dn | 4 | Nr | 110 | 440 | [5 empty] | 250 dn | 4 | Nr | 110 | 440
FAZ | 23 | HEATING, VENTILATING AND AIR CONDITIONING | 233713 | DIFFUSERS, REGISTERS, AND GRILLES | ME | Item | 953 | Diffusers | Return diffusers 600x600 | L | 300 dn | 10 | Nr |  | 0 | [5 empty] | 300 dn | 10 | Nr
FAZ | 23 | HEATING, VENTILATING AND AIR CONDITIONING | 233713 | DIFFUSERS, REGISTERS, AND GRILLES | ME | Item | 954 | Diffusers | Return diffusers 600x600 | M | 350 dn | 1 | Nr |  | 0 | [5 empty] | 350 dn | 1 | Nr
FAZ | 23 | HEATING, VENTILATING AND AIR CONDITIONING | 233713 | DIFFUSERS, REGISTERS, AND GRILLES | ME | Item | 955 | Diffusers | Return diffusers 600x600 | J | 400 dn | 1 | Nr | 190 | 190 | [5 empty] | 400 dn | 1 | Nr | 190 | 190
FAZ | 23 | HEATING, VENTILATING AND AIR CONDITIONING | 233713 | DIFFUSERS, REGISTERS, AND GRILLES | ME | Other | 956 | Diffusers | Exhaust diffusers 600x600 |  | Exhaust diffusers 600x600 | [9 empty] | Exhaust diffusers 600x600
FAZ | 23 | HEATING, VENTILATING AND AIR CONDITIONING | 233713 | DIFFUSERS, REGISTERS, AND GRILLES | ME | Item | 957 | Diffusers | Exhaust diffusers 600x600 | P | 150 dn | 9 | Nr |  | 0 | [5 empty] | 150 dn | 9 | Nr |  | 0
FAZ | 23 | HEATING, VENTILATING AND AIR CONDITIONING | 233713 | DIFFUSERS, REGISTERS, AND GRILLES | ME | Item | 958 | Diffusers | Exhaust diffusers 600x600 | Q | 250 dn | 6 | Nr |  | 0 | [5 empty] | 250 dn | 6 | Nr |  | 0
FAZ | 23 | HEATING, VENTILATING AND AIR CONDITIONING | 233713 | DIFFUSERS, REGISTERS, AND GRILLES | ME | Item | 959 | Diffusers | Exhaust diffusers 600x600 | A | 350 dn | 3 | Nr |  | 0 | [5 empty] | 350 dn | 3 | Nr |  | 0
FAZ | 23 | HEATING, VENTILATING AND AIR CONDITIONING | 233713 | DIFFUSERS, REGISTERS, AND GRILLES | ME | Item | 960 | Diffusers | Exhaust diffusers 600x600 | B | 400 dn | 1 | Nr |  | 0 | [5 empty] | 400 dn | 1 | Nr |  | 0
FAZ | 23 | HEATING, VENTILATING AND AIR CONDITIONING | 233713 | DIFFUSERS, REGISTERS, AND GRILLES | ME | Other | 961 | Registers | Registers |  | Registers | [9 empty] | Registers
FAZ | 23 | HEATING, VENTILATING AND AIR CONDITIONING | 233713 | DIFFUSERS, REGISTERS, AND GRILLES | ME | Other | 962 | Registers | Supply registers |  | Supply registers | [9 empty] | Supply registers
FAZ | 23 | HEATING, VENTILATING AND AIR CONDITIONING | 233713 | DIFFUSERS, REGISTERS, AND GRILLES | ME | Item | 963 | Registers | Supply registers | A | 350 x 200 | 6 | Nr | 45 | 270 | [5 empty] | 350 x 200 | 6 | Nr | 45 | 270
FAZ | 23 | HEATING, VENTILATING AND AIR CONDITIONING | 233713 | DIFFUSERS, REGISTERS, AND GRILLES | ME | Item | 964 | Registers | Supply registers | D | 400 x 250 | 2 | Nr |  | 0 | [5 empty] | 400 x 250 | 2 | Nr |  | 0
FAZ | 23 | HEATING, VENTILATING AND AIR CONDITIONING | 233713 | DIFFUSERS, REGISTERS, AND GRILLES | ME | Item | 965 | Registers | Supply registers | E | 900 x 900 | 1 | Nr |  | 0 | [5 empty] | 900 x 900 | 1 | Nr |  | 0
FAZ | 23 | HEATING, VENTILATING AND AIR CONDITIONING | 233713 | DIFFUSERS, REGISTERS, AND GRILLES | ME | Item | 966 | Registers | Supply registers | B | 600 x 350 | 2 | Nr | 65 | 130 | [5 empty] | 600 x 350 | 2 | Nr | 65 | 130
FAZ | 23 | HEATING, VENTILATING AND AIR CONDITIONING | 233713 | DIFFUSERS, REGISTERS, AND GRILLES | ME | Item | 967 | Registers | Supply registers | C | 450 x 300 | 4 | Nr |  | 0 | [5 empty] | 450 x 300 | 4 | Nr
FAZ | 23 | HEATING, VENTILATING AND AIR CONDITIONING | 233713 | DIFFUSERS, REGISTERS, AND GRILLES | ME | Item | 968 | Registers | Supply registers | H | 600 x 300 | 1 | Nr |  | 0 | [5 empty] | 600 x 300 | 1 | Nr |  | 0
FAZ | 23 | HEATING, VENTILATING AND AIR CONDITIONING | 233713 | DIFFUSERS, REGISTERS, AND GRILLES | ME | Other | 969 | Registers | Return air registers |  | Return air registers | [9 empty] | Return air registers
FAZ | 23 | HEATING, VENTILATING AND AIR CONDITIONING | 233713 | DIFFUSERS, REGISTERS, AND GRILLES | ME | Item | 970 | Registers | Return air registers | C | 350 x 200 | 6 | Nr | 45 | 270 | [5 empty] | 350 x 200 | 6 | Nr | 45 | 270
FAZ | 23 | HEATING, VENTILATING AND AIR CONDITIONING | 233713 | DIFFUSERS, REGISTERS, AND GRILLES | ME | Item | 971 | Registers | Return air registers | K | 400 x 250 | 2 | Nr |  | 0 | [5 empty] | 400 x 250 | 2 | Nr |  | 0
FAZ | 23 | HEATING, VENTILATING AND AIR CONDITIONING | 233713 | DIFFUSERS, REGISTERS, AND GRILLES | ME | Item | 972 | Registers | Return air registers | L | 150 x 150 | 1 | Nr |  | 0 | [5 empty] | 150 x 150 | 1 | Nr |  | 0
FAZ | 23 | HEATING, VENTILATING AND AIR CONDITIONING | 233713 | DIFFUSERS, REGISTERS, AND GRILLES | ME | Item | 973 | Registers | Return air registers | M | 900 x 900 | 1 | Nr |  | 0 | [5 empty] | 900 x 900 | 1 | Nr |  | 0
FAZ | 23 | HEATING, VENTILATING AND AIR CONDITIONING | 233713 | DIFFUSERS, REGISTERS, AND GRILLES | ME | Item | 974 | Registers | Return air registers | D | 600 x 350 | 2 | Nr | 95 | 190 | [5 empty] | 600 x 350 | 2 | Nr | 95 | 190
FAZ | 23 | HEATING, VENTILATING AND AIR CONDITIONING | 233713 | DIFFUSERS, REGISTERS, AND GRILLES | ME | Item | 975 | Registers | Return air registers | p | 450 x 300 | 4 | Nr |  | 0 | [5 empty] | 450 x 300 | 4 | Nr
FAZ | 23 | HEATING, VENTILATING AND AIR CONDITIONING | 233713 | DIFFUSERS, REGISTERS, AND GRILLES | ME | Item | 976 | Registers | Return air registers | Q | 600 x 300 | 1 | Nr |  | 0 | [5 empty] | 600 x 300 | 1 | Nr |  | 0
FAZ | 23 | HEATING, VENTILATING AND AIR CONDITIONING | 233713 | DIFFUSERS, REGISTERS, AND GRILLES | ME | Other | 977 | Registers | Exhaust air registers |  | Exhaust air registers | [9 empty] | Exhaust air registers
FAZ | 23 | HEATING, VENTILATING AND AIR CONDITIONING | 233713 | DIFFUSERS, REGISTERS, AND GRILLES | ME | Item | 978 | Registers | Exhaust air registers | A | 150 x 150 | 12 | Nr | 30 | 360 | [5 empty] | 150 x 150 | 12 | Nr | 30 | 360
FAZ | 23 | HEATING, VENTILATING AND AIR CONDITIONING | 233713 | DIFFUSERS, REGISTERS, AND GRILLES | ME | Item | 979 | Registers | Exhaust air registers | B | 300 x 200 | 1 | Nr |  | 0 | [5 empty] | 300 x 200 | 1 | Nr |  | 0
FAZ | 23 | HEATING, VENTILATING AND AIR CONDITIONING | 233713 | DIFFUSERS, REGISTERS, AND GRILLES | ME | Item | 980 | Registers | Exhaust air registers | B | 200 x 200 | 1 | Nr | 30 | 30 | [5 empty] | 200 x 200 | 1 | Nr | 30 | 30
FAZ | 23 | HEATING, VENTILATING AND AIR CONDITIONING | 233713 | DIFFUSERS, REGISTERS, AND GRILLES | ME | Other | 981 | Grilles | Grilles |  | Grilles | [9 empty] | Grilles
FAZ | 23 | HEATING, VENTILATING AND AIR CONDITIONING | 233713 | DIFFUSERS, REGISTERS, AND GRILLES | ME | Other | 982 | Grilles | Door grilles |  | Door grilles | [9 empty] | Door grilles
FAZ | 23 | HEATING, VENTILATING AND AIR CONDITIONING | 233713 | DIFFUSERS, REGISTERS, AND GRILLES | ME | Item | 983 | Grilles | Door grilles | C | 200 x 100 | 12 | Nr | 25 | 300 | [5 empty] | 200 x 100 | 12 | Nr | 25 | 300
FAZ | 23 | HEATING, VENTILATING AND AIR CONDITIONING | 233713 | DIFFUSERS, REGISTERS, AND GRILLES | ME | Item | 984 | Grilles | Door grilles | E | 300 x 250 | 1 | Nr |  | 0 | [5 empty] | 300 x 250 | 1 | Nr |  | 0
FAZ | 23 | HEATING, VENTILATING AND AIR CONDITIONING | 233713 | DIFFUSERS, REGISTERS, AND GRILLES | ME | Item | 985 | Grilles | Door grilles | F | 350 x 150 | 2 | Nr |  | 0 | [5 empty] | 350 x 150 | 2 | Nr |  | 0
FAZ | 23 | HEATING, VENTILATING AND AIR CONDITIONING | 235100 | BREECHINGS, CHIMNEYS, AND STACKS | ME | Other | 986 | 235100 - BREECHINGS, CHIMNEYS, AND STACKS | 235100 - BREECHINGS, CHIMNEYS, AND STACKS |  | 235100 - BREECHINGS, CHIMNEYS, AND STACKS | [9 empty] | 235100 - BREECHINGS, CHIMNEYS, AND STACKS
FAZ | 23 | HEATING, VENTILATING AND AIR CONDITIONING | 235100 | BREECHINGS, CHIMNEYS, AND STACKS | ME | Other | 987 | Boiler breeching ductwork | Boiler breeching ductwork |  | Boiler breeching ductwork | [9 empty] | Boiler breeching ductwork
FAZ | 23 | HEATING, VENTILATING AND AIR CONDITIONING | 235100 | BREECHINGS, CHIMNEYS, AND STACKS | ME | Item | 988 | 235100 - BREECHINGS, CHIMNEYS, AND STACKS | 235100 - BREECHINGS, CHIMNEYS, AND STACKS | G | 600 dn | 13 | m |  | 0 | [5 empty] | 600 dn | 13 | m |  | 0
FAZ | 23 | HEATING, VENTILATING AND AIR CONDITIONING | 235223 | CAST IRON BOILERS | ME | Other | 989 | 235223 - CAST IRON BOILERS | 235223 - CAST IRON BOILERS |  | 235223 - CAST IRON BOILERS | [9 empty] | 235223 - CAST IRON BOILERS
FAZ | 23 | HEATING, VENTILATING AND AIR CONDITIONING | 235223 | CAST IRON BOILERS | ME | Other | 990 | Hot-water boilers | Hot-water boilers |  | Hot-water boilers | [9 empty] | Hot-water boilers
FAZ | 23 | HEATING, VENTILATING AND AIR CONDITIONING | 235223 | CAST IRON BOILERS | ME | Item | 991 | 235223 - CAST IRON BOILERS | 235223 - CAST IRON BOILERS | H | Type B-GF-01 & 02 | 2 | Nr |  | 0 | [5 empty] | Type B-GF-01 & 02 | 2 | Nr |  | 0
FAZ | 23 | HEATING, VENTILATING AND AIR CONDITIONING | 235223 | CAST IRON BOILERS | ME | Item | 992 | Hot-water boilers | Hot-water boilers | J | Spare parts as specified for and hot water boilers |  | Item |  | 0 | [5 empty] | Spare parts as specified for and hot water boilers |  | Item
FAZ | 23 | HEATING, VENTILATING AND AIR CONDITIONING | 237320 | VARIABLE REFRIGERANT VOLUME AIR CONDITIONNING UNITS | ME | Other | 993 | 237320 - VARIABLE REFRIGERANT VOLUME AIR CONDITIONNING UNITS | 237320 - VARIABLE REFRIGERANT VOLUME AIR CONDITIONNING UNITS |  | 237320 - VARIABLE REFRIGERANT VOLUME AIR CONDITIONNING UNITS | [9 empty] | 237320 - VARIABLE REFRIGERANT VOLUME AIR CONDITIONNING UNITS
FAZ | 23 | HEATING, VENTILATING AND AIR CONDITIONING | 237320 | VARIABLE REFRIGERANT VOLUME AIR CONDITIONNING UNITS | ME | Other | 994 | Indoor Units | Indoor Units |  | Indoor Units | [9 empty] | Indoor Units
FAZ | 23 | HEATING, VENTILATING AND AIR CONDITIONING | 237320 | VARIABLE REFRIGERANT VOLUME AIR CONDITIONNING UNITS | ME | Item | 995 | 237320 - VARIABLE REFRIGERANT VOLUME AIR CONDITIONNING UNITS | 237320 - VARIABLE REFRIGERANT VOLUME AIR CONDITIONNING UNITS | A | Type VRAC-01 | 3 | Nr | 375 | 1125 | [5 empty] | Type VRAC-01 | 3 | Nr | 375 | 1125
FAZ | 23 | HEATING, VENTILATING AND AIR CONDITIONING | 237320 | VARIABLE REFRIGERANT VOLUME AIR CONDITIONNING UNITS | ME | Item | 996 | Indoor Units | Indoor Units | B | Type VRAC-02 | 2 | Nr | 375 | 750 | [5 empty] | Type VRAC-02 | 2 | Nr | 375 | 750
FAZ | 23 | HEATING, VENTILATING AND AIR CONDITIONING | 237320 | VARIABLE REFRIGERANT VOLUME AIR CONDITIONNING UNITS | ME | Item | 997 | 237320 - VARIABLE REFRIGERANT VOLUME AIR CONDITIONNING UNITS | 237320 - VARIABLE REFRIGERANT VOLUME AIR CONDITIONNING UNITS | C | Type VRAC-03 | 6 | Nr | 500 | 3000 | [5 empty] | Type VRAC-03 | 6 | Nr | 500 | 3000
FAZ | 23 | HEATING, VENTILATING AND AIR CONDITIONING | 237320 | VARIABLE REFRIGERANT VOLUME AIR CONDITIONNING UNITS | ME | Item | 998 | Indoor Units | Indoor Units | D | Type VRAC-04 | 2 | Nr |  | 0 | [5 empty] | Type VRAC-04 | 2 | Nr |  | 0
FAZ | 23 | HEATING, VENTILATING AND AIR CONDITIONING | 237320 | VARIABLE REFRIGERANT VOLUME AIR CONDITIONNING UNITS | ME | Item | 999 | 237320 - VARIABLE REFRIGERANT VOLUME AIR CONDITIONNING UNITS | 237320 - VARIABLE REFRIGERANT VOLUME AIR CONDITIONNING UNITS | D | Type VRAC-05 | 1 | Nr | 600 | 600 | [5 empty] | Type VRAC-05 | 1 | Nr | 600 | 600
FAZ | 23 | HEATING, VENTILATING AND AIR CONDITIONING | 237320 | VARIABLE REFRIGERANT VOLUME AIR CONDITIONNING UNITS | ME | Item | 1000 | Indoor Units | Indoor Units | F | Type VRAC-06 | 2 | Nr |  | 0 | [5 empty] | Type VRAC-06 | 2 | Nr |  | 0
FAZ | 23 | HEATING, VENTILATING AND AIR CONDITIONING | 237320 | VARIABLE REFRIGERANT VOLUME AIR CONDITIONNING UNITS | ME | Item | 1001 | 237320 - VARIABLE REFRIGERANT VOLUME AIR CONDITIONNING UNITS | 237320 - VARIABLE REFRIGERANT VOLUME AIR CONDITIONNING UNITS | G | Type VRAC-07 | 1 | Nr |  | 0 | [5 empty] | Type VRAC-07 | 1 | Nr |  | 0
FAZ | 23 | HEATING, VENTILATING AND AIR CONDITIONING | 237320 | VARIABLE REFRIGERANT VOLUME AIR CONDITIONNING UNITS | ME | Item | 1002 | Indoor Units | Indoor Units | E | Type VRAC-08 | 3 | Nr | 1000 | 3000 | [5 empty] | Type VRAC-08 | 3 | Nr | 1000 | 3000
FAZ | 23 | HEATING, VENTILATING AND AIR CONDITIONING | 237320 | VARIABLE REFRIGERANT VOLUME AIR CONDITIONNING UNITS | ME | Other | 1003 | Outdoor Units | Outdoor Units |  | Outdoor Units | [9 empty] | Outdoor Units
FAZ | 23 | HEATING, VENTILATING AND AIR CONDITIONING | 237320 | VARIABLE REFRIGERANT VOLUME AIR CONDITIONNING UNITS | ME | Item | 1004 | Indoor Units | Indoor Units | J | Type VRCU-01 | 1 | Nr |  | 0 | [5 empty] | Type VRCU-01 | 1 | Nr |  | 0
FAZ | 23 | HEATING, VENTILATING AND AIR CONDITIONING | 237320 | VARIABLE REFRIGERANT VOLUME AIR CONDITIONNING UNITS | ME | Item | 1005 | Outdoor Units | Outdoor Units | K | Type VRCU-02 | 1 | Nr | 16000 | 16000 | [5 empty] | Type VRCU-02 | 1 | Nr | 16000 | 16000
FAZ | 23 | HEATING, VENTILATING AND AIR CONDITIONING | 237320 | VARIABLE REFRIGERANT VOLUME AIR CONDITIONNING UNITS | ME | Item | 1006 | Indoor Units | Indoor Units | L | Type VRCU-03 | 1 | Nr |  | 0 | [5 empty] | Type VRCU-03 | 1 | Nr |  | 0
FAZ | 23 | HEATING, VENTILATING AND AIR CONDITIONING | 237320 | VARIABLE REFRIGERANT VOLUME AIR CONDITIONNING UNITS | ME | Item | 1007 | Outdoor Units | Outdoor Units | F | Refrigerant Piping, complete with all Insulation, Valves and Fittings. | 1 | Item | 29000 | 29000 | [5 empty] | Refrigerant Piping, complete with all Insulation, Valves and Fittings. |  | Item | 29000 | 29000
FAZ | 23 | HEATING, VENTILATING AND AIR CONDITIONING | 237413 | PACKAGED, OUTDOOR, CENTRAL STATION AIR-HANDLING UNITS | ME | Other | 1008 | 237413 - PACKAGED, OUTDOOR, CENTRAL STATION AIR-HANDLING UNITS | 237413 - PACKAGED, OUTDOOR, CENTRAL STATION AIR-HANDLING UNITS |  | 237413 - PACKAGED, OUTDOOR, CENTRAL STATION AIR-HANDLING UNITS | [9 empty] | 237413 - PACKAGED, OUTDOOR, CENTRAL STATION AIR-HANDLING UNITS
FAZ | 23 | HEATING, VENTILATING AND AIR CONDITIONING | 237413 | PACKAGED, OUTDOOR, CENTRAL STATION AIR-HANDLING UNITS | ME | Item | 1009 | Outdoor Units | Outdoor Units | A | Type RTU-FF-01 | 1 | Nr |  | 0 | [5 empty] | Type RTU-FF-01 | 1 | Nr |  | 0
FAZ | 23 | HEATING, VENTILATING AND AIR CONDITIONING | 237413 | PACKAGED, OUTDOOR, CENTRAL STATION AIR-HANDLING UNITS | ME | Item | 1010 | 237413 - PACKAGED, OUTDOOR, CENTRAL STATION AIR-HANDLING UNITS | 237413 - PACKAGED, OUTDOOR, CENTRAL STATION AIR-HANDLING UNITS | B | Type RTU-RF-01 | 1 | Nr |  | 0 | [5 empty] | Type RTU-RF-01 | 1 | Nr |  | 0
FAZ | 23 | HEATING, VENTILATING AND AIR CONDITIONING | 237413 | PACKAGED, OUTDOOR, CENTRAL STATION AIR-HANDLING UNITS | ME | Item | 1011 | Outdoor Units | Outdoor Units | C | Type RTU-RF-02 | 1 | Nr |  | 0 | [5 empty] | Type RTU-RF-02 | 1 | Nr |  | 0
FAZ | 23 | HEATING, VENTILATING AND AIR CONDITIONING | 237413 | PACKAGED, OUTDOOR, CENTRAL STATION AIR-HANDLING UNITS | ME | Item | 1012 | 237413 - PACKAGED, OUTDOOR, CENTRAL STATION AIR-HANDLING UNITS | 237413 - PACKAGED, OUTDOOR, CENTRAL STATION AIR-HANDLING UNITS | D | Type RTU-RF-03 | 1 | Nr |  | 0 | [5 empty] | Type RTU-RF-03 | 1 | Nr |  | 0
FAZ | 23 | HEATING, VENTILATING AND AIR CONDITIONING | 237413 | PACKAGED, OUTDOOR, CENTRAL STATION AIR-HANDLING UNITS | ME | Item | 1013 | Outdoor Units | Outdoor Units | E | Spare parts as specified for air handling units |  | Item |  | 0 | [5 empty] | Spare parts as specified for air handling units |  | Item
FAZ | 23 | HEATING, VENTILATING AND AIR CONDITIONING | 238126 | Split System Air Conditionners | ME | Other | 1014 | 238126 - Split System Air Conditionners | 238126 - Split System Air Conditionners |  | 238126 - Split System Air Conditionners | [9 empty] | 238126 - Split System Air Conditionners
FAZ | 23 | HEATING, VENTILATING AND AIR CONDITIONING | 238126 | Split System Air Conditionners | ME | Item | 1015 | Outdoor Units | Outdoor Units | A | Type SRAC-GF-01/ SRCU-GF-01 | 3 | Nr | 3200 | 9600 | [5 empty] | Type SRAC-GF-01/ SRCU-GF-01 | 3 | Nr | 3200 | 9600
FAZ | 23 | HEATING, VENTILATING AND AIR CONDITIONING | 238126 | Split System Air Conditionners | ME | Item | 1016 | 238126 - Split System Air Conditionners | 238126 - Split System Air Conditionners | G | Type SRAC-RF-02/ SRCU-RF-02 | 1 | Nr |  | 0 | [5 empty] | Type SRAC-RF-02/ SRCU-RF-02 | 1 | Nr |  | 0
FAZ | 23 | HEATING, VENTILATING AND AIR CONDITIONING | 238126 | Split System Air Conditionners | ME | Item | 1017 | Outdoor Units | Outdoor Units | H | Type SRAC-RF-03/ SRCU-RF-03 | 1 | Nr |  | 0 | [5 empty] | Type SRAC-RF-03/ SRCU-RF-03 | 1 | Nr |  | 0
FAZ | 23 | HEATING, VENTILATING AND AIR CONDITIONING | 238233 | CONVECTORS | ME | Other | 1018 | 238233 - CONVECTORS | 238233 - CONVECTORS |  | 238233 - CONVECTORS | [9 empty] | 238233 - CONVECTORS
FAZ | 23 | HEATING, VENTILATING AND AIR CONDITIONING | 238233 | CONVECTORS | ME | Other | 1019 | Radiators | Room Radiators: |  | Radiators | [9 empty] | Radiators
FAZ | 23 | HEATING, VENTILATING AND AIR CONDITIONING | 238233 | CONVECTORS | ME | Other | 1020 | Radiators | Room Radiators: |  | Room Radiators: | [9 empty] | Room Radiators:
FAZ | 23 | HEATING, VENTILATING AND AIR CONDITIONING | 238233 | CONVECTORS | ME | Item | 1021 | Radiators | Room Radiators: | J | Type R4-750 | 4 | Nr |  | 0 | [5 empty] | Type R4-750 | 4 | Nr |  | 0
FAZ | 23 | HEATING, VENTILATING AND AIR CONDITIONING | 238233 | CONVECTORS | ME | Item | 1022 | Radiators | Room Radiators: | K | Type R5-750 | 13 | Nr |  | 0 | [5 empty] | Type R5-750 | 13 | Nr |  | 0
FAZ | 23 | HEATING, VENTILATING AND AIR CONDITIONING | 238233 | CONVECTORS | ME | Item | 1023 | Radiators | Room Radiators: | L | Type R6-750 | 6 | Nr |  | 0 | [5 empty] | Type R6-750 | 6 | Nr |  | 0
FAZ | 23 | HEATING, VENTILATING AND AIR CONDITIONING | 238233 | CONVECTORS | ME | Item | 1024 | Radiators | Room Radiators: | M | Type R9-750 | 1 | Nr |  | 0 | [5 empty] | Type R9-750 | 1 | Nr |  | 0
FAZ | 23 | HEATING, VENTILATING AND AIR CONDITIONING | 238233 | CONVECTORS | ME | Item | 1025 | Radiators | Room Radiators: | N | Type R10-750 | 3 | Nr |  | 0 | [5 empty] | Type R10-750 | 3 | Nr |  | 0
FAZ | 23 | HEATING, VENTILATING AND AIR CONDITIONING | 238233 | CONVECTORS | ME | Item | 1026 | Radiators | Room Radiators: | P | Type R11-750 | 9 | Nr |  | 0 | [5 empty] | Type R11-750 | 9 | Nr |  | 0
FAZ | 23 | HEATING, VENTILATING AND AIR CONDITIONING | 238233 | CONVECTORS | ME | Item | 1027 | Radiators | Room Radiators: | A | Type R12-750 | 9 | Nr |  | 0 | [5 empty] | Type R12-750 | 9 | Nr |  | 0
FAZ | 23 | HEATING, VENTILATING AND AIR CONDITIONING | 238233 | CONVECTORS | ME | Item | 1028 | Radiators | Room Radiators: | B | Type R13-750 | 10 | Nr |  | 0 | [5 empty] | Type R13-750 | 10 | Nr |  | 0
FAZ | 23 | HEATING, VENTILATING AND AIR CONDITIONING | 238233 | CONVECTORS | ME | Item | 1029 | Radiators | Room Radiators: | C | Type R14-750 | 7 | Nr |  | 0 | [5 empty] | Type R14-750 | 7 | Nr |  | 0
FAZ | 23 | HEATING, VENTILATING AND AIR CONDITIONING | 238233 | CONVECTORS | ME | Item | 1030 | Radiators | Room Radiators: | D | Type R15-750 | 4 | Nr |  | 0 | [5 empty] | Type R15-750 | 4 | Nr |  | 0
FAZ | 23 | HEATING, VENTILATING AND AIR CONDITIONING | 238233 | CONVECTORS | ME | Item | 1031 | Radiators | Room Radiators: | E | Type R16-750 | 1 | Nr |  | 0 | [5 empty] | Type R16-750 | 1 | Nr |  | 0
FAZ | 23 | HEATING, VENTILATING AND AIR CONDITIONING | 238233 | CONVECTORS | ME | Other | 1032 | Water Cabinets | Steel cabinet only |  | Water Cabinets | [9 empty] | Water Cabinets
FAZ | 23 | HEATING, VENTILATING AND AIR CONDITIONING | 238233 | CONVECTORS | ME | Other | 1033 | Water Cabinets | Steel cabinet only |  | Steel cabinet only | [9 empty] | Steel cabinet only
FAZ | 23 | HEATING, VENTILATING AND AIR CONDITIONING | 238233 | CONVECTORS | ME | Other | 1034 | includes two manifolds, one supply and one return, with all necessary accessories, valves, & fittings required for system operation and maintenance | includes two manifolds, one supply and one return, with all necessary accessories, valves, & fittings required for system operation and maintenance |  | includes two manifolds, one supply and one return, with all necessary accessories, valves, & fittings required for system operation and maintenance | [9 empty] | includes two manifolds, one supply and one return, with all necessary accessories, valves, & fittings required for system operation and maintenance
FAZ | 23 | HEATING, VENTILATING AND AIR CONDITIONING | 238233 | CONVECTORS | ME | Other | 1035 | Manifold (number of inlets & outlets as shown on drawings) | Manifold (number of inlets & outlets as shown on drawings) |  | Manifold (number of inlets & outlets as shown on drawings) | [9 empty] | Manifold (number of inlets & outlets as shown on drawings)
FAZ | 23 | HEATING, VENTILATING AND AIR CONDITIONING | 238233 | CONVECTORS | ME | Item | 1036 | Water Cabinets | Steel cabinet only | A | WHC-GF-01 | 1 | Nr | 400 | 400 | [5 empty] | WHC-GF-01 | 1 | Nr | 400 | 400
FAZ | 23 | HEATING, VENTILATING AND AIR CONDITIONING | 238233 | CONVECTORS | ME | Item | 1037 | Water Cabinets | Steel cabinet only | B | WHC-FF-01 | 1 | Nr | 360 | 360 | [5 empty] | WHC-FF-01 | 1 | Nr | 360 | 360
FAZ | 23 | HEATING, VENTILATING AND AIR CONDITIONING | 238233 | CONVECTORS | ME | Item | 1038 | Water Cabinets | Steel cabinet only | C | WHC-FF-02 | 1 | Nr | 340 | 340 | [5 empty] | WHC-FF-02 | 1 | Nr | 340 | 340
FAZ | 23 | HEATING, VENTILATING AND AIR CONDITIONING | 238233 | CONVECTORS | ME | Item | 1039 | Water Cabinets | Steel cabinet only | D | WHC-FF-03 | 1 | Nr | 375 | 375 | [5 empty] | WHC-FF-03 | 1 | Nr | 375 | 375
FAZ | 23 | HEATING, VENTILATING AND AIR CONDITIONING | 238233 | CONVECTORS | ME | Item | 1040 | Water Cabinets | Steel cabinet only | E | WHC-SF-01 | 1 | Nr | 375 | 375 | [5 empty] | WHC-SF-01 | 1 | Nr | 375 | 375
FAZ | 23 | HEATING, VENTILATING AND AIR CONDITIONING | 238233 | CONVECTORS | ME | Item | 1041 | Water Cabinets | Steel cabinet only | F | WHC-SF-02 | 1 | Nr | 375 | 375 | [5 empty] | WHC-SF-02 | 1 | Nr | 375 | 375
FAZ | 23 | HEATING, VENTILATING AND AIR CONDITIONING | 238233 | CONVECTORS | ME | Item | 1042 | Water Cabinets | Steel cabinet only | G | WHC-SF-03 | 1 | Nr | 360 | 360 | [5 empty] | WHC-SF-03 | 1 | Nr | 360 | 360
FAZ | 23 | HEATING, VENTILATING AND AIR CONDITIONING | 239000 | SOLAR HEATING SYSTEM | ME | Other | 1043 | 239000 - SOLAR HEATING SYSTEM | 239000 - SOLAR HEATING SYSTEM |  | 239000 - SOLAR HEATING SYSTEM | [9 empty] | 239000 - SOLAR HEATING SYSTEM
FAZ | 23 | HEATING, VENTILATING AND AIR CONDITIONING | 239000 | SOLAR HEATING SYSTEM | ME | Other | 1044 | Solar Collectors | Solar Collectors |  | Solar Collectors | [9 empty] | Solar Collectors
FAZ | 23 | HEATING, VENTILATING AND AIR CONDITIONING | 239000 | SOLAR HEATING SYSTEM | ME | Other | 1045 | Type SC-01 | Type SC-01 |  | Type SC-01 | [9 empty] | Type SC-01
FAZ | 23 | HEATING, VENTILATING AND AIR CONDITIONING | 239000 | SOLAR HEATING SYSTEM | ME | Item | 1046 | Solar Collectors | Solar Collectors | A | Hot Water Piping, complete with all Insulation, Valves and Fittings. |  | Item |  | 0 | [5 empty] | Hot Water Piping, complete with all Insulation, Valves and Fittings. |  | Item
FAZ | 23 | HEATING, VENTILATING AND AIR CONDITIONING | 239000 | SOLAR HEATING SYSTEM | ME | Other | 1047 | Type SC-01 | Type SC-01 | BILL NO. 23 - HEATING, VENTILATING AND AIR CONDITIONING
FAZ | 23 | HEATING, VENTILATING AND AIR CONDITIONING | To Summary | To Summary |  | Bill Sum | 1048 | Solar Collectors | Solar Collectors | To Summary |  |  |  | J.D | 0 | [8 empty] | J.D | 105627
FAZ | 26 | ELECTRICAL | 260519 | CONDUCTORS AND CABLES | EL | Other | 1049 | Type SC-01 | Type SC-01 | BILL NO. 26
FAZ | 26 | ELECTRICAL | 260519 | CONDUCTORS AND CABLES | EL | Other | 1050 | Solar Collectors | Solar Collectors | ELECTRICAL
FAZ | 26 | ELECTRICAL | 260519 | CONDUCTORS AND CABLES | EL | Other | 1051 | Type SC-01 | Type SC-01 | Item | Description | Qty | Unit | Rate | Amount | [5 empty] | Description | Qty | Unit | Rate | Amount
FAZ | 26 | ELECTRICAL | 260519 | CONDUCTORS AND CABLES | EL | Other | 1052 | Solar Collectors | Solar Collectors | [5 empty] | J.D | [9 empty] | J.D
FAZ | 26 | ELECTRICAL | 260519 | CONDUCTORS AND CABLES | EL | Other | 1053 | General | General |  | General | [9 empty] | General
FAZ | 26 | ELECTRICAL | 260519 | CONDUCTORS AND CABLES | EL | Item | 1054 | Solar Collectors | Solar Collectors | A | Coordination with local power authorities for the substitution of the existing outdoor MV transformer to an outdoor 630kVA MV transformer, including substitution of all the relevants (switchgear, earthing, accessories , outgoings LV-S panel, etc.) as per single line diagram. Payment shall include all fees of corrdination, subscription and any other fees to local power authorities to ensure that power is available to site. | 1 | Item | 3125 | 3125 | [5 empty] | Coordination with local power authorities for the substitution of the existing outdoor MV transformer to an outdoor 630kVA MV transformer, including substitution of all the relevants (switchgear, earthing, accessories , outgoings LV-S panel, etc.) as per single line diagram. Payment shall include all fees of corrdination, subscription and any other fees to local power authorities to ensure that power is available to site. |  | Item | 3125 | 3125
FAZ | 26 | ELECTRICAL | 260519 | CONDUCTORS AND CABLES | EL | Other | 1055 | 260519 - CONDUCTORS AND CABLES | 260519 - CONDUCTORS AND CABLES |  | 260519 - CONDUCTORS AND CABLES | [9 empty] | 260519 - CONDUCTORS AND CABLES
FAZ | 26 | ELECTRICAL | 260519 | CONDUCTORS AND CABLES | EL | Other | 1056 | Single core, copper conductor, PVC insulated, (grounding cables), unarmoured; 0.6/1 kV | Single core, copper conductor, PVC insulated, (grounding cables), unarmoured; 0.6/1 kV |  | Single core, copper conductor, PVC insulated, (grounding cables), unarmoured; 0.6/1 kV | [9 empty] | Single core, copper conductor, PVC insulated, (grounding cables), unarmoured; 0.6/1 kV
FAZ | 26 | ELECTRICAL | 260519 | CONDUCTORS AND CABLES | EL | Item | 1057 | 260519 - CONDUCTORS AND CABLES | 260519 - CONDUCTORS AND CABLES | B | 6 mm2 | 15 | m | 3 | 45 | [5 empty] | 6 mm2 | 15 | m | 3 | 45
FAZ | 26 | ELECTRICAL | 260519 | CONDUCTORS AND CABLES | EL | Item | 1058 | Single core, copper conductor, PVC insulated, (grounding cables), unarmoured; 0.6/1 kV | Single core, copper conductor, PVC insulated, (grounding cables), unarmoured; 0.6/1 kV | C | 10 mm2 | 200 | m | 4 | 800 | [5 empty] | 10 mm2 | 200 | m | 4 | 800
FAZ | 26 | ELECTRICAL | 260519 | CONDUCTORS AND CABLES | EL | Item | 1059 | 260519 - CONDUCTORS AND CABLES | 260519 - CONDUCTORS AND CABLES | D | 16 mm2 | 200 | m | 5 | 1000 | [5 empty] | 16 mm2 | 200 | m | 5 | 1000
FAZ | 26 | ELECTRICAL | 260519 | CONDUCTORS AND CABLES | EL | Item | 1060 | Single core, copper conductor, PVC insulated, (grounding cables), unarmoured; 0.6/1 kV | Single core, copper conductor, PVC insulated, (grounding cables), unarmoured; 0.6/1 kV | E | 25 mm2 | 100 | m | 7 | 700 | [5 empty] | 25 mm2 | 100 | m | 7 | 700
FAZ | 26 | ELECTRICAL | 260519 | CONDUCTORS AND CABLES | EL | Item | 1061 | 260519 - CONDUCTORS AND CABLES | 260519 - CONDUCTORS AND CABLES | F | 35 mm2 | 30 | m | 8 | 240 | [5 empty] | 35 mm2 | 30 | m | 8 | 240
FAZ | 26 | ELECTRICAL | 260519 | CONDUCTORS AND CABLES | EL | Item | 1062 | Single core, copper conductor, PVC insulated, (grounding cables), unarmoured; 0.6/1 kV | Single core, copper conductor, PVC insulated, (grounding cables), unarmoured; 0.6/1 kV | G | 70 mm2 | 120 | m | 9 | 1080 | [5 empty] | 70 mm2 | 120 | m | 9 | 1080
FAZ | 26 | ELECTRICAL | 260519 | CONDUCTORS AND CABLES | EL | Item | 1063 | 260519 - CONDUCTORS AND CABLES | 260519 - CONDUCTORS AND CABLES | H | 120 mm2 | 100 | m | 15 | 1500 | [5 empty] | 120 mm2 | 100 | m | 15 | 1500
FAZ | 26 | ELECTRICAL | 260519 | CONDUCTORS AND CABLES | EL | Item | 1064 | Single core, copper conductor, PVC insulated, (grounding cables), unarmoured; 0.6/1 kV | Single core, copper conductor, PVC insulated, (grounding cables), unarmoured; 0.6/1 kV | J | 150 mm2 | 115 | m | 18 | 2070 | [5 empty] | 150 mm2 | 115 | m | 18 | 2070
FAZ | 26 | ELECTRICAL | 260519 | CONDUCTORS AND CABLES | EL | Item | 1065 | 260519 - CONDUCTORS AND CABLES | 260519 - CONDUCTORS AND CABLES | K | 240 mm2 | 65 | m | 28 | 1820 | [5 empty] | 240 mm2 | 65 | m | 28 | 1820
FAZ | 26 | ELECTRICAL | 260519 | CONDUCTORS AND CABLES | EL | Other | 1066 | Multi core, copper conductor, XLPE insulated, PVC sheathed feeder cables; unarmoured; 0.6/1 kV | Multi core, copper conductor, XLPE insulated, PVC sheathed feeder cables; unarmoured; 0.6/1 kV |  | Multi core, copper conductor, XLPE insulated, PVC sheathed feeder cables; unarmoured; 0.6/1 kV | [9 empty] | Multi core, copper conductor, XLPE insulated, PVC sheathed feeder cables; unarmoured; 0.6/1 kV
FAZ | 26 | ELECTRICAL | 260519 | CONDUCTORS AND CABLES | EL | Item | 1067 | 260519 - CONDUCTORS AND CABLES | 260519 - CONDUCTORS AND CABLES | A | 4x6 mm2 | 15 | m | 12 | 180 | [5 empty] | 4x6 mm2 | 15 | m | 12 | 180
FAZ | 26 | ELECTRICAL | 260519 | CONDUCTORS AND CABLES | EL | Item | 1068 | Multi core, copper conductor, XLPE insulated, PVC sheathed feeder cables; unarmoured; 0.6/1 kV | Multi core, copper conductor, XLPE insulated, PVC sheathed feeder cables; unarmoured; 0.6/1 kV | B | 4x10 mm2 | 200 | m | 14 | 2800 | [5 empty] | 4x10 mm2 | 200 | m | 14 | 2800
FAZ | 26 | ELECTRICAL | 260519 | CONDUCTORS AND CABLES | EL | Item | 1069 | 260519 - CONDUCTORS AND CABLES | 260519 - CONDUCTORS AND CABLES | C | 4x16 mm2 | 200 | m | 18 | 3600 | [5 empty] | 4x16 mm2 | 200 | m | 18 | 3600
FAZ | 26 | ELECTRICAL | 260519 | CONDUCTORS AND CABLES | EL | Item | 1070 | Multi core, copper conductor, XLPE insulated, PVC sheathed feeder cables; unarmoured; 0.6/1 kV | Multi core, copper conductor, XLPE insulated, PVC sheathed feeder cables; unarmoured; 0.6/1 kV | D | 4x25 mm2 | 80 | m | 22 | 1760 | [5 empty] | 4x25 mm2 | 80 | m | 22 | 1760
FAZ | 26 | ELECTRICAL | 260519 | CONDUCTORS AND CABLES | EL | Item | 1071 | 260519 - CONDUCTORS AND CABLES | 260519 - CONDUCTORS AND CABLES | E | 4x50 mm2 | 100 | m | 30 | 3000 | [5 empty] | 4x50 mm2 | 100 | m | 30 | 3000
FAZ | 26 | ELECTRICAL | 260519 | CONDUCTORS AND CABLES | EL | Item | 1072 | Multi core, copper conductor, XLPE insulated, PVC sheathed feeder cables; unarmoured; 0.6/1 kV | Multi core, copper conductor, XLPE insulated, PVC sheathed feeder cables; unarmoured; 0.6/1 kV | F | 4x120 mm2 | 180 | m | 62 | 11160 | [5 empty] | 4x120 mm2 | 180 | m | 62 | 11160
FAZ | 26 | ELECTRICAL | 260519 | CONDUCTORS AND CABLES | EL | Item | 1073 | 260519 - CONDUCTORS AND CABLES | 260519 - CONDUCTORS AND CABLES | G | 4x240 mm2 | 340 | m | 113 | 38420 | [5 empty] | 4x240 mm2 | 340 | m | 113 | 38420
FAZ | 26 | ELECTRICAL | 260519 | CONDUCTORS AND CABLES | EL | Item | 1074 | Multi core, copper conductor, XLPE insulated, PVC sheathed feeder cables; unarmoured; 0.6/1 kV | Multi core, copper conductor, XLPE insulated, PVC sheathed feeder cables; unarmoured; 0.6/1 kV | H | 4x300 mm2 | 115 | m | 140 | 16100 | [5 empty] | 4x300 mm2 | 115 | m | 140 | 16100
FAZ | 26 | ELECTRICAL | 260519 | CONDUCTORS AND CABLES | EL | Other | 1075 | FP 400 Fire resistant armoured cables | FP 400 Fire resistant armoured cables |  | FP 400 Fire resistant armoured cables | [9 empty] | FP 400 Fire resistant armoured cables
FAZ | 26 | ELECTRICAL | 260519 | CONDUCTORS AND CABLES | EL | Item | 1076 | Multi core, copper conductor, XLPE insulated, PVC sheathed feeder cables; unarmoured; 0.6/1 kV | Multi core, copper conductor, XLPE insulated, PVC sheathed feeder cables; unarmoured; 0.6/1 kV | J | 4x35 mm2 | 25 | m | 45 | 1125 | [5 empty] | 4x35 mm2 | 25 | m | 45 | 1125
FAZ | 26 | ELECTRICAL | 260526 | GROUNDING AND BONDING FOR ELECTRICAL SYSTEMS | EL | Other | 1077 | 260526 - GROUNDING AND BONDING FOR ELECTRICAL SYSTEMS | 260526 - GROUNDING AND BONDING FOR ELECTRICAL SYSTEMS |  | 260526 - GROUNDING AND BONDING FOR ELECTRICAL SYSTEMS | [9 empty] | 260526 - GROUNDING AND BONDING FOR ELECTRICAL SYSTEMS
FAZ | 26 | ELECTRICAL | 260526 | GROUNDING AND BONDING FOR ELECTRICAL SYSTEMS | EL | Other | 1078 | Type TN-S complete, for | Type TN-S complete, for |  | Type TN-S complete, for | [9 empty] | Type TN-S complete, for
FAZ | 26 | ELECTRICAL | 260526 | GROUNDING AND BONDING FOR ELECTRICAL SYSTEMS | EL | Item | 1079 | 260526 - GROUNDING AND BONDING FOR ELECTRICAL SYSTEMS | 260526 - GROUNDING AND BONDING FOR ELECTRICAL SYSTEMS | K | Main distribution board (MDB) | 1 | Item | 625 | 625 | [5 empty] | Main distribution board (MDB) |  | Item | 625 | 625
FAZ | 26 | ELECTRICAL | 260526 | GROUNDING AND BONDING FOR ELECTRICAL SYSTEMS | EL | Item | 1080 | Type TN-S complete, for | Type TN-S complete, for | L | 200kVA standby generator | 1 | Item | 440 | 440 | [5 empty] | 200kVA standby generator |  | Item | 440 | 440
FAZ | 26 | ELECTRICAL | 260526 | GROUNDING AND BONDING FOR ELECTRICAL SYSTEMS | EL | Item | 1081 | 260526 - GROUNDING AND BONDING FOR ELECTRICAL SYSTEMS | 260526 - GROUNDING AND BONDING FOR ELECTRICAL SYSTEMS | M | Distribution panelboards, final branch circuit panelboards, indoor and outdoor lighting installations and wiring accessories | 1 | Item | 440 | 440 | [5 empty] | Distribution panelboards, final branch circuit panelboards, indoor and outdoor lighting installations and wiring accessories |  | Item | 440 | 440
FAZ | 26 | ELECTRICAL | 260526 | GROUNDING AND BONDING FOR ELECTRICAL SYSTEMS | EL | Item | 1082 | Type TN-S complete, for | Type TN-S complete, for | N | Signal and communication system | 1 | Item | 440 | 440 | [5 empty] | Signal and communication system |  | Item | 440 | 440
FAZ | 26 | ELECTRICAL | 260536 | CABLE TRAYS FOR ELECTRICAL SYSTEMS | EL | Other | 1083 | 260536 - CABLE TRAYS FOR ELECTRICAL SYSTEMS | 260536 - CABLE TRAYS FOR ELECTRICAL SYSTEMS |  | 260536 - CABLE TRAYS FOR ELECTRICAL SYSTEMS | [9 empty] | 260536 - CABLE TRAYS FOR ELECTRICAL SYSTEMS
FAZ | 26 | ELECTRICAL | 260536 | CABLE TRAYS FOR ELECTRICAL SYSTEMS | EL | Item | 1084 | Type TN-S complete, for | Type TN-S complete, for | A | Cable tray 60 cm | 40 | m | 65 | 2600 | [5 empty] | Cable tray 60 cm | 40 | m | 65 | 2600
FAZ | 26 | ELECTRICAL | 260536 | CABLE TRAYS FOR ELECTRICAL SYSTEMS | EL | Item | 1085 | 260536 - CABLE TRAYS FOR ELECTRICAL SYSTEMS | 260536 - CABLE TRAYS FOR ELECTRICAL SYSTEMS | B | Cable tray 30 cm | 50 | m | 35 | 1750 | [5 empty] | Cable tray 30 cm | 50 | m | 35 | 1750
FAZ | 26 | ELECTRICAL | 260536 | CABLE TRAYS FOR ELECTRICAL SYSTEMS | EL | Item | 1086 | Type TN-S complete, for | Type TN-S complete, for | C | Cable tray 30 cm with cover | 30 | m | 45 | 1350 | [5 empty] | Cable tray 30 cm with cover | 30 | m | 45 | 1350
FAZ | 26 | ELECTRICAL | 260543 | UNDERGROUND DUCTS AND RACEWAYS FOR ELECTRICAL SYSTEMS | EL | Other | 1087 | 260543 - UNDERGROUND DUCTS AND RACEWAYS FOR ELECTRICAL SYSTEMS | 260543 - UNDERGROUND DUCTS AND RACEWAYS FOR ELECTRICAL SYSTEMS |  | 260543 - UNDERGROUND DUCTS AND RACEWAYS FOR ELECTRICAL SYSTEMS | [9 empty] | 260543 - UNDERGROUND DUCTS AND RACEWAYS FOR ELECTRICAL SYSTEMS
FAZ | 26 | ELECTRICAL | 260543 | UNDERGROUND DUCTS AND RACEWAYS FOR ELECTRICAL SYSTEMS | EL | Other | 1088 | Underground cable duct assemblies encased in concrete | Underground cable duct assemblies encased in concrete |  | Underground cable duct assemblies encased in concrete | [9 empty] | Underground cable duct assemblies encased in concrete
FAZ | 26 | ELECTRICAL | 260543 | UNDERGROUND DUCTS AND RACEWAYS FOR ELECTRICAL SYSTEMS | EL | Item | 1089 | 260543 - UNDERGROUND DUCTS AND RACEWAYS FOR ELECTRICAL SYSTEMS | 260543 - UNDERGROUND DUCTS AND RACEWAYS FOR ELECTRICAL SYSTEMS | D | Duct bank of 4f150 mm conduits | 12 | m | 45 | 540 | [5 empty] | Duct bank of 4f150 mm conduits | 12 | m | 45 | 540
FAZ | 26 | ELECTRICAL | 260543 | UNDERGROUND DUCTS AND RACEWAYS FOR ELECTRICAL SYSTEMS | EL | Item | 1090 | Underground cable duct assemblies encased in concrete | Underground cable duct assemblies encased in concrete | E | Duct bank of 2f150 mm conduits | 50 | m | 25 | 1250 | [5 empty] | Duct bank of 2f150 mm conduits | 50 | m | 25 | 1250
FAZ | 26 | ELECTRICAL | 260543 | UNDERGROUND DUCTS AND RACEWAYS FOR ELECTRICAL SYSTEMS | EL | Other | 1091 | Trenches for directly buried LV cables | Trenches for directly buried LV cables |  | Trenches for directly buried LV cables | [9 empty] | Trenches for directly buried LV cables
FAZ | 26 | ELECTRICAL | 260543 | UNDERGROUND DUCTS AND RACEWAYS FOR ELECTRICAL SYSTEMS | EL | Item | 1092 | Underground cable duct assemblies encased in concrete | Underground cable duct assemblies encased in concrete | F | Trench (widthxdepth: 600x800mm) | 72 | m | 30 | 2160 | [5 empty] | Trench (widthxdepth: 600x800mm) | 72 | m | 30 | 2160
FAZ | 26 | ELECTRICAL | 260543 | UNDERGROUND DUCTS AND RACEWAYS FOR ELECTRICAL SYSTEMS | EL | Other | 1093 | Manholes | Manholes |  | Manholes | [9 empty] | Manholes
FAZ | 26 | ELECTRICAL | 260543 | UNDERGROUND DUCTS AND RACEWAYS FOR ELECTRICAL SYSTEMS | EL | Item | 1094 | Underground cable duct assemblies encased in concrete | Underground cable duct assemblies encased in concrete | G | Manhole 800x800x800mm | 8 | Nr | 360 | 2880 | [5 empty] | Manhole 800x800x800mm | 8 | Nr | 360 | 2880
FAZ | 26 | ELECTRICAL | 262413 | SWITCHBOARDS | EL | Other | 1095 | 262413 - SWITCHBOARDS | 262413 - SWITCHBOARDS |  | 262413 - SWITCHBOARDS | [9 empty] | 262413 - SWITCHBOARDS
FAZ | 26 | ELECTRICAL | 262413 | SWITCHBOARDS | EL | Other | 1096 | LV Main distribution panels including circuit breakers, busbars,etc. , as specified and as shown on drawings | LV Main distribution panels including circuit breakers, busbars,etc. , as specified and as shown on drawings |  | LV Main distribution panels including circuit breakers, busbars,etc. , as specified and as shown on drawings | [9 empty] | LV Main distribution panels including circuit breakers, busbars,etc. , as specified and as shown on drawings
FAZ | 26 | ELECTRICAL | 262413 | SWITCHBOARDS | EL | Item | 1097 | 262413 - SWITCHBOARDS | 262413 - SWITCHBOARDS | H | MDB | 1 | Nr | 4750 | 4750 | [5 empty] | MDB | 1 | Nr | 4750 | 4750
FAZ | 26 | ELECTRICAL | 262416 | PANELBOARDS | EL | Other | 1098 | 262416 - PANELBOARDS | 262416 - PANELBOARDS |  | 262416 - PANELBOARDS | [9 empty] | 262416 - PANELBOARDS
FAZ | 26 | ELECTRICAL | 262416 | PANELBOARDS | EL | Other | 1099 | Distribution Panelboards (DPs) | Distribution Panelboards (DPs) |  | Distribution Panelboards (DPs) | [9 empty] | Distribution Panelboards (DPs)
FAZ | 26 | ELECTRICAL | 262416 | PANELBOARDS | EL | Item | 1100 | 262416 - PANELBOARDS | 262416 - PANELBOARDS | J | EDP | 1 | Nr | 1375 | 1375 | [5 empty] | EDP | 1 | Nr | 1375 | 1375
FAZ | 26 | ELECTRICAL | 262416 | PANELBOARDS | EL | Other | 1101 | Subdistribution panels | Subdistribution panels |  | Subdistribution panels | [9 empty] | Subdistribution panels
FAZ | 26 | ELECTRICAL | 262416 | PANELBOARDS | EL | Item | 1102 | 262416 - PANELBOARDS | 262416 - PANELBOARDS | A | SDP-G | 1 | Nr | 940 | 940 | [5 empty] | SDP-G | 1 | Nr | 940 | 940
FAZ | 26 | ELECTRICAL | 262416 | PANELBOARDS | EL | Item | 1103 | Subdistribution panels | Subdistribution panels | B | SDP-GL | 1 | Nr |  | 0 | [5 empty] | SDP-GL | 1 | Nr |  | 0
FAZ | 26 | ELECTRICAL | 262416 | PANELBOARDS | EL | Item | 1104 | 262416 - PANELBOARDS | 262416 - PANELBOARDS | B | SDP-R | 1 | Nr | 1375 | 1375 | [5 empty] | SDP-R | 1 | Nr | 1375 | 1375
FAZ | 26 | ELECTRICAL | 262416 | PANELBOARDS | EL | Item | 1105 | Subdistribution panels | Subdistribution panels | C | ESDP-G | 1 | Nr | 670 | 670 | [5 empty] | ESDP-G | 1 | Nr | 670 | 670
FAZ | 26 | ELECTRICAL | 262416 | PANELBOARDS | EL | Item | 1106 | 262416 - PANELBOARDS | 262416 - PANELBOARDS | D | ESDP-R | 1 | Nr | 670 | 670 | [5 empty] | ESDP-R | 1 | Nr | 670 | 670
FAZ | 26 | ELECTRICAL | 262416 | PANELBOARDS | EL | Other | 1107 | Final branch circuit panels | Final branch circuit panels |  | Final branch circuit panels | [9 empty] | Final branch circuit panels
FAZ | 26 | ELECTRICAL | 262416 | PANELBOARDS | EL | Item | 1108 | 262416 - PANELBOARDS | 262416 - PANELBOARDS | F | LP-S | 1 | Nr |  | 0 | [5 empty] | LP-S | 1 | Nr |  | 0
FAZ | 26 | ELECTRICAL | 262416 | PANELBOARDS | EL | Item | 1109 | Final branch circuit panels | Final branch circuit panels | G | LP-GL | 1 | Nr |  | 0 | [5 empty] | LP-GL | 1 | Nr |  | 0
FAZ | 26 | ELECTRICAL | 262416 | PANELBOARDS | EL | Item | 1110 | 262416 - PANELBOARDS | 262416 - PANELBOARDS | H | LP-G1 | 1 | Nr |  | 0 | [5 empty] | LP-G1 | 1 | Nr |  | 0
FAZ | 26 | ELECTRICAL | 262416 | PANELBOARDS | EL | Item | 1111 | Final branch circuit panels | Final branch circuit panels | J | LP-G2 | 1 | Nr |  | 0 | [5 empty] | LP-G2 | 1 | Nr |  | 0
FAZ | 26 | ELECTRICAL | 262416 | PANELBOARDS | EL | Item | 1112 | 262416 - PANELBOARDS | 262416 - PANELBOARDS | E | LP-11 | 1 | Nr | 275 | 275 | [5 empty] | LP-11 | 1 | Nr | 275 | 275
FAZ | 26 | ELECTRICAL | 262416 | PANELBOARDS | EL | Item | 1113 | Final branch circuit panels | Final branch circuit panels | F | LP-12 | 1 | Nr | 275 | 275 | [5 empty] | LP-12 | 1 | Nr | 275 | 275
FAZ | 26 | ELECTRICAL | 262416 | PANELBOARDS | EL | Item | 1114 | 262416 - PANELBOARDS | 262416 - PANELBOARDS | M | LP-21 | 1 | Nr |  | 0 | [5 empty] | LP-21 | 1 | Nr |  | 0
FAZ | 26 | ELECTRICAL | 262416 | PANELBOARDS | EL | Item | 1115 | Final branch circuit panels | Final branch circuit panels | N | LP-22 | 1 | Nr |  | 0 | [5 empty] | LP-22 | 1 | Nr |  | 0
FAZ | 26 | ELECTRICAL | 262416 | PANELBOARDS | EL | Item | 1116 | 262416 - PANELBOARDS | 262416 - PANELBOARDS | P | LP-R | 1 | Nr |  | 0 | [5 empty] | LP-R | 1 | Nr |  | 0
FAZ | 26 | ELECTRICAL | 262416 | PANELBOARDS | EL | Item | 1117 | Final branch circuit panels | Final branch circuit panels | Q | ELP-S | 1 | Nr |  | 0 | [5 empty] | ELP-S | 1 | Nr |  | 0
FAZ | 26 | ELECTRICAL | 262416 | PANELBOARDS | EL | Item | 1118 | 262416 - PANELBOARDS | 262416 - PANELBOARDS | R | ELP-G1 | 1 | Nr |  | 0 | [5 empty] | ELP-G1 | 1 | Nr |  | 0
FAZ | 26 | ELECTRICAL | 262416 | PANELBOARDS | EL | Item | 1119 | Final branch circuit panels | Final branch circuit panels | S | ELP-G2 | 1 | Nr |  | 0 | [5 empty] | ELP-G2 | 1 | Nr |  | 0
FAZ | 26 | ELECTRICAL | 262416 | PANELBOARDS | EL | Item | 1120 | 262416 - PANELBOARDS | 262416 - PANELBOARDS | G | ELP-11 | 1 | Nr | 375 | 375 | [5 empty] | ELP-11 | 1 | Nr | 375 | 375
FAZ | 26 | ELECTRICAL | 262416 | PANELBOARDS | EL | Item | 1121 | Final branch circuit panels | Final branch circuit panels | H | ELP-12 | 1 | Nr | 375 | 375 | [5 empty] | ELP-12 | 1 | Nr | 375 | 375
FAZ | 26 | ELECTRICAL | 262416 | PANELBOARDS | EL | Item | 1122 | 262416 - PANELBOARDS | 262416 - PANELBOARDS | A | ELP-21 | 1 | Nr |  | 0 | [5 empty] | ELP-21 | 1 | Nr |  | 0
FAZ | 26 | ELECTRICAL | 262416 | PANELBOARDS | EL | Item | 1123 | Final branch circuit panels | Final branch circuit panels | B | ELP-22 | 1 | Nr |  | 0 | [5 empty] | ELP-22 | 1 | Nr |  | 0
FAZ | 26 | ELECTRICAL | 262416 | PANELBOARDS | EL | Item | 1124 | 262416 - PANELBOARDS | 262416 - PANELBOARDS | C | ELP-R | 1 | Nr |  | 0 | [5 empty] | ELP-R | 1 | Nr |  | 0
FAZ | 26 | ELECTRICAL | 262416 | PANELBOARDS | EL | Item | 1125 | Final branch circuit panels | Final branch circuit panels | D | ULP-1 | 1 | Nr |  | 0 | [5 empty] | ULP-1 | 1 | Nr |  | 0
FAZ | 26 | ELECTRICAL | 262419 | MOTOR CONTROL CENTERS | EL | Other | 1126 | 262419 MOTOR CONTROL CENTERS | 262419 MOTOR CONTROL CENTERS |  | 262419 MOTOR CONTROL CENTERS | [9 empty] | 262419 MOTOR CONTROL CENTERS
FAZ | 26 | ELECTRICAL | 262419 | MOTOR CONTROL CENTERS | EL | Item | 1127 | Final branch circuit panels | Final branch circuit panels | A | MCC-RF | 1 | Nr | 800 | 800 | [5 empty] | MCC-RF | 1 | Nr | 800 | 800
FAZ | 26 | ELECTRICAL | 262726 | WIRING DEVICES | EL | Other | 1128 | 262726 - WIRING DEVICES | 262726 - WIRING DEVICES |  | 262726 - WIRING DEVICES | [9 empty] | 262726 - WIRING DEVICES
FAZ | 26 | ELECTRICAL | 262726 | WIRING DEVICES | EL | Other | 1129 | Switches | Switches |  | Switches | [9 empty] | Switches
FAZ | 26 | ELECTRICAL | 262726 | WIRING DEVICES | EL | Item | 1130 | 262726 - WIRING DEVICES | 262726 - WIRING DEVICES | B | General lighting switch (S1); one way | 30 | Nr | 8 | 240 | [5 empty] | General lighting switch (S1); one way | 30 | Nr | 8 | 240
FAZ | 26 | ELECTRICAL | 262726 | WIRING DEVICES | EL | Item | 1131 | Switches | Switches | C | General lighting switch (S1); two way | 12 | Nr | 10 | 120 | [5 empty] | General lighting switch (S1); two way | 12 | Nr | 10 | 120
FAZ | 26 | ELECTRICAL | 262726 | WIRING DEVICES | EL | Item | 1132 | 262726 - WIRING DEVICES | 262726 - WIRING DEVICES | D | General lighting switch (S1); one way two gang | 6 | Nr | 10 | 60 | [5 empty] | General lighting switch (S1); one way two gang | 6 | Nr | 10 | 60
FAZ | 26 | ELECTRICAL | 262726 | WIRING DEVICES | EL | Item | 1133 | Switches | Switches | E | General lighting switch (S15); one way | 8 | Nr | 10 | 80 | [5 empty] | General lighting switch (S15); one way | 8 | Nr | 10 | 80
FAZ | 26 | ELECTRICAL | 262726 | WIRING DEVICES | EL | Item | 1134 | 262726 - WIRING DEVICES | 262726 - WIRING DEVICES | F | General lighting switch (S15); two way | 2 | Nr | 15 | 30 | [5 empty] | General lighting switch (S15); two way | 2 | Nr | 15 | 30
FAZ | 26 | ELECTRICAL | 262726 | WIRING DEVICES | EL | Item | 1135 | Switches | Switches | L | Push button | 5 | Nr |  | 0 | [5 empty] | Push button | 5 | Nr |  | 0
FAZ | 26 | ELECTRICAL | 262726 | WIRING DEVICES | EL | Other | 1136 | Socket Outlets | Socket Outlets |  | Socket Outlets | [9 empty] | Socket Outlets
FAZ | 26 | ELECTRICAL | 262726 | WIRING DEVICES | EL | Item | 1137 | Switches | Switches | G | Type R01; simplex | 34 | Nr | 45 | 1530 | [5 empty] | Type R01; simplex | 34 | Nr | 45 | 1530
FAZ | 26 | ELECTRICAL | 262726 | WIRING DEVICES | EL | Item | 1138 | Socket Outlets | Socket Outlets | H | Type R01; duplex | 16 | Nr | 55 | 880 | [5 empty] | Type R01; duplex | 16 | Nr | 55 | 880
FAZ | 26 | ELECTRICAL | 262726 | WIRING DEVICES | EL | Item | 1139 | Switches | Switches | J | Type R05; simplex | 16 | Nr | 75 | 1200 | [5 empty] | Type R05; simplex | 16 | Nr | 75 | 1200
FAZ | 26 | ELECTRICAL | 262726 | WIRING DEVICES | EL | Item | 1140 | Socket Outlets | Socket Outlets | K | Type R05; duplex | 1 | Nr | 85 | 85 | [5 empty] | Type R05; duplex | 1 | Nr | 85 | 85
FAZ | 26 | ELECTRICAL | 262726 | WIRING DEVICES | EL | Item | 1141 | Switches | Switches | R | Type R01; simplex; floor mounted | 2 | Nr |  | 0 | [5 empty] | Type R01; simplex; floor mounted | 2 | Nr |  | 0
FAZ | 26 | ELECTRICAL | 262726 | WIRING DEVICES | EL | Item | 1142 | Socket Outlets | Socket Outlets | A | Type R01; duplex; floor mounted | 1 | Nr |  | 0 | [5 empty] | Type R01; duplex; floor mounted | 1 | Nr |  | 0
FAZ | 26 | ELECTRICAL | 262726 | WIRING DEVICES | EL | Other | 1143 | Electric Outlets | Electric Outlets |  | Electric Outlets | [9 empty] | Electric Outlets
FAZ | 26 | ELECTRICAL | 262726 | WIRING DEVICES | EL | Item | 1144 | Socket Outlets | Socket Outlets | A | Lighting outlet ;ceiling mounted; 16Amp,2P | 26 | Nr | 60 | 1560 | [5 empty] | Lighting outlet ;ceiling mounted; 16Amp,2P | 26 | Nr | 60 | 1560
FAZ | 26 | ELECTRICAL | 262726 | WIRING DEVICES | EL | Item | 1145 | Electric Outlets | Electric Outlets | C | Lighting outlet ;wall mounted; 16Amp,2P | 14 | Nr |  | 0 | [5 empty] | Lighting outlet ;wall mounted; 16Amp,2P | 14 | Nr |  | 0
FAZ | 26 | ELECTRICAL | 262816 | ENCLOSED SWITCHES AND CIRCUIT BREAKERS | EL | Other | 1146 | 262816 - ENCLOSED SWITCHES AND CIRCUIT BREAKERS | 262816 - ENCLOSED SWITCHES AND CIRCUIT BREAKERS |  | 262816 - ENCLOSED SWITCHES AND CIRCUIT BREAKERS | [9 empty] | 262816 - ENCLOSED SWITCHES AND CIRCUIT BREAKERS
FAZ | 26 | ELECTRICAL | 262816 | ENCLOSED SWITCHES AND CIRCUIT BREAKERS | EL | Other | 1147 | Switch Disconnectors (Disconnecting Switches) | Switch Disconnectors (Disconnecting Switches) |  | Switch Disconnectors (Disconnecting Switches) | [9 empty] | Switch Disconnectors (Disconnecting Switches)
FAZ | 26 | ELECTRICAL | 262816 | ENCLOSED SWITCHES AND CIRCUIT BREAKERS | EL | Item | 1148 | 262816 - ENCLOSED SWITCHES AND CIRCUIT BREAKERS | 262816 - ENCLOSED SWITCHES AND CIRCUIT BREAKERS | B | 16Amp, 2P | 15 | Nr | 50 | 750 | [5 empty] | 16Amp, 2P | 15 | Nr | 50 | 750
FAZ | 26 | ELECTRICAL | 262816 | ENCLOSED SWITCHES AND CIRCUIT BREAKERS | EL | Item | 1149 | Switch Disconnectors (Disconnecting Switches) | Switch Disconnectors (Disconnecting Switches) | E | 16Amp, 2P, weatherproof | 6 | Nr |  | 0 | [5 empty] | 16Amp, 2P, weatherproof | 6 | Nr |  | 0
FAZ | 26 | ELECTRICAL | 262816 | ENCLOSED SWITCHES AND CIRCUIT BREAKERS | EL | Item | 1150 | 262816 - ENCLOSED SWITCHES AND CIRCUIT BREAKERS | 262816 - ENCLOSED SWITCHES AND CIRCUIT BREAKERS | F | 16Amp, 2P, weatherproof, pedestal type | 3 | Nr |  | 0 | [5 empty] | 16Amp, 2P, weatherproof, pedestal type | 3 | Nr |  | 0
FAZ | 26 | ELECTRICAL | 262816 | ENCLOSED SWITCHES AND CIRCUIT BREAKERS | EL | Item | 1151 | Switch Disconnectors (Disconnecting Switches) | Switch Disconnectors (Disconnecting Switches) | C | 20Amp, 2P | 2 | Nr | 100 | 200 | [5 empty] | 20Amp, 2P | 2 | Nr | 100 | 200
FAZ | 26 | ELECTRICAL | 262816 | ENCLOSED SWITCHES AND CIRCUIT BREAKERS | EL | Item | 1152 | 262816 - ENCLOSED SWITCHES AND CIRCUIT BREAKERS | 262816 - ENCLOSED SWITCHES AND CIRCUIT BREAKERS | H | 20Amp, 2P, weatherproof, pedestal type | 3 | Nr |  | 0 | [5 empty] | 20Amp, 2P, weatherproof, pedestal type | 3 | Nr |  | 0
FAZ | 26 | ELECTRICAL | 262816 | ENCLOSED SWITCHES AND CIRCUIT BREAKERS | EL | Item | 1153 | Switch Disconnectors (Disconnecting Switches) | Switch Disconnectors (Disconnecting Switches) | J | 32Amp, 2P | 3 | Nr |  | 0 | [5 empty] | 32Amp, 2P | 3 | Nr |  | 0
FAZ | 26 | ELECTRICAL | 262816 | ENCLOSED SWITCHES AND CIRCUIT BREAKERS | EL | Item | 1154 | 262816 - ENCLOSED SWITCHES AND CIRCUIT BREAKERS | 262816 - ENCLOSED SWITCHES AND CIRCUIT BREAKERS | K | 32Amp, 2P, pedestal type | 1 | Nr |  | 0 | [5 empty] | 32Amp, 2P, pedestal type | 1 | Nr |  | 0
FAZ | 26 | ELECTRICAL | 262816 | ENCLOSED SWITCHES AND CIRCUIT BREAKERS | EL | Item | 1155 | Switch Disconnectors (Disconnecting Switches) | Switch Disconnectors (Disconnecting Switches) | L | 32Amp, 2P, weatherproof | 2 | Nr |  | 0 | [5 empty] | 32Amp, 2P, weatherproof | 2 | Nr |  | 0
FAZ | 26 | ELECTRICAL | 262816 | ENCLOSED SWITCHES AND CIRCUIT BREAKERS | EL | Item | 1156 | 262816 - ENCLOSED SWITCHES AND CIRCUIT BREAKERS | 262816 - ENCLOSED SWITCHES AND CIRCUIT BREAKERS | M | 32Amp, 4P | 1 | Nr |  | 0 | [5 empty] | 32Amp, 4P | 1 | Nr |  | 0
FAZ | 26 | ELECTRICAL | 262816 | ENCLOSED SWITCHES AND CIRCUIT BREAKERS | EL | Item | 1157 | Switch Disconnectors (Disconnecting Switches) | Switch Disconnectors (Disconnecting Switches) | N | 20Amp, 4P | 2 | Nr | 50 | 100 | [5 empty] | 20Amp, 4P | 2 | Nr | 50 | 100
FAZ | 26 | ELECTRICAL | 262816 | ENCLOSED SWITCHES AND CIRCUIT BREAKERS | EL | Item | 1158 | 262816 - ENCLOSED SWITCHES AND CIRCUIT BREAKERS | 262816 - ENCLOSED SWITCHES AND CIRCUIT BREAKERS | P | 40Amp, 4P | 3 | Nr |  | 0 | [5 empty] | 40Amp, 4P | 3 | Nr |  | 0
FAZ | 26 | ELECTRICAL | 262816 | ENCLOSED SWITCHES AND CIRCUIT BREAKERS | EL | Item | 1159 | Switch Disconnectors (Disconnecting Switches) | Switch Disconnectors (Disconnecting Switches) | Q | 63Amp, 4P | 3 | Nr |  | 0 | [5 empty] | 63Amp, 4P | 3 | Nr |  | 0
FAZ | 26 | ELECTRICAL | 262816 | ENCLOSED SWITCHES AND CIRCUIT BREAKERS | EL | Item | 1160 | 262816 - ENCLOSED SWITCHES AND CIRCUIT BREAKERS | 262816 - ENCLOSED SWITCHES AND CIRCUIT BREAKERS | A | 63Amp, 4P, pedestal type | 1 | Nr |  | 0 | [5 empty] | 63Amp, 4P, pedestal type | 1 | Nr |  | 0
FAZ | 26 | ELECTRICAL | 262816 | ENCLOSED SWITCHES AND CIRCUIT BREAKERS | EL | Other | 1161 | Switch Disconnectors with Combination Starter | Switch Disconnectors with Combination Starter |  | Switch Disconnectors with Combination Starter | [9 empty] | Switch Disconnectors with Combination Starter
FAZ | 26 | ELECTRICAL | 262816 | ENCLOSED SWITCHES AND CIRCUIT BREAKERS | EL | Item | 1162 | 262816 - ENCLOSED SWITCHES AND CIRCUIT BREAKERS | 262816 - ENCLOSED SWITCHES AND CIRCUIT BREAKERS | A | 16Amp, 2P, weatherproof | 1 | Nr | 50 | 50 | [5 empty] | 16Amp, 2P, weatherproof | 1 | Nr | 50 | 50
FAZ | 26 | ELECTRICAL | 262816 | ENCLOSED SWITCHES AND CIRCUIT BREAKERS | EL | Item | 1163 | Switch Disconnectors with Combination Starter | Switch Disconnectors with Combination Starter | B | 16Amp, 2P, weatherproof, pedestal type | 1 | Nr | 75 | 75 | [5 empty] | 16Amp, 2P, weatherproof, pedestal type | 1 | Nr | 75 | 75
FAZ | 26 | ELECTRICAL | 262816 | ENCLOSED SWITCHES AND CIRCUIT BREAKERS | EL | Item | 1164 | 262816 - ENCLOSED SWITCHES AND CIRCUIT BREAKERS | 262816 - ENCLOSED SWITCHES AND CIRCUIT BREAKERS | C | 16Amp, 4P, weatherproof | 1 | Nr | 100 | 100 | [5 empty] | 16Amp, 4P, weatherproof | 1 | Nr | 100 | 100
FAZ | 26 | ELECTRICAL | 262816 | ENCLOSED SWITCHES AND CIRCUIT BREAKERS | EL | Item | 1165 | Switch Disconnectors with Combination Starter | Switch Disconnectors with Combination Starter | D | 20Amp, 4P, weatherproof | 1 | Nr | 75 | 75 | [5 empty] | 20Amp, 4P, weatherproof | 1 | Nr | 75 | 75
FAZ | 26 | ELECTRICAL | 263213 | PACKAGED ENGINE GENERATORS | EL | Other | 1166 | 263213 - PACKAGED ENGINE GENERATORS | 263213 - PACKAGED ENGINE GENERATORS |  | 263213 - PACKAGED ENGINE GENERATORS | [9 empty] | 263213 - PACKAGED ENGINE GENERATORS
FAZ | 26 | ELECTRICAL | 263213 | PACKAGED ENGINE GENERATORS | EL | Other | 1167 | Oudooor sound proof generator, including enclosure, control panel, silencer, gas exhaust pipes, and installation of all accessories and equipment required. | Oudooor sound proof generator, including enclosure, control panel, silencer, gas exhaust pipes, and installation of all accessories and equipment required. |  | Oudooor sound proof generator, including enclosure, control panel, silencer, gas exhaust pipes, and installation of all accessories and equipment required. | [9 empty] | Oudooor sound proof generator, including enclosure, control panel, silencer, gas exhaust pipes, and installation of all accessories and equipment required.
FAZ | 26 | ELECTRICAL | 263213 | PACKAGED ENGINE GENERATORS | EL | Item | 1168 | 263213 - PACKAGED ENGINE GENERATORS | 263213 - PACKAGED ENGINE GENERATORS | E | 200 kVA, 400 V, 50 Hz (standby), 1500rpm, three phase, four wire, as shown on drawings | 1 | Nr | 36000 | 36000 | [5 empty] | 200 kVA, 400 V, 50 Hz (standby), 1500rpm, three phase, four wire, as shown on drawings | 1 | Nr | 36000 | 36000
FAZ | 26 | ELECTRICAL | 263213 | PACKAGED ENGINE GENERATORS | EL | Item | 1169 | Oudooor sound proof generator, including enclosure, control panel, silencer, gas exhaust pipes, and installation of all accessories and equipment required. | Oudooor sound proof generator, including enclosure, control panel, silencer, gas exhaust pipes, and installation of all accessories and equipment required. | F | Daily fuel tank (500 Liters) | 1 | Nr | 750 | 750 | [5 empty] | Daily fuel tank (500 Liters) | 1 | Nr | 750 | 750
FAZ | 26 | ELECTRICAL | 263353 | STATIC UNINTERRUPTIBLE POWER SUPPLY | EL | Other | 1170 | 263353 - STATIC UNINTERRUPTIBLE POWER SUPPLY | 263353 - STATIC UNINTERRUPTIBLE POWER SUPPLY |  | 263353 - STATIC UNINTERRUPTIBLE POWER SUPPLY | [9 empty] | 263353 - STATIC UNINTERRUPTIBLE POWER SUPPLY
FAZ | 26 | ELECTRICAL | 263353 | STATIC UNINTERRUPTIBLE POWER SUPPLY | EL | Other | 1171 | UPS system complete, including | UPS system complete, including |  | UPS system complete, including | [9 empty] | UPS system complete, including
FAZ | 26 | ELECTRICAL | 263353 | STATIC UNINTERRUPTIBLE POWER SUPPLY | EL | Other | 1172 | battery, charger, inverter, transfer | battery, charger, inverter, transfer |  | battery, charger, inverter, transfer | [9 empty] | battery, charger, inverter, transfer
FAZ | 26 | ELECTRICAL | 263353 | STATIC UNINTERRUPTIBLE POWER SUPPLY | EL | Other | 1173 | switch and manual by pass switch | switch and manual by pass switch |  | switch and manual by pass switch | [9 empty] | switch and manual by pass switch
FAZ | 26 | ELECTRICAL | 263353 | STATIC UNINTERRUPTIBLE POWER SUPPLY | EL | Item | 1174 | battery, charger, inverter, transfer | battery, charger, inverter, transfer | G | UPS, 25 kVA , 3-phase 230V/400V input, 3-phase 230V/400V output | 1 | Nr | 10000 | 10000 | [5 empty] | UPS, 25 kVA , 3-phase 230V/400V input, 3-phase 230V/400V output | 1 | Nr | 10000 | 10000
FAZ | 26 | ELECTRICAL | 263600 | TRANSFER SWITCHES | EL | Other | 1175 | 263600 - TRANSFER SWITCHES | 263600 - TRANSFER SWITCHES |  | 263600 - TRANSFER SWITCHES | [9 empty] | 263600 - TRANSFER SWITCHES
FAZ | 26 | ELECTRICAL | 263600 | TRANSFER SWITCHES | EL | Other | 1176 | Automatic transfer switch | Automatic transfer switch |  | Automatic transfer switch | [9 empty] | Automatic transfer switch
FAZ | 26 | ELECTRICAL | 263600 | TRANSFER SWITCHES | EL | Item | 1177 | 263600 - TRANSFER SWITCHES | 263600 - TRANSFER SWITCHES | A | ATS,400 A, 4 poles | 1 | Nr | 1400 | 1400 | [5 empty] | ATS,400 A, 4 poles | 1 | Nr | 1400 | 1400
FAZ | 26 | ELECTRICAL | 264113 | LIGHTNING PROTECTION FOR STRUCTURES | EL | Other | 1178 | 264113 - LIGHTNING PROTECTION FOR STRUCTURES | 264113 - LIGHTNING PROTECTION FOR STRUCTURES |  | 264113 - LIGHTNING PROTECTION FOR STRUCTURES | [9 empty] | 264113 - LIGHTNING PROTECTION FOR STRUCTURES
FAZ | 26 | ELECTRICAL | 264113 | LIGHTNING PROTECTION FOR STRUCTURES | EL | Item | 1179 | 263600 - TRANSFER SWITCHES | 263600 - TRANSFER SWITCHES | B | Complete faraday cage system for the new building as specified and as shown on drawings | 1 | Item | 8750 | 8750 | [5 empty] | Complete faraday cage system for the new building as specified and as shown on drawings |  | Item | 8750 | 8750
FAZ | 26 | ELECTRICAL | 265100 | INTERIOR LIGHTING | EL | Other | 1180 | 265100 - INTERIOR LIGHTING | 265100 - INTERIOR LIGHTING |  | 265100 - INTERIOR LIGHTING | [9 empty] | 265100 - INTERIOR LIGHTING
FAZ | 26 | ELECTRICAL | 265100 | INTERIOR LIGHTING | EL | Other | 1181 | Lighting Fixtures | Lighting Fixtures |  | Lighting Fixtures | [9 empty] | Lighting Fixtures
FAZ | 26 | ELECTRICAL | 265100 | INTERIOR LIGHTING | EL | Item | 1182 | 265100 - INTERIOR LIGHTING | 265100 - INTERIOR LIGHTING | C | Type A1 | 2 | Nr | 85 | 170 | [5 empty] | Type A1 | 2 | Nr | 85 | 170
FAZ | 26 | ELECTRICAL | 265100 | INTERIOR LIGHTING | EL | Item | 1183 | Lighting Fixtures | Lighting Fixtures | D | Type A2 | 8 | Nr | 60 | 480 | [5 empty] | Type A2 | 8 | Nr | 60 | 480
FAZ | 26 | ELECTRICAL | 265100 | INTERIOR LIGHTING | EL | Item | 1184 | 265100 - INTERIOR LIGHTING | 265100 - INTERIOR LIGHTING | E | Type A3 | 23 | Nr | 85 | 1955 | [5 empty] | Type A3 | 23 | Nr | 85 | 1955
FAZ | 26 | ELECTRICAL | 265100 | INTERIOR LIGHTING | EL | Item | 1185 | Lighting Fixtures | Lighting Fixtures | F | Type A5 | 3 | Nr |  | 0 | [5 empty] | Type A5 | 3 | Nr |  | 0
FAZ | 26 | ELECTRICAL | 265100 | INTERIOR LIGHTING | EL | Item | 1186 | 265100 - INTERIOR LIGHTING | 265100 - INTERIOR LIGHTING | G | Type B1 | 3 | Nr |  | 0 | [5 empty] | Type B1 | 3 | Nr |  | 0
FAZ | 26 | ELECTRICAL | 265100 | INTERIOR LIGHTING | EL | Item | 1187 | Lighting Fixtures | Lighting Fixtures | F | Type B2 | 39 | Nr | 95 | 3705 | [5 empty] | Type B2 | 39 | Nr | 95 | 3705
FAZ | 26 | ELECTRICAL | 265100 | INTERIOR LIGHTING | EL | Item | 1188 | 265100 - INTERIOR LIGHTING | 265100 - INTERIOR LIGHTING | G | Type B3 | 2 | Nr | 105 | 210 | [5 empty] | Type B3 | 2 | Nr | 105 | 210
FAZ | 26 | ELECTRICAL | 265100 | INTERIOR LIGHTING | EL | Item | 1189 | Lighting Fixtures | Lighting Fixtures | H | Type C1 | 11 | Nr | 105 | 1155 | [5 empty] | Type C1 | 11 | Nr | 105 | 1155
FAZ | 26 | ELECTRICAL | 265100 | INTERIOR LIGHTING | EL | Item | 1190 | 265100 - INTERIOR LIGHTING | 265100 - INTERIOR LIGHTING | J | Type C2 | 2 | Nr | 150 | 300 | [5 empty] | Type C2 | 2 | Nr | 150 | 300
FAZ | 26 | ELECTRICAL | 265100 | INTERIOR LIGHTING | EL | Item | 1191 | Lighting Fixtures | Lighting Fixtures | M | Type C3 | 15 | Nr |  | 0 | [5 empty] | Type C3 | 15 | Nr |  | 0
FAZ | 26 | ELECTRICAL | 265100 | INTERIOR LIGHTING | EL | Item | 1192 | 265100 - INTERIOR LIGHTING | 265100 - INTERIOR LIGHTING | N | Type C4 | 9 | Nr |  | 0 | [5 empty] | Type C4 | 9 | Nr |  | 0
FAZ | 26 | ELECTRICAL | 265100 | INTERIOR LIGHTING | EL | Item | 1193 | Lighting Fixtures | Lighting Fixtures | P | Type C5 | 40 | Nr |  | 0 | [5 empty] | Type C5 | 40 | Nr |  | 0
FAZ | 26 | ELECTRICAL | 265100 | INTERIOR LIGHTING | EL | Item | 1194 | 265100 - INTERIOR LIGHTING | 265100 - INTERIOR LIGHTING | K | Type E1 | 5 | Nr | 425 | 2125 | [5 empty] | Type E1 | 5 | Nr | 425 | 2125
FAZ | 26 | ELECTRICAL | 265100 | INTERIOR LIGHTING | EL | Item | 1195 | Lighting Fixtures | Lighting Fixtures | A | Type E11 | 3 | Nr | 150 | 450 | [5 empty] | Type E11 | 3 | Nr | 150 | 450
FAZ | 26 | ELECTRICAL | 265100 | INTERIOR LIGHTING | EL | Item | 1196 | 265100 - INTERIOR LIGHTING | 265100 - INTERIOR LIGHTING | B | Type E2 | 16 | Nr |  | 0 | [5 empty] | Type E2 | 16 | Nr |  | 0
FAZ | 26 | ELECTRICAL | 265100 | INTERIOR LIGHTING | EL | Item | 1197 | Lighting Fixtures | Lighting Fixtures | B | Type M1 | 6 | Nr | 60 | 360 | [5 empty] | Type M1 | 6 | Nr | 60 | 360
FAZ | 26 | ELECTRICAL | 265100 | INTERIOR LIGHTING | EL | Item | 1198 | 265100 - INTERIOR LIGHTING | 265100 - INTERIOR LIGHTING | C | Type BH | 2 | Nr | 140 | 280 | [5 empty] | Type BH | 2 | Nr | 140 | 280
FAZ | 26 | ELECTRICAL | 265100 | INTERIOR LIGHTING | EL | Item | 1199 | Lighting Fixtures | Lighting Fixtures | D | Type U2 | 10 | Nr | 150 | 1500 | [5 empty] | Type U2 | 10 | Nr | 150 | 1500
FAZ | 26 | ELECTRICAL | 265100 | INTERIOR LIGHTING | EL | Item | 1200 | 265100 - INTERIOR LIGHTING | 265100 - INTERIOR LIGHTING | F | Type U3 | 7 | Nr |  | 0 | [5 empty] | Type U3 | 7 | Nr |  | 0
FAZ | 26 | ELECTRICAL | 265100 | INTERIOR LIGHTING | EL | Item | 1201 | Lighting Fixtures | Lighting Fixtures | G | Type S1 | 533 | m |  | 0 | [5 empty] | Type S1 | 533 | m |  | 0
FAZ | 26 | ELECTRICAL | 265100 | INTERIOR LIGHTING | EL | Other | 1202 | 265100 - INTERIOR LIGHTING | 265100 - INTERIOR LIGHTING | BILL NO. 26 - ELECTRICAL |  |  |  | J.D | 0 | [8 empty] | J.D | 193605
FAZ | 26 | ELECTRICAL | To Summary | To Summary |  | Bill Sum | 1203 | Lighting Fixtures | Lighting Fixtures | To Summary
FAZ | 27 | COMMUNICATIONS | 270536 | CABLE TRAYS FOR COMMUNICATIONS SYSTEMS | EL | Other | 1204 | 265100 - INTERIOR LIGHTING | 265100 - INTERIOR LIGHTING | BILL NO. 27
FAZ | 27 | COMMUNICATIONS | 270536 | CABLE TRAYS FOR COMMUNICATIONS SYSTEMS | EL | Other | 1205 | Lighting Fixtures | Lighting Fixtures | COMMUNICATIONS
FAZ | 27 | COMMUNICATIONS | 270536 | CABLE TRAYS FOR COMMUNICATIONS SYSTEMS | EL | Other | 1206 | 265100 - INTERIOR LIGHTING | 265100 - INTERIOR LIGHTING | Item | Description | Qty | Unit | Rate | Amount | [5 empty] | Description | Qty | Unit | Rate | Amount
FAZ | 27 | COMMUNICATIONS | 270536 | CABLE TRAYS FOR COMMUNICATIONS SYSTEMS | EL | Other | 1207 | Lighting Fixtures | Lighting Fixtures | [5 empty] | J.D | [9 empty] | J.D
FAZ | 27 | COMMUNICATIONS | 270536 | CABLE TRAYS FOR COMMUNICATIONS SYSTEMS | EL | Other | 1208 | 270536 - CABLE TRAYS FOR COMMUNICATIONS SYSTEMS | 270536 - CABLE TRAYS FOR COMMUNICATIONS SYSTEMS |  | 270536 - CABLE TRAYS FOR COMMUNICATIONS SYSTEMS | [9 empty] | 270536 - CABLE TRAYS FOR COMMUNICATIONS SYSTEMS
FAZ | 27 | COMMUNICATIONS | 270536 | CABLE TRAYS FOR COMMUNICATIONS SYSTEMS | EL | Other | 1209 | Supply, installation, testing, commissioning, putting into satisfactory operation and handing over complete Cable Trays for Communication Systems; including all necessary accessories, fittings, Support, fixation, cable bonding and labelling, cable management, licenses and all required software ; complete; As shown on drawings and described in specifications | Supply, installation, testing, commissioning, putting into satisfactory operation and handing over complete Cable Trays for Communication Systems; including all necessary accessories, fittings, Support, fixation, cable bonding and labelling, cable management, licenses and all required software ; complete; As shown on drawings and described in specifications |  | Supply, installation, testing, commissioning, putting into satisfactory operation and handing over complete Cable Trays for Communication Systems; including all necessary accessories, fittings, Support, fixation, cable bonding and labelling, cable management, licenses and all required software ; complete; As shown on drawings and described in specifications | [9 empty] | Supply, installation, testing, commissioning, putting into satisfactory operation and handing over complete Cable Trays for Communication Systems; including all necessary accessories, fittings, Support, fixation, cable bonding and labelling, cable management, licenses and all required software ; complete; As shown on drawings and described in specifications
FAZ | 27 | COMMUNICATIONS | 270536 | CABLE TRAYS FOR COMMUNICATIONS SYSTEMS | EL | Other | 1210 | Covered Cable Trays | Covered Cable Trays |  | Covered Cable Trays | [9 empty] | Covered Cable Trays
FAZ | 27 | COMMUNICATIONS | 270536 | CABLE TRAYS FOR COMMUNICATIONS SYSTEMS | EL | Item | 1211 | Supply, installation, testing, commissioning, putting into satisfactory operation and handing over complete Cable Trays for Communication Systems; including all necessary accessories, fittings, Support, fixation, cable bonding and labelling, cable management, licenses and all required software ; complete; As shown on drawings and described in specifications | Supply, installation, testing, commissioning, putting into satisfactory operation and handing over complete Cable Trays for Communication Systems; including all necessary accessories, fittings, Support, fixation, cable bonding and labelling, cable management, licenses and all required software ; complete; As shown on drawings and described in specifications | A | Horizontal cable tray 150 x100mm | 150 | m | 40 | 6000 | [5 empty] | Horizontal cable tray 150 x100mm | 150 | m | 40 | 6000
FAZ | 27 | COMMUNICATIONS | 270536 | CABLE TRAYS FOR COMMUNICATIONS SYSTEMS | EL | Item | 1212 | Covered Cable Trays | Covered Cable Trays | B | Vertical cable tray 150 x 100 mm | 5 | m | 40 | 200 | [5 empty] | Vertical cable tray 150 x 100 mm | 5 | m | 40 | 200
FAZ | 27 | COMMUNICATIONS | 271105 | COMMUNICATIONS EQUIPMENT ROOM FITTINGS (TIA) | EL | Other | 1213 | 271105 - COMMUNICATIONS EQUIPMENT ROOM FITTINGS (TIA) | 271105 - COMMUNICATIONS EQUIPMENT ROOM FITTINGS (TIA) |  | 271105 - COMMUNICATIONS EQUIPMENT ROOM FITTINGS (TIA) | [9 empty] | 271105 - COMMUNICATIONS EQUIPMENT ROOM FITTINGS (TIA)
FAZ | 27 | COMMUNICATIONS | 271105 | COMMUNICATIONS EQUIPMENT ROOM FITTINGS (TIA) | EL | Other | 1214 | Supply, installation, testing, commissioning, putting into satisfactory operation and handing over complete Communication Equipment Room Fittings ; including all necessary accessories, fittings, Support, fixation, cable bonding and labelling, cable management, licenses and all required software ; complete; As shown on drawings and described in specifications | Supply, installation, testing, commissioning, putting into satisfactory operation and handing over complete Communication Equipment Room Fittings ; including all necessary accessories, fittings, Support, fixation, cable bonding and labelling, cable management, licenses and all required software ; complete; As shown on drawings and described in specifications |  | Supply, installation, testing, commissioning, putting into satisfactory operation and handing over complete Communication Equipment Room Fittings ; including all necessary accessories, fittings, Support, fixation, cable bonding and labelling, cable management, licenses and all required software ; complete; As shown on drawings and described in specifications | [9 empty] | Supply, installation, testing, commissioning, putting into satisfactory operation and handing over complete Communication Equipment Room Fittings ; including all necessary accessories, fittings, Support, fixation, cable bonding and labelling, cable management, licenses and all required software ; complete; As shown on drawings and described in specifications
FAZ | 27 | COMMUNICATIONS | 271105 | COMMUNICATIONS EQUIPMENT ROOM FITTINGS (TIA) | EL | Other | 1215 | Telecommunications equipment cabinets; wall-mounted; modular type; | Telecommunications equipment cabinets; wall-mounted; modular type; |  | Telecommunications equipment cabinets; wall-mounted; modular type; | [9 empty] | Telecommunications equipment cabinets; wall-mounted; modular type;
FAZ | 27 | COMMUNICATIONS | 271105 | COMMUNICATIONS EQUIPMENT ROOM FITTINGS (TIA) | EL | Item | 1216 | Supply, installation, testing, commissioning, putting into satisfactory operation and handing over complete Communication Equipment Room Fittings ; including all necessary accessories, fittings, Support, fixation, cable bonding and labelling, cable management, licenses and all required software ; complete; As shown on drawings and described in specifications | Supply, installation, testing, commissioning, putting into satisfactory operation and handing over complete Communication Equipment Room Fittings ; including all necessary accessories, fittings, Support, fixation, cable bonding and labelling, cable management, licenses and all required software ; complete; As shown on drawings and described in specifications | A | Wall Mounted Cabinet, door & ventilation provisions as specified; 600 x 600 mm; 24 RU ; | 1 | Nr | 940 | 940 | [5 empty] | Wall Mounted Cabinet, door & ventilation provisions as specified; 600 x 600 mm; 24 RU ; | 1 | Nr | 940 | 940
FAZ | 27 | COMMUNICATIONS | 271305 | COMMUNICATIONS BACKBONE CABLING (TIA) | EL | Other | 1217 | 271305 - COMMUNICATIONS BACKBONE CABLING (TIA) | 271305 - COMMUNICATIONS BACKBONE CABLING (TIA) |  | 271305 - COMMUNICATIONS BACKBONE CABLING (TIA) | [9 empty] | 271305 - COMMUNICATIONS BACKBONE CABLING (TIA)
FAZ | 27 | COMMUNICATIONS | 271305 | COMMUNICATIONS BACKBONE CABLING (TIA) | EL | Other | 1218 | Supply, installation, testing, commissioning, putting into satisfactory operation and handing over complete communication backbone cabling ; including all necessary accessories, fittings, Support, fixation, cable bonding and labelling, cable management, licenses and all required software ; complete; As shown on drawings and described in specifications | Supply, installation, testing, commissioning, putting into satisfactory operation and handing over complete communication backbone cabling ; including all necessary accessories, fittings, Support, fixation, cable bonding and labelling, cable management, licenses and all required software ; complete; As shown on drawings and described in specifications |  | Supply, installation, testing, commissioning, putting into satisfactory operation and handing over complete communication backbone cabling ; including all necessary accessories, fittings, Support, fixation, cable bonding and labelling, cable management, licenses and all required software ; complete; As shown on drawings and described in specifications | [9 empty] | Supply, installation, testing, commissioning, putting into satisfactory operation and handing over complete communication backbone cabling ; including all necessary accessories, fittings, Support, fixation, cable bonding and labelling, cable management, licenses and all required software ; complete; As shown on drawings and described in specifications
FAZ | 27 | COMMUNICATIONS | 271305 | COMMUNICATIONS BACKBONE CABLING (TIA) | EL | Other | 1219 | Backbone Cables: UTP; CAT 3; PVC sheathed; suitable for indoor use as specified; | Backbone Cables: UTP; CAT 3; PVC sheathed; suitable for indoor use as specified; |  | Backbone Cables: UTP; CAT 3; PVC sheathed; suitable for indoor use as specified; | [9 empty] | Backbone Cables: UTP; CAT 3; PVC sheathed; suitable for indoor use as specified;
FAZ | 27 | COMMUNICATIONS | 271305 | COMMUNICATIONS BACKBONE CABLING (TIA) | EL | Item | 1220 | Supply, installation, testing, commissioning, putting into satisfactory operation and handing over complete communication backbone cabling ; including all necessary accessories, fittings, Support, fixation, cable bonding and labelling, cable management, licenses and all required software ; complete; As shown on drawings and described in specifications | Supply, installation, testing, commissioning, putting into satisfactory operation and handing over complete communication backbone cabling ; including all necessary accessories, fittings, Support, fixation, cable bonding and labelling, cable management, licenses and all required software ; complete; As shown on drawings and described in specifications | B | 50-Pair Cat 3, UTP Cable; | 170 | m | 40 | 6800 | [5 empty] | 50-Pair Cat 3, UTP Cable; | 170 | m | 40 | 6800
FAZ | 27 | COMMUNICATIONS | 271305 | COMMUNICATIONS BACKBONE CABLING (TIA) | EL | Other | 1221 | Main and Intermediate Cross-Connects | Main and Intermediate Cross-Connects |  | Main and Intermediate Cross-Connects | [9 empty] | Main and Intermediate Cross-Connects
FAZ | 27 | COMMUNICATIONS | 271305 | COMMUNICATIONS BACKBONE CABLING (TIA) | EL | Item | 1222 | Supply, installation, testing, commissioning, putting into satisfactory operation and handing over complete communication backbone cabling ; including all necessary accessories, fittings, Support, fixation, cable bonding and labelling, cable management, licenses and all required software ; complete; As shown on drawings and described in specifications | Supply, installation, testing, commissioning, putting into satisfactory operation and handing over complete communication backbone cabling ; including all necessary accessories, fittings, Support, fixation, cable bonding and labelling, cable management, licenses and all required software ; complete; As shown on drawings and described in specifications | A | Main Distribution Frame (MDF) - 50 Pair | 1 | Nr | 2300 | 2300 | [5 empty] | Main Distribution Frame (MDF) - 50 Pair | 1 | Nr | 2300 | 2300
FAZ | 27 | COMMUNICATIONS | 271305 | COMMUNICATIONS BACKBONE CABLING (TIA) | EL | Item | 1223 | Main and Intermediate Cross-Connects | Main and Intermediate Cross-Connects | B | IDC 110 Block (50 Pairs) | 1 | Nr | 2300 | 2300 | [5 empty] | IDC 110 Block (50 Pairs) | 1 | Nr | 2300 | 2300
FAZ | 27 | COMMUNICATIONS | 271505 | COMMUNICATIONS HORIZONTAL CABLING (TIA) | EL | Other | 1224 | 271505 - COMMUNICATIONS HORIZONTAL CABLING (TIA) | 271505 - COMMUNICATIONS HORIZONTAL CABLING (TIA) |  | 271505 - COMMUNICATIONS HORIZONTAL CABLING (TIA) | [9 empty] | 271505 - COMMUNICATIONS HORIZONTAL CABLING (TIA)
FAZ | 27 | COMMUNICATIONS | 271505 | COMMUNICATIONS HORIZONTAL CABLING (TIA) | EL | Other | 1225 | Supply, installation, testing, commissioning, putting into satisfactory operation and handing over complete communication horizontal cabling ; including all necessary accessories, fittings, Support, fixation, cable bonding and labelling, cable management, licenses and all required software ; complete; As shown on drawings and described in specifications | Supply, installation, testing, commissioning, putting into satisfactory operation and handing over complete communication horizontal cabling ; including all necessary accessories, fittings, Support, fixation, cable bonding and labelling, cable management, licenses and all required software ; complete; As shown on drawings and described in specifications |  | Supply, installation, testing, commissioning, putting into satisfactory operation and handing over complete communication horizontal cabling ; including all necessary accessories, fittings, Support, fixation, cable bonding and labelling, cable management, licenses and all required software ; complete; As shown on drawings and described in specifications | [9 empty] | Supply, installation, testing, commissioning, putting into satisfactory operation and handing over complete communication horizontal cabling ; including all necessary accessories, fittings, Support, fixation, cable bonding and labelling, cable management, licenses and all required software ; complete; As shown on drawings and described in specifications
FAZ | 27 | COMMUNICATIONS | 271505 | COMMUNICATIONS HORIZONTAL CABLING (TIA) | EL | Other | 1226 | Telecommunications Outlets/Connectors | Telecommunications Outlets/Connectors |  | Telecommunications Outlets/Connectors | [9 empty] | Telecommunications Outlets/Connectors
FAZ | 27 | COMMUNICATIONS | 271505 | COMMUNICATIONS HORIZONTAL CABLING (TIA) | EL | Item | 1227 | Supply, installation, testing, commissioning, putting into satisfactory operation and handing over complete communication horizontal cabling ; including all necessary accessories, fittings, Support, fixation, cable bonding and labelling, cable management, licenses and all required software ; complete; As shown on drawings and described in specifications | Supply, installation, testing, commissioning, putting into satisfactory operation and handing over complete communication horizontal cabling ; including all necessary accessories, fittings, Support, fixation, cable bonding and labelling, cable management, licenses and all required software ; complete; As shown on drawings and described in specifications | C | Single (1) Cat 6A RJ45 Outlet; Wall-Mounted; | 11 | Nr | 105 | 1155 | [5 empty] | Single (1) Cat 6A RJ45 Outlet; Wall-Mounted; | 11 | Nr | 105 | 1155
FAZ | 27 | COMMUNICATIONS | 271505 | COMMUNICATIONS HORIZONTAL CABLING (TIA) | EL | Item | 1228 | Telecommunications Outlets/Connectors | Telecommunications Outlets/Connectors | D | Single (1) Cat 6A RJ45 Outlet; Ceiling-Mounted; | 4 | Nr | 110 | 440 | [5 empty] | Single (1) Cat 6A RJ45 Outlet; Ceiling-Mounted; | 4 | Nr | 110 | 440
FAZ | 27 | COMMUNICATIONS | 271505 | COMMUNICATIONS HORIZONTAL CABLING (TIA) | EL | Item | 1229 | Supply, installation, testing, commissioning, putting into satisfactory operation and handing over complete communication horizontal cabling ; including all necessary accessories, fittings, Support, fixation, cable bonding and labelling, cable management, licenses and all required software ; complete; As shown on drawings and described in specifications | Supply, installation, testing, commissioning, putting into satisfactory operation and handing over complete communication horizontal cabling ; including all necessary accessories, fittings, Support, fixation, cable bonding and labelling, cable management, licenses and all required software ; complete; As shown on drawings and described in specifications | E | Duplex (2) Cat 6A RJ45 Outlet; Wall-Mounted; | 5 | Nr | 110 | 550 | [5 empty] | Duplex (2) Cat 6A RJ45 Outlet; Wall-Mounted; | 5 | Nr | 110 | 550
FAZ | 27 | COMMUNICATIONS | 271505 | COMMUNICATIONS HORIZONTAL CABLING (TIA) | EL | Item | 1230 | Telecommunications Outlets/Connectors | Telecommunications Outlets/Connectors | F | Duplex (2) Cat 6A RJ45 Outlet; Floor-Mounted; | 1 | Nr |  | 0 | [5 empty] | Duplex (2) Cat 6A RJ45 Outlet; Floor-Mounted; | 1 | Nr
FAZ | 27 | COMMUNICATIONS | 271505 | COMMUNICATIONS HORIZONTAL CABLING (TIA) | EL | Other | 1231 | Horizontal Cross-connects, | Horizontal Cross-connects, |  | Horizontal Cross-connects, | [9 empty] | Horizontal Cross-connects,
FAZ | 27 | COMMUNICATIONS | 271505 | COMMUNICATIONS HORIZONTAL CABLING (TIA) | EL | Item | 1232 | Telecommunications Outlets/Connectors | Telecommunications Outlets/Connectors | F | 48-Port Cat 6A UTP/STP RJ45; fully equipped; Patch Panels; | 1 | Nr | 250 | 250 | [5 empty] | 48-Port Cat 6A UTP/STP RJ45; fully equipped; Patch Panels; | 1 | Nr | 250 | 250
FAZ | 27 | COMMUNICATIONS | 272109 | DATA COMM FOR CAMPUS NETWORK | EL | Other | 1233 | 272109 - DATA COMM FOR CAMPUS NETWORK | 272109 - DATA COMM FOR CAMPUS NETWORK |  | 272109 - DATA COMM FOR CAMPUS NETWORK | [9 empty] | 272109 - DATA COMM FOR CAMPUS NETWORK
FAZ | 27 | COMMUNICATIONS | 272109 | DATA COMM FOR CAMPUS NETWORK | EL | Other | 1234 | Supply, installation, testing, commissioning, putting into satisfactory operation and handing over complete Data Communication Devices ; including all necessary accessories, fittings, Support, fixation, cable bonding and labelling, cable management, licenses and all required software ; complete; As shown on drawings and described in specifications | Supply, installation, testing, commissioning, putting into satisfactory operation and handing over complete Data Communication Devices ; including all necessary accessories, fittings, Support, fixation, cable bonding and labelling, cable management, licenses and all required software ; complete; As shown on drawings and described in specifications |  | Supply, installation, testing, commissioning, putting into satisfactory operation and handing over complete Data Communication Devices ; including all necessary accessories, fittings, Support, fixation, cable bonding and labelling, cable management, licenses and all required software ; complete; As shown on drawings and described in specifications | [9 empty] | Supply, installation, testing, commissioning, putting into satisfactory operation and handing over complete Data Communication Devices ; including all necessary accessories, fittings, Support, fixation, cable bonding and labelling, cable management, licenses and all required software ; complete; As shown on drawings and described in specifications
FAZ | 27 | COMMUNICATIONS | 272109 | DATA COMM FOR CAMPUS NETWORK | EL | Other | 1235 | Active communications and data processing equipment | Active communications and data processing equipment |  | Active communications and data processing equipment | [9 empty] | Active communications and data processing equipment
FAZ | 27 | COMMUNICATIONS | 272109 | DATA COMM FOR CAMPUS NETWORK | EL | Item | 1236 | Supply, installation, testing, commissioning, putting into satisfactory operation and handing over complete Data Communication Devices ; including all necessary accessories, fittings, Support, fixation, cable bonding and labelling, cable management, licenses and all required software ; complete; As shown on drawings and described in specifications | Supply, installation, testing, commissioning, putting into satisfactory operation and handing over complete Data Communication Devices ; including all necessary accessories, fittings, Support, fixation, cable bonding and labelling, cable management, licenses and all required software ; complete; As shown on drawings and described in specifications | A | 48-Ports Access data switches ; | 1 | Nr | 1250 | 1250 | [5 empty] | 48-Ports Access data switches ; | 1 | Nr | 1250 | 1250
FAZ | 27 | COMMUNICATIONS | 272133 | WIRELESS DATA NETWORK | EL | Other | 1237 | 272133 - WIRELESS DATA NETWORK | 272133 - WIRELESS DATA NETWORK |  | 272133 - WIRELESS DATA NETWORK | [9 empty] | 272133 - WIRELESS DATA NETWORK
FAZ | 27 | COMMUNICATIONS | 272133 | WIRELESS DATA NETWORK | EL | Other | 1238 | Supply, installation, testing, commissioning, putting into satisfactory operation and handing over complete Wireless Data Network ; including all necessary accessories, fittings, Support, fixation, cable bonding and labelling, cable management, licenses and all required software ; complete; As shown on drawings and described in specifications | Supply, installation, testing, commissioning, putting into satisfactory operation and handing over complete Wireless Data Network ; including all necessary accessories, fittings, Support, fixation, cable bonding and labelling, cable management, licenses and all required software ; complete; As shown on drawings and described in specifications |  | Supply, installation, testing, commissioning, putting into satisfactory operation and handing over complete Wireless Data Network ; including all necessary accessories, fittings, Support, fixation, cable bonding and labelling, cable management, licenses and all required software ; complete; As shown on drawings and described in specifications | [9 empty] | Supply, installation, testing, commissioning, putting into satisfactory operation and handing over complete Wireless Data Network ; including all necessary accessories, fittings, Support, fixation, cable bonding and labelling, cable management, licenses and all required software ; complete; As shown on drawings and described in specifications
FAZ | 27 | COMMUNICATIONS | 272133 | WIRELESS DATA NETWORK | EL | Other | 1239 | Wireless data network components | Wireless data network components |  | Wireless data network components | [9 empty] | Wireless data network components
FAZ | 27 | COMMUNICATIONS | 272133 | WIRELESS DATA NETWORK | EL | Item | 1240 | Supply, installation, testing, commissioning, putting into satisfactory operation and handing over complete Wireless Data Network ; including all necessary accessories, fittings, Support, fixation, cable bonding and labelling, cable management, licenses and all required software ; complete; As shown on drawings and described in specifications | Supply, installation, testing, commissioning, putting into satisfactory operation and handing over complete Wireless Data Network ; including all necessary accessories, fittings, Support, fixation, cable bonding and labelling, cable management, licenses and all required software ; complete; As shown on drawings and described in specifications | B | Wireless controllers, | 1 | Item | 3100 | 3100 | [5 empty] | Wireless controllers, |  | Item | 3100 | 3100
FAZ | 27 | COMMUNICATIONS | 272133 | WIRELESS DATA NETWORK | EL | Item | 1241 | Wireless data network components | Wireless data network components | C | Wireless radio access points and antennas; | 4 | Nr | 280 | 1120 | [5 empty] | Wireless radio access points and antennas; | 4 | Nr | 280 | 1120
FAZ | 27 | COMMUNICATIONS | 272133 | WIRELESS DATA NETWORK | EL | Item | 1242 | Supply, installation, testing, commissioning, putting into satisfactory operation and handing over complete Wireless Data Network ; including all necessary accessories, fittings, Support, fixation, cable bonding and labelling, cable management, licenses and all required software ; complete; As shown on drawings and described in specifications | Supply, installation, testing, commissioning, putting into satisfactory operation and handing over complete Wireless Data Network ; including all necessary accessories, fittings, Support, fixation, cable bonding and labelling, cable management, licenses and all required software ; complete; As shown on drawings and described in specifications | D | Wireless data network system administration software; | 1 | Item | 780 | 780 | [5 empty] | Wireless data network system administration software; |  | Item | 780 | 780
FAZ | 27 | COMMUNICATIONS | 272133 | WIRELESS DATA NETWORK | EL | Item | 1243 | Wireless data network components | Wireless data network components | A | Access and security control software; | 1 | Item | 940 | 940 | [5 empty] | Access and security control software; |  | Item | 940 | 940
FAZ | 27 | COMMUNICATIONS | 274133 | MASTER ANTENNA TELEVISION SYSTEM | EL | Other | 1244 | 274133- MASTER ANTENNA TELEVISION SYSTEM | 274133- MASTER ANTENNA TELEVISION SYSTEM |  | 274133- MASTER ANTENNA TELEVISION SYSTEM | [9 empty] | 274133- MASTER ANTENNA TELEVISION SYSTEM
FAZ | 27 | COMMUNICATIONS | 274133 | MASTER ANTENNA TELEVISION SYSTEM | EL | Other | 1245 | Supply, installation, testing, commissioning, putting into satisfactory operation and handing over complete Master Antenna Television System; including all necessary accessories, fittings, Support, fixation, cable bonding and labelling, cable management, licenses and all required software ; complete; As shown on drawings and described in specifications | Supply, installation, testing, commissioning, putting into satisfactory operation and handing over complete Master Antenna Television System; including all necessary accessories, fittings, Support, fixation, cable bonding and labelling, cable management, licenses and all required software ; complete; As shown on drawings and described in specifications |  | Supply, installation, testing, commissioning, putting into satisfactory operation and handing over complete Master Antenna Television System; including all necessary accessories, fittings, Support, fixation, cable bonding and labelling, cable management, licenses and all required software ; complete; As shown on drawings and described in specifications | [9 empty] | Supply, installation, testing, commissioning, putting into satisfactory operation and handing over complete Master Antenna Television System; including all necessary accessories, fittings, Support, fixation, cable bonding and labelling, cable management, licenses and all required software ; complete; As shown on drawings and described in specifications
FAZ | 27 | COMMUNICATIONS | 274133 | MASTER ANTENNA TELEVISION SYSTEM | EL | Item | 1246 | 274133- MASTER ANTENNA TELEVISION SYSTEM | 274133- MASTER ANTENNA TELEVISION SYSTEM | B | Satellite Dish | 1 | Nr | 250 | 250 | [5 empty] | Satellite Dish | 1 | Nr | 250 | 250
FAZ | 27 | COMMUNICATIONS | 274133 | MASTER ANTENNA TELEVISION SYSTEM | EL | Item | 1247 | Supply, installation, testing, commissioning, putting into satisfactory operation and handing over complete Master Antenna Television System; including all necessary accessories, fittings, Support, fixation, cable bonding and labelling, cable management, licenses and all required software ; complete; As shown on drawings and described in specifications | Supply, installation, testing, commissioning, putting into satisfactory operation and handing over complete Master Antenna Television System; including all necessary accessories, fittings, Support, fixation, cable bonding and labelling, cable management, licenses and all required software ; complete; As shown on drawings and described in specifications | C | Quad LNB | 1 | Nr | 125 | 125 | [5 empty] | Quad LNB | 1 | Nr | 125 | 125
FAZ | 27 | COMMUNICATIONS | 274133 | MASTER ANTENNA TELEVISION SYSTEM | EL | Item | 1248 | 274133- MASTER ANTENNA TELEVISION SYSTEM | 274133- MASTER ANTENNA TELEVISION SYSTEM | D | Multiswitch (5 input / 24 output) | 1 | Nr | 940 | 940 | [5 empty] | Multiswitch (5 input / 24 output) | 1 | Nr | 940 | 940
FAZ | 27 | COMMUNICATIONS | 274133 | MASTER ANTENNA TELEVISION SYSTEM | EL | Item | 1249 | Supply, installation, testing, commissioning, putting into satisfactory operation and handing over complete Master Antenna Television System; including all necessary accessories, fittings, Support, fixation, cable bonding and labelling, cable management, licenses and all required software ; complete; As shown on drawings and described in specifications | Supply, installation, testing, commissioning, putting into satisfactory operation and handing over complete Master Antenna Television System; including all necessary accessories, fittings, Support, fixation, cable bonding and labelling, cable management, licenses and all required software ; complete; As shown on drawings and described in specifications | E | MATV Outlets; Wall Mounted | 7 | Nr | 130 | 910 | [5 empty] | MATV Outlets; Wall Mounted | 7 | Nr | 130 | 910
FAZ | 27 | COMMUNICATIONS | 274116 | INTEGRATED AUDIOVISUAL SYSTEMS AND EQUIPMENT - FOR AUDITORIUM | EL | Other | 1250 | 274116 - INTEGRATED AUDIOVISUAL SYSTEMS AND EQUIPMENT - FOR AUDITORIUM | 274116 - INTEGRATED AUDIOVISUAL SYSTEMS AND EQUIPMENT - FOR AUDITORIUM |  | 274116 - INTEGRATED AUDIOVISUAL SYSTEMS AND EQUIPMENT - FOR AUDITORIUM | [9 empty] | 274116 - INTEGRATED AUDIOVISUAL SYSTEMS AND EQUIPMENT - FOR AUDITORIUM
FAZ | 27 | COMMUNICATIONS | 274116 | INTEGRATED AUDIOVISUAL SYSTEMS AND EQUIPMENT - FOR AUDITORIUM | EL | Other | 1251 | Supply, installation, testing, commissioning, putting into satisfactory operation and handing over complete Integrated AV System ; including all necessary accessories, fittings, Support, fixation, cable bonding and labelling, cable management, licenses and all required software ; complete; As shown on drawings and described in specifications | Supply, installation, testing, commissioning, putting into satisfactory operation and handing over complete Integrated AV System ; including all necessary accessories, fittings, Support, fixation, cable bonding and labelling, cable management, licenses and all required software ; complete; As shown on drawings and described in specifications |  | Supply, installation, testing, commissioning, putting into satisfactory operation and handing over complete Integrated AV System ; including all necessary accessories, fittings, Support, fixation, cable bonding and labelling, cable management, licenses and all required software ; complete; As shown on drawings and described in specifications | [9 empty] | Supply, installation, testing, commissioning, putting into satisfactory operation and handing over complete Integrated AV System ; including all necessary accessories, fittings, Support, fixation, cable bonding and labelling, cable management, licenses and all required software ; complete; As shown on drawings and described in specifications
FAZ | 27 | COMMUNICATIONS | 274116 | INTEGRATED AUDIOVISUAL SYSTEMS AND EQUIPMENT - FOR AUDITORIUM | EL | Other | 1252 | Signal Processing and Central Equipment: | Signal Processing and Central Equipment: |  | Signal Processing and Central Equipment: | [9 empty] | Signal Processing and Central Equipment:
FAZ | 27 | COMMUNICATIONS | 274116 | INTEGRATED AUDIOVISUAL SYSTEMS AND EQUIPMENT - FOR AUDITORIUM | EL | Item | 1253 | Supply, installation, testing, commissioning, putting into satisfactory operation and handing over complete Integrated AV System ; including all necessary accessories, fittings, Support, fixation, cable bonding and labelling, cable management, licenses and all required software ; complete; As shown on drawings and described in specifications | Supply, installation, testing, commissioning, putting into satisfactory operation and handing over complete Integrated AV System ; including all necessary accessories, fittings, Support, fixation, cable bonding and labelling, cable management, licenses and all required software ; complete; As shown on drawings and described in specifications | F | Control system; |  | Item |  | 0 | [5 empty] | Control system; |  | Item
FAZ | 27 | COMMUNICATIONS | 274116 | INTEGRATED AUDIOVISUAL SYSTEMS AND EQUIPMENT - FOR AUDITORIUM | EL | Item | 1254 | Signal Processing and Central Equipment: | Signal Processing and Central Equipment: | A | Signal Processing Equipment; |  | Item |  | 0 | [5 empty] | Signal Processing Equipment; |  | Item
FAZ | 27 | COMMUNICATIONS | 274116 | INTEGRATED AUDIOVISUAL SYSTEMS AND EQUIPMENT - FOR AUDITORIUM | EL | Other | 1255 | Video Projection Equipment & Accessories | Video Projection Equipment & Accessories |  | Video Projection Equipment & Accessories | [9 empty] | Video Projection Equipment & Accessories
FAZ | 27 | COMMUNICATIONS | 274116 | INTEGRATED AUDIOVISUAL SYSTEMS AND EQUIPMENT - FOR AUDITORIUM | EL | Item | 1256 | Signal Processing and Central Equipment: | Signal Processing and Central Equipment: | B | Projector | 1 | Nr |  | 0 | [5 empty] | Projector | 1 | Nr
FAZ | 27 | COMMUNICATIONS | 274116 | INTEGRATED AUDIOVISUAL SYSTEMS AND EQUIPMENT - FOR AUDITORIUM | EL | Item | 1257 | Video Projection Equipment & Accessories | Video Projection Equipment & Accessories | C | Projector Mount | 1 | Nr |  | 0 | [5 empty] | Projector Mount | 1 | Nr
FAZ | 27 | COMMUNICATIONS | 274116 | INTEGRATED AUDIOVISUAL SYSTEMS AND EQUIPMENT - FOR AUDITORIUM | EL | Item | 1258 | Signal Processing and Central Equipment: | Signal Processing and Central Equipment: | D | Motorized screen (267x356 cm) | 1 | Nr |  | 0 | [5 empty] | Motorized screen (267x356 cm) | 1 | Nr
FAZ | 27 | COMMUNICATIONS | 274116 | INTEGRATED AUDIOVISUAL SYSTEMS AND EQUIPMENT - FOR AUDITORIUM | EL | Other | 1259 | Sound Re-inforcement Equipment: | Sound Re-inforcement Equipment: |  | Sound Re-inforcement Equipment: | [9 empty] | Sound Re-inforcement Equipment:
FAZ | 27 | COMMUNICATIONS | 274116 | INTEGRATED AUDIOVISUAL SYSTEMS AND EQUIPMENT - FOR AUDITORIUM | EL | Item | 1260 | Signal Processing and Central Equipment: | Signal Processing and Central Equipment: | E | Ceiling loudspeakers | 10 | Nr |  | 0 | [5 empty] | Ceiling loudspeakers | 10 | Nr
FAZ | 27 | COMMUNICATIONS | 274116 | INTEGRATED AUDIOVISUAL SYSTEMS AND EQUIPMENT - FOR AUDITORIUM | EL | Item | 1261 | Sound Re-inforcement Equipment: | Sound Re-inforcement Equipment: | F | Hardwired microphone | 3 | Nr |  | 0 | [5 empty] | Hardwired microphone | 3 | Nr
FAZ | 27 | COMMUNICATIONS | 274116 | INTEGRATED AUDIOVISUAL SYSTEMS AND EQUIPMENT - FOR AUDITORIUM | EL | Item | 1262 | Signal Processing and Central Equipment: | Signal Processing and Central Equipment: | G | Wireless microphone | 2 | Nr |  | 0 | [5 empty] | Wireless microphone | 2 | Nr
FAZ | 27 | COMMUNICATIONS | 274116 | INTEGRATED AUDIOVISUAL SYSTEMS AND EQUIPMENT - FOR AUDITORIUM | EL | Other | 1263 | Miscellaneous Components: | Miscellaneous Components: |  | Miscellaneous Components: | [9 empty] | Miscellaneous Components:
FAZ | 27 | COMMUNICATIONS | 274116 | INTEGRATED AUDIOVISUAL SYSTEMS AND EQUIPMENT - FOR AUDITORIUM | EL | Item | 1264 | Signal Processing and Central Equipment: | Signal Processing and Central Equipment: | H | AV floor box | 1 | Nr |  | 0 | [5 empty] | AV floor box | 1 | Nr
FAZ | 27 | COMMUNICATIONS | 274116 | INTEGRATED AUDIOVISUAL SYSTEMS AND EQUIPMENT - FOR AUDITORIUM | EL | Item | 1265 | Miscellaneous Components: | Miscellaneous Components: | J | AV wall plat | 1 | Nr |  | 0 | [5 empty] | AV wall plat | 1 | Nr
FAZ | 27 | COMMUNICATIONS | 274116 | INTEGRATED AUDIOVISUAL SYSTEMS AND EQUIPMENT - FOR AUDITORIUM | EL | Item | 1266 | Signal Processing and Central Equipment: | Signal Processing and Central Equipment: | K | Touch Panel, (Wireless Touch Panel, 10.1"), | 1 | Nr |  | 0 | [5 empty] | Touch Panel, (Wireless Touch Panel, 10.1"), | 1 | Nr
FAZ | 27 | COMMUNICATIONS | 274116 | INTEGRATED AUDIOVISUAL SYSTEMS AND EQUIPMENT - FOR AUDITORIUM | EL | Other | 1267 | A/V Equipment Racks/ Cabinets | A/V Equipment Racks/ Cabinets |  | A/V Equipment Racks/ Cabinets | [9 empty] | A/V Equipment Racks/ Cabinets
FAZ | 27 | COMMUNICATIONS | 274116 | INTEGRATED AUDIOVISUAL SYSTEMS AND EQUIPMENT - FOR AUDITORIUM | EL | Item | 1268 | Signal Processing and Central Equipment: | Signal Processing and Central Equipment: | L | A/V Racks/Credenza; | 1 | Nr |  | 0 | [5 empty] | A/V Racks/Credenza; | 1 | Nr
FAZ | 27 | COMMUNICATIONS | 275118 | PUBLIC ADDRESS / VOICE ALARM (PA/VA) SYSTEM | EL | Other | 1269 | 275118 - PUBLIC ADDRESS / VOICE ALARM (PA/VA) SYSTEM | 275118 - PUBLIC ADDRESS / VOICE ALARM (PA/VA) SYSTEM |  | 275118 - PUBLIC ADDRESS / VOICE ALARM (PA/VA) SYSTEM | [9 empty] | 275118 - PUBLIC ADDRESS / VOICE ALARM (PA/VA) SYSTEM
FAZ | 27 | COMMUNICATIONS | 275118 | PUBLIC ADDRESS / VOICE ALARM (PA/VA) SYSTEM | EL | Other | 1270 | Supply, installation, testing, commissioning, putting into satisfactory operation and handing over complete Public Address and Voice Alarm (PA/VA) System ; including all necessary accessories, fittings, Support, fixation, cable bonding and labelling, cable management, licenses and all required software ; complete; As shown on drawings and described in specifications | Supply, installation, testing, commissioning, putting into satisfactory operation and handing over complete Public Address and Voice Alarm (PA/VA) System ; including all necessary accessories, fittings, Support, fixation, cable bonding and labelling, cable management, licenses and all required software ; complete; As shown on drawings and described in specifications |  | Supply, installation, testing, commissioning, putting into satisfactory operation and handing over complete Public Address and Voice Alarm (PA/VA) System ; including all necessary accessories, fittings, Support, fixation, cable bonding and labelling, cable management, licenses and all required software ; complete; As shown on drawings and described in specifications | [9 empty] | Supply, installation, testing, commissioning, putting into satisfactory operation and handing over complete Public Address and Voice Alarm (PA/VA) System ; including all necessary accessories, fittings, Support, fixation, cable bonding and labelling, cable management, licenses and all required software ; complete; As shown on drawings and described in specifications
FAZ | 27 | COMMUNICATIONS | 275118 | PUBLIC ADDRESS / VOICE ALARM (PA/VA) SYSTEM | EL | Other | 1271 | Central (Headend) System Components; | Central (Headend) System Components; |  | Central (Headend) System Components; | [9 empty] | Central (Headend) System Components;
FAZ | 27 | COMMUNICATIONS | 275118 | PUBLIC ADDRESS / VOICE ALARM (PA/VA) SYSTEM | EL | Item | 1272 | Supply, installation, testing, commissioning, putting into satisfactory operation and handing over complete Public Address and Voice Alarm (PA/VA) System ; including all necessary accessories, fittings, Support, fixation, cable bonding and labelling, cable management, licenses and all required software ; complete; As shown on drawings and described in specifications | Supply, installation, testing, commissioning, putting into satisfactory operation and handing over complete Public Address and Voice Alarm (PA/VA) System ; including all necessary accessories, fittings, Support, fixation, cable bonding and labelling, cable management, licenses and all required software ; complete; As shown on drawings and described in specifications | A | PA system headend equipment, as specified; | 1 | Item | 7800 | 7800 | [5 empty] | PA system headend equipment, as specified; |  | Item | 7800 | 7800
FAZ | 27 | COMMUNICATIONS | 275118 | PUBLIC ADDRESS / VOICE ALARM (PA/VA) SYSTEM | EL | Other | 1273 | System Peripheral Devices; | System Peripheral Devices; |  | System Peripheral Devices; | [9 empty] | System Peripheral Devices;
FAZ | 27 | COMMUNICATIONS | 275118 | PUBLIC ADDRESS / VOICE ALARM (PA/VA) SYSTEM | EL | Item | 1274 | Supply, installation, testing, commissioning, putting into satisfactory operation and handing over complete Public Address and Voice Alarm (PA/VA) System ; including all necessary accessories, fittings, Support, fixation, cable bonding and labelling, cable management, licenses and all required software ; complete; As shown on drawings and described in specifications | Supply, installation, testing, commissioning, putting into satisfactory operation and handing over complete Public Address and Voice Alarm (PA/VA) System ; including all necessary accessories, fittings, Support, fixation, cable bonding and labelling, cable management, licenses and all required software ; complete; As shown on drawings and described in specifications | B | Paging Microphone | 1 | Nr | 1250 | 1250 | [5 empty] | Paging Microphone | 1 | Nr | 1250 | 1250
FAZ | 27 | COMMUNICATIONS | 275118 | PUBLIC ADDRESS / VOICE ALARM (PA/VA) SYSTEM | EL | Item | 1275 | System Peripheral Devices; | System Peripheral Devices; | C | Ceiling mounted speaker (6w) | 90 | Nr | 110 | 9900 | [5 empty] | Ceiling mounted speaker (6w) | 90 | Nr | 110 | 9900
FAZ | 27 | COMMUNICATIONS | 275118 | PUBLIC ADDRESS / VOICE ALARM (PA/VA) SYSTEM | EL | Item | 1276 | Supply, installation, testing, commissioning, putting into satisfactory operation and handing over complete Public Address and Voice Alarm (PA/VA) System ; including all necessary accessories, fittings, Support, fixation, cable bonding and labelling, cable management, licenses and all required software ; complete; As shown on drawings and described in specifications | Supply, installation, testing, commissioning, putting into satisfactory operation and handing over complete Public Address and Voice Alarm (PA/VA) System ; including all necessary accessories, fittings, Support, fixation, cable bonding and labelling, cable management, licenses and all required software ; complete; As shown on drawings and described in specifications | D | Noise-operated gain controllers (Volume attenuator stations); | 1 | Nr | 780 | 780 | [5 empty] | Noise-operated gain controllers (Volume attenuator stations); | 1 | Nr | 780 | 780
FAZ | 27 | COMMUNICATIONS | 275118 | PUBLIC ADDRESS / VOICE ALARM (PA/VA) SYSTEM | EL | Other | 1277 | A/V Equipment Racks/ Cabinets | A/V Equipment Racks/ Cabinets |  | A/V Equipment Racks/ Cabinets | [9 empty] | A/V Equipment Racks/ Cabinets
FAZ | 27 | COMMUNICATIONS | 275118 | PUBLIC ADDRESS / VOICE ALARM (PA/VA) SYSTEM | EL | Item | 1278 | Supply, installation, testing, commissioning, putting into satisfactory operation and handing over complete Public Address and Voice Alarm (PA/VA) System ; including all necessary accessories, fittings, Support, fixation, cable bonding and labelling, cable management, licenses and all required software ; complete; As shown on drawings and described in specifications | Supply, installation, testing, commissioning, putting into satisfactory operation and handing over complete Public Address and Voice Alarm (PA/VA) System ; including all necessary accessories, fittings, Support, fixation, cable bonding and labelling, cable management, licenses and all required software ; complete; As shown on drawings and described in specifications | E | Public Address Rack; | 1 | Nr | 4700 | 4700 | [5 empty] | Public Address Rack; | 1 | Nr | 4700 | 4700
FAZ | 27 | COMMUNICATIONS | 275223 | NURSE CALL-CODE BLUE SYSTEMS | EL | Other | 1279 | 275223- NURSE CALL-CODE BLUE SYSTEMS | 275223- NURSE CALL-CODE BLUE SYSTEMS |  | 275223- NURSE CALL-CODE BLUE SYSTEMS | [9 empty] | 275223- NURSE CALL-CODE BLUE SYSTEMS
FAZ | 27 | COMMUNICATIONS | 275223 | NURSE CALL-CODE BLUE SYSTEMS | EL | Other | 1280 | Supply, installation, testing, commissioning, putting into satisfactory operation and handing over complete Nurse Call System ; including all necessary accessories, fittings, Support, fixation, cable bonding and labelling, cable management, licenses and all required software ; complete; As shown on drawings and described in specifications | Supply, installation, testing, commissioning, putting into satisfactory operation and handing over complete Nurse Call System ; including all necessary accessories, fittings, Support, fixation, cable bonding and labelling, cable management, licenses and all required software ; complete; As shown on drawings and described in specifications |  | Supply, installation, testing, commissioning, putting into satisfactory operation and handing over complete Nurse Call System ; including all necessary accessories, fittings, Support, fixation, cable bonding and labelling, cable management, licenses and all required software ; complete; As shown on drawings and described in specifications | [9 empty] | Supply, installation, testing, commissioning, putting into satisfactory operation and handing over complete Nurse Call System ; including all necessary accessories, fittings, Support, fixation, cable bonding and labelling, cable management, licenses and all required software ; complete; As shown on drawings and described in specifications
FAZ | 27 | COMMUNICATIONS | 275223 | NURSE CALL-CODE BLUE SYSTEMS | EL | Item | 1281 | 275223- NURSE CALL-CODE BLUE SYSTEMS | 275223- NURSE CALL-CODE BLUE SYSTEMS | A | Nurse Call Workstation | 1 | Nr | 2500 | 2500 | [5 empty] | Nurse Call Workstation | 1 | Nr | 2500 | 2500
FAZ | 27 | COMMUNICATIONS | 275223 | NURSE CALL-CODE BLUE SYSTEMS | EL | Item | 1282 | Supply, installation, testing, commissioning, putting into satisfactory operation and handing over complete Nurse Call System ; including all necessary accessories, fittings, Support, fixation, cable bonding and labelling, cable management, licenses and all required software ; complete; As shown on drawings and described in specifications | Supply, installation, testing, commissioning, putting into satisfactory operation and handing over complete Nurse Call System ; including all necessary accessories, fittings, Support, fixation, cable bonding and labelling, cable management, licenses and all required software ; complete; As shown on drawings and described in specifications | B | Nurse Call Type-B | 6 | Nr | 1500 | 9000 | [5 empty] | Nurse Call Type-B | 6 | Nr | 1500 | 9000
FAZ | 27 | COMMUNICATIONS | 275223 | NURSE CALL-CODE BLUE SYSTEMS | EL | Item | 1283 | 275223- NURSE CALL-CODE BLUE SYSTEMS | 275223- NURSE CALL-CODE BLUE SYSTEMS | C | Nurse Call Type-C | 1 | Nr | 1400 | 1400 | [5 empty] | Nurse Call Type-C | 1 | Nr | 1400 | 1400
FAZ | 27 | COMMUNICATIONS | 275223 | NURSE CALL-CODE BLUE SYSTEMS | EL | Item | 1284 | Supply, installation, testing, commissioning, putting into satisfactory operation and handing over complete Nurse Call System ; including all necessary accessories, fittings, Support, fixation, cable bonding and labelling, cable management, licenses and all required software ; complete; As shown on drawings and described in specifications | Supply, installation, testing, commissioning, putting into satisfactory operation and handing over complete Nurse Call System ; including all necessary accessories, fittings, Support, fixation, cable bonding and labelling, cable management, licenses and all required software ; complete; As shown on drawings and described in specifications | D | Nurse Call Type-D | 1 | Nr | 1400 | 1400 | [5 empty] | Nurse Call Type-D | 1 | Nr | 1400 | 1400
FAZ | 27 | COMMUNICATIONS | 275223 | NURSE CALL-CODE BLUE SYSTEMS | EL | Other | 1285 | 275223- NURSE CALL-CODE BLUE SYSTEMS | 275223- NURSE CALL-CODE BLUE SYSTEMS | BILL NO. 27 - COMMUNICATIONS |  |  |  | J.D | 0 | [8 empty] | J.D | 69080
FAZ | 27 | COMMUNICATIONS | To Summary | To Summary |  | Bill Sum | 1286 | Supply, installation, testing, commissioning, putting into satisfactory operation and handing over complete Nurse Call System ; including all necessary accessories, fittings, Support, fixation, cable bonding and labelling, cable management, licenses and all required software ; complete; As shown on drawings and described in specifications | Supply, installation, testing, commissioning, putting into satisfactory operation and handing over complete Nurse Call System ; including all necessary accessories, fittings, Support, fixation, cable bonding and labelling, cable management, licenses and all required software ; complete; As shown on drawings and described in specifications | To Summary
FAZ | 28 | ELECTRONIC SAFETY AND SECURITY | 284621.13 | CONVENTIONAL FIRE ALARM SYSTEM | EL | Other | 1287 | 275223- NURSE CALL-CODE BLUE SYSTEMS | 275223- NURSE CALL-CODE BLUE SYSTEMS | BILL NO. 28
FAZ | 28 | ELECTRONIC SAFETY AND SECURITY | 284621.13 | CONVENTIONAL FIRE ALARM SYSTEM | EL | Other | 1288 | Supply, installation, testing, commissioning, putting into satisfactory operation and handing over complete Nurse Call System ; including all necessary accessories, fittings, Support, fixation, cable bonding and labelling, cable management, licenses and all required software ; complete; As shown on drawings and described in specifications | Supply, installation, testing, commissioning, putting into satisfactory operation and handing over complete Nurse Call System ; including all necessary accessories, fittings, Support, fixation, cable bonding and labelling, cable management, licenses and all required software ; complete; As shown on drawings and described in specifications | ELECTRONIC SAFETY AND SECURITY
FAZ | 28 | ELECTRONIC SAFETY AND SECURITY | 284621.13 | CONVENTIONAL FIRE ALARM SYSTEM | EL | Other | 1289 | 275223- NURSE CALL-CODE BLUE SYSTEMS | 275223- NURSE CALL-CODE BLUE SYSTEMS | Item | Description | Qty | Unit | Rate | Amount | [5 empty] | Description | Qty | Unit | Rate | Amount
FAZ | 28 | ELECTRONIC SAFETY AND SECURITY | 284621.13 | CONVENTIONAL FIRE ALARM SYSTEM | EL | Other | 1290 | Supply, installation, testing, commissioning, putting into satisfactory operation and handing over complete Nurse Call System ; including all necessary accessories, fittings, Support, fixation, cable bonding and labelling, cable management, licenses and all required software ; complete; As shown on drawings and described in specifications | Supply, installation, testing, commissioning, putting into satisfactory operation and handing over complete Nurse Call System ; including all necessary accessories, fittings, Support, fixation, cable bonding and labelling, cable management, licenses and all required software ; complete; As shown on drawings and described in specifications | [5 empty] | JD | [9 empty] | JD
FAZ | 28 | ELECTRONIC SAFETY AND SECURITY | 284621.13 | CONVENTIONAL FIRE ALARM SYSTEM | EL | Other | 1291 | 284621.13 - CONVENTIONAL FIRE ALARM SYSTEM | 284621.13 - CONVENTIONAL FIRE ALARM SYSTEM |  | 284621.13 - CONVENTIONAL FIRE ALARM SYSTEM | [9 empty] | 284621.13 - CONVENTIONAL FIRE ALARM SYSTEM
FAZ | 28 | ELECTRONIC SAFETY AND SECURITY | 284621.13 | CONVENTIONAL FIRE ALARM SYSTEM | EL | Other | 1292 | Supply, installation, testing, commissioning, putting into satisfactory operation and handing over complete Fire Alarm System ; including all necessary accessories, fittings, Support, fixation, cable bonding and labelling, cable management, licenses and all required software ; complete; As shown on drawings and described in specifications | Fire Alarm Control Unit |  | Supply, installation, testing, commissioning, putting into satisfactory operation and handing over complete Fire Alarm System ; including all necessary accessories, fittings, Support, fixation, cable bonding and labelling, cable management, licenses and all required software ; complete; As shown on drawings and described in specifications | [9 empty] | Supply, installation, testing, commissioning, putting into satisfactory operation and handing over complete Fire Alarm System ; including all necessary accessories, fittings, Support, fixation, cable bonding and labelling, cable management, licenses and all required software ; complete; As shown on drawings and described in specifications
FAZ | 28 | ELECTRONIC SAFETY AND SECURITY | 284621.13 | CONVENTIONAL FIRE ALARM SYSTEM | EL | Other | 1293 | Supply, installation, testing, commissioning, putting into satisfactory operation and handing over complete Fire Alarm System ; including all necessary accessories, fittings, Support, fixation, cable bonding and labelling, cable management, licenses and all required software ; complete; As shown on drawings and described in specifications | Fire Alarm Control Unit |  | Fire Alarm Control Unit |  |  |  | 0 | [5 empty] | Fire Alarm Control Unit |  |  |  | 0
FAZ | 28 | ELECTRONIC SAFETY AND SECURITY | 284621.13 | CONVENTIONAL FIRE ALARM SYSTEM | EL | Item | 1294 | Supply, installation, testing, commissioning, putting into satisfactory operation and handing over complete Fire Alarm System ; including all necessary accessories, fittings, Support, fixation, cable bonding and labelling, cable management, licenses and all required software ; complete; As shown on drawings and described in specifications | Fire Alarm Control Unit | A | Fire Alarm Control Panel (FACP) | 1 | Nr | 2000 | 2000 | [5 empty] | Fire Alarm Control Panel (FACP) | 1 | Nr | 2000 | 2000
FAZ | 28 | ELECTRONIC SAFETY AND SECURITY | 284621.13 | CONVENTIONAL FIRE ALARM SYSTEM | EL | Other | 1295 | Fire-alarm signal initiation devices | Fire-alarm signal initiation devices |  | Fire-alarm signal initiation devices |  |  |  | 0 | [5 empty] | Fire-alarm signal initiation devices |  |  |  | 0
FAZ | 28 | ELECTRONIC SAFETY AND SECURITY | 284621.13 | CONVENTIONAL FIRE ALARM SYSTEM | EL | Item | 1296 | Supply, installation, testing, commissioning, putting into satisfactory operation and handing over complete Fire Alarm System ; including all necessary accessories, fittings, Support, fixation, cable bonding and labelling, cable management, licenses and all required software ; complete; As shown on drawings and described in specifications | Fire Alarm Control Unit | B | Manual fire alarm station | 4 | Nr | 115 | 460 | [5 empty] | Manual fire alarm station | 4 | Nr | 115 | 460
FAZ | 28 | ELECTRONIC SAFETY AND SECURITY | 284621.13 | CONVENTIONAL FIRE ALARM SYSTEM | EL | Item | 1297 | Fire-alarm signal initiation devices | Fire-alarm signal initiation devices | C | Smoke detectors, photoelectric type; | 40 | Nr | 95 | 3800 | [5 empty] | Smoke detectors, photoelectric type; | 40 | Nr | 95 | 3800
FAZ | 28 | ELECTRONIC SAFETY AND SECURITY | 284621.13 | CONVENTIONAL FIRE ALARM SYSTEM | EL | Item | 1298 | Supply, installation, testing, commissioning, putting into satisfactory operation and handing over complete Fire Alarm System ; including all necessary accessories, fittings, Support, fixation, cable bonding and labelling, cable management, licenses and all required software ; complete; As shown on drawings and described in specifications | Fire Alarm Control Unit | D | Smoke detectors, photoelectric type; With Sounder Base | 6 | Nr | 95 | 570 | [5 empty] | Smoke detectors, photoelectric type; With Sounder Base | 6 | Nr | 95 | 570
FAZ | 28 | ELECTRONIC SAFETY AND SECURITY | 284621.13 | CONVENTIONAL FIRE ALARM SYSTEM | EL | Item | 1299 | Fire-alarm signal initiation devices | Fire-alarm signal initiation devices | E | Combined Optical/Heat detector (Multicriteria detector) | 4 | Nr | 105 | 420 | [5 empty] | Combined Optical/Heat detector (Multicriteria detector) | 4 | Nr | 105 | 420
FAZ | 28 | ELECTRONIC SAFETY AND SECURITY | 284621.13 | CONVENTIONAL FIRE ALARM SYSTEM | EL | Item | 1300 | Supply, installation, testing, commissioning, putting into satisfactory operation and handing over complete Fire Alarm System ; including all necessary accessories, fittings, Support, fixation, cable bonding and labelling, cable management, licenses and all required software ; complete; As shown on drawings and described in specifications | Fire Alarm Control Unit | F | Heat detector | 3 | Nr | 95 | 285 | [5 empty] | Heat detector | 3 | Nr | 95 | 285
FAZ | 28 | ELECTRONIC SAFETY AND SECURITY | 284621.13 | CONVENTIONAL FIRE ALARM SYSTEM | EL | Item | 1301 | Fire-alarm signal initiation devices | Fire-alarm signal initiation devices | G | Duct Smoke Detectors | 1 | Item | 2000 | 2000 | [5 empty] | Duct Smoke Detectors |  | Item | 2000 | 2000
FAZ | 28 | ELECTRONIC SAFETY AND SECURITY | 284621.13 | CONVENTIONAL FIRE ALARM SYSTEM | EL | Other | 1302 | Fire-alarm Notification devices | Fire-alarm Notification devices |  | Fire-alarm Notification devices |  |  |  | 0 | [5 empty] | Fire-alarm Notification devices |  |  |  | 0
FAZ | 28 | ELECTRONIC SAFETY AND SECURITY | 284621.13 | CONVENTIONAL FIRE ALARM SYSTEM | EL | Item | 1303 | Fire-alarm signal initiation devices | Fire-alarm signal initiation devices | A | Wall mounted Strobe light - 15 cd | 12 | Nr | 60 | 720 | [5 empty] | Wall mounted Strobe light - 15 cd | 12 | Nr | 60 | 720
FAZ | 28 | ELECTRONIC SAFETY AND SECURITY | 284621.13 | CONVENTIONAL FIRE ALARM SYSTEM | EL | Item | 1304 | Fire-alarm Notification devices | Fire-alarm Notification devices | B | Wall mounted Strobe light - 30 cd | 2 | Nr | 85 | 170 | [5 empty] | Wall mounted Strobe light - 30 cd | 2 | Nr | 85 | 170
FAZ | 28 | ELECTRONIC SAFETY AND SECURITY | 284621.13 | CONVENTIONAL FIRE ALARM SYSTEM | EL | Item | 1305 | Fire-alarm signal initiation devices | Fire-alarm signal initiation devices | C | Wall mounted Strobe light - 60 cd | 2 | Nr |  | 0 | [5 empty] | Wall mounted Strobe light - 60 cd | 2 | Nr |  | 0
FAZ | 28 | ELECTRONIC SAFETY AND SECURITY | 284621.13 | CONVENTIONAL FIRE ALARM SYSTEM | EL | Item | 1306 | Fire-alarm Notification devices | Fire-alarm Notification devices | C | Wall mounted Strobe light - 95 cd | 1 | Nr | 175 | 175 | [5 empty] | Wall mounted Strobe light - 95 cd | 1 | Nr | 175 | 175
FAZ | 28 | ELECTRONIC SAFETY AND SECURITY | 284621.13 | CONVENTIONAL FIRE ALARM SYSTEM | EL | Other | 1307 | Addressable interface devices, | Addressable interface devices, |  | Addressable interface devices, |  |  |  | 0 | [5 empty] | Addressable interface devices, |  |  |  | 0
FAZ | 28 | ELECTRONIC SAFETY AND SECURITY | 284621.13 | CONVENTIONAL FIRE ALARM SYSTEM | EL | Item | 1308 | Fire-alarm Notification devices | Fire-alarm Notification devices | D | Control modules; | 2 | Nr | 175 | 350 | [5 empty] | Control modules; | 2 | Nr | 175 | 350
FAZ | 28 | ELECTRONIC SAFETY AND SECURITY | 284621.13 | CONVENTIONAL FIRE ALARM SYSTEM | EL | Item | 1309 | Addressable interface devices, | Addressable interface devices, | E | Monitoring modules; | 2 | Nr | 175 | 350 | [5 empty] | Monitoring modules; | 2 | Nr | 175 | 350
FAZ | 28 | ELECTRONIC SAFETY AND SECURITY | 284621.13 | CONVENTIONAL FIRE ALARM SYSTEM | EL | Item | 1310 | Fire-alarm Notification devices | Fire-alarm Notification devices | F | Line isolation modules; | 1 | Item | 250 | 250 | [5 empty] | Line isolation modules; |  | Item | 250 | 250
FAZ | 28 | ELECTRONIC SAFETY AND SECURITY | 284621.13 | CONVENTIONAL FIRE ALARM SYSTEM | EL | Item | 1311 | Addressable interface devices, | Addressable interface devices, | G | End of line resistor/devices | 4 | Nr | 25 | 100 | [5 empty] | End of line resistor/devices | 4 | Nr | 25 | 100
FAZ | 28 | ELECTRONIC SAFETY AND SECURITY | 284621.13 | CONVENTIONAL FIRE ALARM SYSTEM | EL | Other | 1312 | Fire-alarm Notification devices | Fire-alarm Notification devices | BILL NO. 28 - ELECTRONIC SAFETY AND SECURITY |  |  |  | J.D | 0 | [8 empty] | J.D | 11650
FAZ | 28 | ELECTRONIC SAFETY AND SECURITY | To Summary | To Summary |  | Bill Sum | 1313 | Addressable interface devices, | Addressable interface devices, | To Summary
FAZ | 31 | EARTHWORK | 311000 | SITE CLEARING | GE | Other | 1314 | Fire-alarm Notification devices | Fire-alarm Notification devices |  |  | BILL NO. 31 | [9 empty] | BILL NO. 31
FAZ | 31 | EARTHWORK | 311000 | SITE CLEARING | GE | Other | 1315 | Addressable interface devices, | Addressable interface devices, |  |  | EARTHWORK | [9 empty] | EARTHWORK
FAZ | 31 | EARTHWORK | 311000 | SITE CLEARING | GE | Other | 1316 | Fire-alarm Notification devices | Fire-alarm Notification devices | Item | Description | Qty | Unit | Rate | Amount | [5 empty] | Description | Qty | Unit | Rate | Amount
FAZ | 31 | EARTHWORK | 311000 | SITE CLEARING | GE | Other | 1317 | Addressable interface devices, | Addressable interface devices, | [5 empty] | J.D | [9 empty] | J.D
FAZ | 31 | EARTHWORK | 311000 | SITE CLEARING | GE | Other | 1318 | 311000 - SITE CLEARING | 311000 - SITE CLEARING |  | 311000 - SITE CLEARING | [9 empty] | 311000 - SITE CLEARING
FAZ | 31 | EARTHWORK | 311000 | SITE CLEARING | GE | Other | 1319 | Site preparation | Site preparation |  | Site preparation | [9 empty] | Site preparation
FAZ | 31 | EARTHWORK | 311000 | SITE CLEARING | GE | Item | 1320 | 311000 - SITE CLEARING | 311000 - SITE CLEARING | A | Clearing the site generally |  | Item |  | 0 | [5 empty] | Clearing the site generally |  | Item |  | 0
FAZ | 31 | EARTHWORK | 311000 | SITE CLEARING | GE | Other | 1321 | Excavating | Excavating |  | Excavating | [9 empty] | Excavating
FAZ | 31 | EARTHWORK | 311000 | SITE CLEARING | GE | Item | 1322 | 311000 - SITE CLEARING | 311000 - SITE CLEARING | B | Excavation from existing levels for Foundation, Ground Beams, Pits, trenches and beds | 415 | m3 |  | 0 | [5 empty] | Excavation from existing levels for Foundation, Ground Beams, Pits, trenches and beds | 415 | m3 |  | 0
FAZ | 31 | EARTHWORK | 311000 | SITE CLEARING | GE | Other | 1323 | Filling | Filling |  | Filling | [9 empty] | Filling
FAZ | 31 | EARTHWORK | 311000 | SITE CLEARING | GE | Item | 1324 | Filling | Filling | C | Filling from existing levels to makeup levels | 290 | m3 |  | 0 | [5 empty] | Filling from existing levels to makeup levels | 290 | m3 |  | 0
FAZ | 31 | EARTHWORK | 311000 | SITE CLEARING | GE | Other | 1325 | Filling | Filling | BILL No. 31 - EARTHWORK
FAZ | 31 | EARTHWORK | To Summary | To Summary |  | Bill Sum | 1326 | Filling | Filling | To Summary |  |  |  | J.D | 0 | [8 empty] | J.D | 0
FAZ | 32 | EXTERIOR IMPROVEMENTS | 321400 | UNIT PAVING | LS | Other | 1327 | Filling | Filling |  |  | BILL NO. 32 | [9 empty] | BILL NO. 32
FAZ | 32 | EXTERIOR IMPROVEMENTS | 321400 | UNIT PAVING | LS | Other | 1328 | Filling | Filling |  |  | EXTERIOR IMPROVEMENTS | [9 empty] | EXTERIOR IMPROVEMENTS
FAZ | 32 | EXTERIOR IMPROVEMENTS | 321400 | UNIT PAVING | LS | Other | 1329 | Filling | Filling | Item | Description | Qty | Unit | Rate | Amount | [5 empty] | Description | Qty | Unit | Rate | Amount
FAZ | 32 | EXTERIOR IMPROVEMENTS | 311000 | UNIT PAVING | GE | Other | 1330 | Filling | Filling | [5 empty] | J.D | [9 empty] | J.D
FAZ | 32 | EXTERIOR IMPROVEMENTS | 321400 | UNIT PAVING | LS | Other | 1331 | 321400 - UNIT PAVING | 321400 - UNIT PAVING |  | 321400 - UNIT PAVING | [9 empty] | 321400 - UNIT PAVING
FAZ | 32 | EXTERIOR IMPROVEMENTS | 321400 | UNIT PAVING | LS | Other | 1332 | Precast concrete curb; ordinary Portland cement, smooth finish, reinforced; including fittings and fixings; complete; as specified and as Drg. A-501; detail 12 | Precast concrete curb; ordinary Portland cement, smooth finish, reinforced; including fittings and fixings; complete; as specified and as Drg. A-501; detail 12 |  | Precast concrete curb; ordinary Portland cement, smooth finish, reinforced; including fittings and fixings; complete; as specified and as Drg. A-501; detail 12 | [9 empty] | Precast concrete curb; ordinary Portland cement, smooth finish, reinforced; including fittings and fixings; complete; as specified and as Drg. A-501; detail 12
FAZ | 32 | EXTERIOR IMPROVEMENTS | 321400 | UNIT PAVING | LS | Item | 1333 | 321400 - UNIT PAVING | 321400 - UNIT PAVING | A | Curb; 150 x 300 high; with haunches | 210 | m |  | 0 | [5 empty] | Curb; 150 x 300 high; with haunches | 210 | m |  | 0
FAZ | 32 | EXTERIOR IMPROVEMENTS | 321400 | UNIT PAVING | LS | Other | 1334 | Precast concrete tiles; including bedding mortar; to | Precast concrete tiles; including bedding mortar; to |  | Precast concrete tiles; including bedding mortar; to | [9 empty] | Precast concrete tiles; including bedding mortar; to
FAZ | 32 | EXTERIOR IMPROVEMENTS | 321400 | UNIT PAVING | LS | Item | 1335 | 321400 - UNIT PAVING | 321400 - UNIT PAVING | B | Sidewalks and terraces; 40 thick | 464 | m2 |  | 0 | [5 empty] | Sidewalks and terraces; 40 thick | 464 | m2 |  | 0
FAZ | 32 | EXTERIOR IMPROVEMENTS | 321116.16 | AGGREGATE SUBBASE COURSE | GE | Other | 1336 | 321116.16 - AGGREGATE SUBBASE COURSE | 321116.16 - AGGREGATE SUBBASE COURSE |  | 321116.16 - AGGREGATE SUBBASE COURSE | [9 empty] | 321116.16 - AGGREGATE SUBBASE COURSE
FAZ | 32 | EXTERIOR IMPROVEMENTS | 321116.16 | AGGREGATE SUBBASE COURSE | GE | Item | 1337 | 321400 - UNIT PAVING | 321400 - UNIT PAVING | C | Subgrade Layer, laid and compacted as specified | 150 | m3 |  | 0 | [5 empty] | Subgrade Layer, laid and compacted as specified | 150 | m3 |  | 0
FAZ | 32 | EXTERIOR IMPROVEMENTS | 321116.16 | AGGREGATE SUBBASE COURSE | GE | Item | 1338 | 321116.16 - AGGREGATE SUBBASE COURSE | 321116.16 - AGGREGATE SUBBASE COURSE | D | Aggregate Base Course; 200 thick; compacted to 100% Modified AASHTO Density, CBR ≥ 80% | 120 | m3 |  | 0 | [5 empty] | Aggregate Base Course; 200 thick; compacted to 100% Modified AASHTO Density, CBR ≥ 80% | 120 | m3 |  | 0
FAZ | 32 | EXTERIOR IMPROVEMENTS | 321216 | ASPHALT PAVING | GE | Other | 1339 | 321216 - ASPHALT PAVING | 321216 - ASPHALT PAVING |  | 321216 - ASPHALT PAVING | [9 empty] | 321216 - ASPHALT PAVING
FAZ | 32 | EXTERIOR IMPROVEMENTS | 321216 | ASPHALT PAVING | GE | Other | 1340 | 0.5 MESAL | 0.5 MESAL |  | 0.5 MESAL | [9 empty] | 0.5 MESAL
FAZ | 32 | EXTERIOR IMPROVEMENTS | 321216 | ASPHALT PAVING | GE | Item | 1341 | 321216 - ASPHALT PAVING | 321216 - ASPHALT PAVING | E | Bituminous Prime Coat | 600 | m2 |  | 0 | [5 empty] | Bituminous Prime Coat | 600 | m2 |  | 0
FAZ | 32 | EXTERIOR IMPROVEMENTS | 321216 | ASPHALT PAVING | GE | Item | 1342 | 0.5 MESAL | 0.5 MESAL | F | Bituminous Tack Coat | 600 | m2 |  | 0 | [5 empty] | Bituminous Tack Coat | 600 | m2 |  | 0
FAZ | 32 | EXTERIOR IMPROVEMENTS | 321216 | ASPHALT PAVING | GE | Item | 1343 | 321216 - ASPHALT PAVING | 321216 - ASPHALT PAVING | G | 60 mm Bituminous Base Course | 37 | m3 |  | 0 | [5 empty] | 60 mm Bituminous Base Course | 37 | m3 |  | 0
FAZ | 32 | EXTERIOR IMPROVEMENTS | 321216 | ASPHALT PAVING | GE | Item | 1344 | 0.5 MESAL | 0.5 MESAL | H | 40 mm Bituminous Surface Course | 25 | m3 |  | 0 | [5 empty] | 40 mm Bituminous Surface Course | 25 | m3 |  | 0
FAZ | 32 | EXTERIOR IMPROVEMENTS | 321216 | ASPHALT PAVING | GE | Other | 1345 | 321216 - ASPHALT PAVING | 321216 - ASPHALT PAVING | BILL No. 32 - EXTERIOR IMPROVEMENTS
FAZ | 32 | EXTERIOR IMPROVEMENTS | To Summary | To Summary |  | Bill Sum | 1346 | 0.5 MESAL | 0.5 MESAL | To Summary |  |  |  | J.D | 0 | [8 empty] | J.D | 0
FAZ | Sum | SUMMARY |  |  |  | Total Sum | 1347 | SUMMARY | SUMMARY | SUMMARY
FAZ | Sum | SUMMARY |  |  |  | Total Sum | 1348 | SUMMARY | SUMMARY |  |  |  | Amount | [9 empty] | Amount
FAZ | Sum | SUMMARY |  |  |  | Total Sum | 1349 | SUMMARY | SUMMARY |  |  |  | J.D | [9 empty] | J.D
FAZ | Sum | SUMMARY |  |  |  | Total Sum | 1350 | SUMMARY | SUMMARY | BILL NO. 1 | GENERAL REQUIREMENTS | [9 empty] | GENERAL REQUIREMENTS |  | 65000
FAZ | Sum | SUMMARY |  |  |  | Total Sum | 1351 | SUMMARY | SUMMARY | BILL NO. 2 | SITE CONSTRUCTION | [9 empty] | SITE CONSTRUCTION |  | 1785
FAZ | Sum | SUMMARY |  |  |  | Total Sum | 1352 | SUMMARY | SUMMARY | BILL NO. 3 | CONCRETE | [9 empty] | CONCRETE |  | 24365
FAZ | Sum | SUMMARY |  |  |  | Total Sum | 1353 | SUMMARY | SUMMARY | BILL NO. 4 | MASONRY | [9 empty] | MASONRY |  | 21158
FAZ | Sum | SUMMARY |  |  |  | Total Sum | 1354 | SUMMARY | SUMMARY | BILL NO. 5 | METALS | [9 empty] | METALS |  | 4325
FAZ | Sum | SUMMARY |  |  |  | Total Sum | 1355 | SUMMARY | SUMMARY | BILL NO. 6 | WOOD AND PLASTICS | [9 empty] | WOOD AND PLASTICS |  | 3100
FAZ | Sum | SUMMARY |  |  |  | Total Sum | 1356 | SUMMARY | SUMMARY | BILL NO. 7 | THERMAL AND MOISTURE PROTECTION | [9 empty] | THERMAL AND MOISTURE PROTECTION |  | 112461
FAZ | Sum | SUMMARY |  |  |  | Total Sum | 1357 | SUMMARY | SUMMARY | BILL NO. 8 | OPENINGS | [9 empty] | OPENINGS |  | 71540
FAZ | Sum | SUMMARY |  |  |  | Total Sum | 1358 | SUMMARY | SUMMARY | BILL NO. 9 | FINISHES | [9 empty] | FINISHES |  | 103591
FAZ | Sum | SUMMARY |  |  |  | Total Sum | 1359 | SUMMARY | SUMMARY | BILL NO. 10 | SPECIALTIES | [9 empty] | SPECIALTIES |  | 8255
FAZ | Sum | SUMMARY |  |  |  | Total Sum | 1360 | SUMMARY | SUMMARY | BILL NO. 11 | EQUIPMENT | [9 empty] | EQUIPMENT |  | 0
FAZ | Sum | SUMMARY |  |  |  | Total Sum | 1361 | SUMMARY | SUMMARY | BILL NO. 12 | FURNISHINGS | [9 empty] | FURNISHINGS |  | 7270
FAZ | Sum | SUMMARY |  |  |  | Total Sum | 1362 | SUMMARY | SUMMARY | BILL NO. 14 | CONVEYING EQUIPMENT | [9 empty] | CONVEYING EQUIPMENT
FAZ | Sum | SUMMARY |  |  |  | Total Sum | 1363 | SUMMARY | SUMMARY | BILL NO. 21 | FIRE SUPPRESSION | [9 empty] | FIRE SUPPRESSION |  | 25339
FAZ | Sum | SUMMARY |  |  |  | Total Sum | 1364 | SUMMARY | SUMMARY | BILL NO. 22 | PLUMBING | [9 empty] | PLUMBING |  | 95927
FAZ | Sum | SUMMARY |  |  |  | Total Sum | 1365 | SUMMARY | SUMMARY | BILL NO. 23 | HEATING VENTILATING AND AIR CONDITIONING | [9 empty] | HEATING VENTILATING AND AIR CONDITIONING |  | 105627
FAZ | Sum | SUMMARY |  |  |  | Total Sum | 1366 | SUMMARY | SUMMARY | BILL NO. 26 | ELECTRICAL | [9 empty] | ELECTRICAL |  | 193605
FAZ | Sum | SUMMARY |  |  |  | Total Sum | 1367 | SUMMARY | SUMMARY | BILL NO. 27 | COMMUNICATIONS | [9 empty] | COMMUNICATIONS |  | 69080
FAZ | Sum | SUMMARY |  |  |  | Total Sum | 1368 | SUMMARY | SUMMARY | BILL NO. 28 | ELECTRONIC SAFETY AND SECURITY | [9 empty] | ELECTRONIC SAFETY AND SECURITY |  | 11650
FAZ | Sum | SUMMARY |  |  |  | Total Sum | 1369 | SUMMARY | SUMMARY | BILL NO. 31 | EARTHWORK | [9 empty] | EARTHWORK
FAZ | Sum | SUMMARY |  |  |  | Total Sum | 1370 | SUMMARY | SUMMARY | BILL NO. 32 | EXTERIOR IMPROVEMENTS | [9 empty] | EXTERIOR IMPROVEMENTS
FAZ | Sum | SUMMARY |  |  |  | Total Sum | 1371 | SUMMARY | SUMMARY | TOTAL
FAZ | Sum | SUMMARY |  |  |  | Total Sum | 1372 | SUMMARY | SUMMARY | To Form of Tender |  | J.D | 0 | [8 empty] | J.D | 924078

## Trade
| Section Name | Trade
010000 | GENERAL REQUIREMENTS | AR
011000 | SUMMARY | PMC
011200 | MULTIPLE CONTRACT SUMMARY | PMC
012500 | SUBSTITUTION PROCEDURES | PMC
013100 | PROJECT MANAGEMENT AND COORDINATION | PMC
013200 | CONSTRUCTION PROGRESS DOCUMENTATION | PMC
013233 | PHOTOGRAPHIC DOCUMENTATION | PMC
013300 | SUBMITTAL PROCEDURES | PMC
013513.16 | SPECIAL PROJECT PROCEDURES FOR DETENTION FACILITIES | PMC
013510 | STRUCTURAL MONITORING | ST
013520 | HEALTH, SAFETY AND ENVIRONMENT | PMC
014000 | QUALITY REQUIREMENTS | PMC
014200 | REFERENCES | PMC
014339 | MOCKUPS | AR
015000 | TEMPORARY FACILITIES AND CONTROLS | PMC
016000 | PRODUCT REQUIREMENTS | PMC
017300 | EXECUTION | PMC
017312 | CUTTING AND PATCHING | AR
017419 | CONSTRUCTION WASTE MANAGEMENT AND DISPOSAL | PMC
017700 | CLOSEOUT PROCEDURES | PMC
017823 | OPERATION AND MAINTENANCE DATA | PMC
017836 | WARRANTIES | PMC
017839 | RECORD (AS BUILT) DOCUMENTS | PMC
017843 | TOOLS AND EXTRA STOCK MATERIALS | PMC
017900 | DEMONSTRATION AND TRAINING | PMC
017905 | CONSTRUCTION ENVIRONMENTAL MANAGEMENT GUIDELINES | PMC
018113.14 | SUSTAINABLE DESIGN REQUIREMENTS - LEED V4 BD+C, NEW CONSTRUCTION | PMC
018113.17 | SUSTAINABLE DESIGN REQUIREMENTS - LEED V4 ID+C, COMMERCIAL INTERIORS | PMC
18116.2 | SUSTAINABLE DESIGN REQUIREMENTS - LEED V4.1 BD+C, NEW CONSTRUCTION AND MAJOR RENOVATION | PMC
018113.21 | SUSTAINABLE DESIGN REQUIREMENTS - LEED V4.1: INTERIOR DESIGN AND CONSTRUCTION | PMC
018113.22 | SUSTAINABLE DESIGN REQUIREMENTS - LEED V4.1 BD+C, CORE AND SHELL DEVELOPMENT | PMC
018113.23 | SUSTAINABLE DESIGN REQUIREMENTS - LEED V4.1 BD+C, SCHOOLS | PMC
018113.24 | SUSTAINABLE DESIGN REQUIREMENTS - LEED V4.1 BD+C, HOSPITALITY | PMC
018113.25 | SUSTAINABLE DESIGN REQUIREMENTS - LEED V4.1 BD+C, RETAIL | PMC
018113.26 | SUSTAINABLE DESIGN REQUIREMENTS - LEED V4.1 BD+C, HEALTHCARE | PMC
018113.27 | SUSTAINABLE DESIGN REQUIREMENTS - LEED V4.1 BD+C, WAREHOUSES AND DISTRIBUTION CENTERS | PMC
018113.28 | SUSTAINABLE DESIGN REQUIREMENTS - LEED V4.1 BD+C, DATA CENTERS | PMC
019112 | SYSTEM STARTUP AND TESTING | PMC
019113 | GENERAL COMMISSIONING REQUIREMENTS | PMC
019119.43 | EXTERIOR ENCLOSURE COMMISSIONING | AR
DIVISION 2 – EXISTING CONDITIONS
022113.33 | SURVEYS FOR MARINE WORKS | MR
023100 | GEOPHYSICAL INVESTIGATIONS | GE
023200 | GEOTECHNICAL INVESTIGATIONS | GE
023300 | PAVEMENT ASSESSMENT TESTING | GE
024116 | STRUCTURE DEMOLITION | ST
024119 | SELECTIVE DEMOLITION | AR
DIVISION 3 -CONCRETE
030130 | MAINTENANCE OF CAST-IN-PLACE CONCRETE | ST
031000 | CONCRETE FORMING AND ACCESSORIES | ST
031525 | POST-INSTALLED ANCHORS | ST
032000 | CONCRETE REINFORCING | ST
032121.11 | Glass Fiber-Reinforced Polymer Reinforcement Bars | ST
033000 | CAST-IN-PLACE CONCRETE | ST
033050 | MASSIVE CAST-IN-PLACE CONCRETE | ST
033056 | CRYSTALLINE WATERPROOFING ADMIXTURE | ST
033150 | CONCRETE FOR MARINE WORKS | ST
033300 | ARCHITECTURAL CONCRETE | ST
033713 | SHOTCRETE | ST
033816 | UNBONDED POST-TENSIONED CONCRETE | ST
033819 | BONDED POST-TENSIONED CONCRETE | ST
034100 | PRECAST STRUCTURAL CONCRETE | ST
034500 | PRECAST ARCHITECTURAL CONCRETE | AR
034713 | TILT-UP CONCRETE | ST
034900 | GLASS-FIBER REINFORCED CONCRETE (GFRC) | AR
035216 | LIGHTWEIGHT INSULATING CONCRETE | AR
035300 | CONCRETE TOPPING | AR
035416 | HYDRAULIC CEMENT UNDERLAYMENT | AR
DIVISION 4 –MASONRY
042000 | UNIT MASONRY | AR
042300 | GLASS UNIT MASONRY | AR
044200 | EXTERIOR STONE CLADDING | AR
047200 | CAST STONE MASONRY | AR
DIVISION 5 -METALS
051200 | STRUCTURAL STEEL FRAMING | ST
051210 | SPACE FRAMES | ST
051213 | ARCHITECTURALLY EXPOSED STRUCTURAL STEEL FRAMING | AR
052100 | STEEL JOIST FRAMING | ST
053100 | STEEL DECKING | ST
055000 | METAL FABRICATIONS | AR
055213 | PIPE AND TUBE RAILINGS | AR
055313 | BAR GRATINGS | AR
055319 | EXPANDED METAL GRATINGS | AR
055813 | COLUMN COVERS | AR
057000 | DECORATIVE METAL | AR
057300 | DECORATIVE METAL RAILINGS | AR
057313 | GLAZED DECORATIVE METAL RAILINGS | AR
057500 | DECORATIVE FORMED METAL | AR
DIVISION 6 –WOOD AND PLASTICS
061000 | ROUGH CARPENTRY | AR
061533 | WOOD PATIO DECKING | AR
061600 | SHEATHING | AR
064013 | EXTERIOR ARCHITECTURAL WOODWORK | AR
064023 | INTERIOR ARCHITECTURAL WOODWORK | AR
064113 | WOOD-VENEER-FACED ARCHITECTURAL CABINETS | AR
064116 | PLASTIC-LAMINATE-FACED ARCHITECTURAL CABINETS | AR
064216 | FLUSH WOOD PANELING | AR
064219 | PLASTIC-LAMINATE-FACED WOOD PANELING | AR
064400 | ORNAMENTAL WOODWORK | AR
066000 | PLASTIC FABRICATIONS | AR
066400 | PLASTIC PANELING | AR
067413 | FIBERGLASS REINFORCED GRATINGS | AR
DIVISION 7 -THERMAL AND MOISTURE PROTECTION
071113 | BITUMINOUS DAMP-PROOFING | ST
071326 | SELF-ADHERING SHEET WATERPROOFING | ST
071352.13 | APP-MODIFIED BITUMINOUS SHEET WATERPROOFING | ST
071352.16 | SBS- STYRENE-BUTADIENE-STYRENE MODIFIED BITUMINOUS SYSTEM | ST
071353 | ELASTOMERIC SHEET WATERPROOFING | ST
071354 | THERMOPLASTIC SHEET WATERPROOFING | ST
071413 | HOT FLUID-APPLIED RUBBERIZED ASPHALT WATERPROOFING | AR
071416 | COLD FLUID-APPLIED WATERPROOFING | AR
071613 | POLYMER MODIFIED CEMENT WATERPROOFING | AR
071616 | CRYSTALLINE WATERPROOFING | ST
071626 | MODIFIED CEMENT WATERPROOFING | ST
071700 | BENTONITE WATERPROOFING | ST
071800 | TRAFFIC COATINGS | AR
071900 | WATER REPELLENTS | AR
072100 | THERMAL INSULATION | AR
072713 | MODIFIED BITUMINOUS SHEET AIR BARRIERS | AR
072726 | FLUID-APPLIED MEMBRANE AIR BARRIERS | AR
074113.13 | FORMED METAL ROOF PANELS | AR
074113.16 | STANDING-SEAM METAL ROOF PANELS | AR
074113.19 | BATTEN-SEAM METAL ROOF PANELS | AR
074116 | INSULATED METAL ROOF PANELS | AR
074213.13 | FORMED METAL WALL PANELS | AR
074213.16 | METAL PLATE WALL PANELS | AR
074213.19 | INSULATED METAL WALL PANELS | AR
074213.23 | METAL COMPOSITE MATERIAL WALL PANELS | AR
074293 | SOFFIT PANELS | AR
074646 | FIBER-CEMENT SIDING | AR
075213 | ATACTIC-POLYPROPYLENE (APP) MODIFIED BITUMINOUS MEMBRANE ROOFING | AR
075216 | STYRENE-BUTADIENE-STYRENE (SBS) MODIFIED BITUMINOUS MEMBRANE ROOFING | AR
075323 | ETHYLENE-PROPYLENE-DIENE-MONOMER (EPDM) ROOFING | AR
075423 | THERMOPLASTIC POLYOLEFIN (TPO) ROOFING | AR
076200 | SHEET METAL FLASHING AND TRIM | AR
077100 | ROOF SPECIALTIES | AR
077129 | MANUFACTURED ROOF EXPANSION JOINTS | AR
077200 | ROOF ACCESSORIES | AR
078100 | APPLIED FIREPROOFING | AR
078123 | INTUMESCENT FIRE PROTECTION | AR
078200 | BOARD FIRE PROTECTION | AR
078413 | PENETRATION FIRESTOPPING | AR
078443 | JOINT FIRESTOPPING | AR
079100 | PREFORMED JOINT SEALS | AR
079200 | JOINT SEALANTS | AR
079219 | ACOUSTICAL JOINT SEALANTS | AR
079513.13 | INTERIOR EXPANSION JOINT COVER ASSEMBLIES | AR
079513.16 | EXTERIOR EXPANSION JOINT COVER ASSEMBLIES | AR
079513.19 | PARKING DECK EXPANSION JOINT COVER ASSEMBLIES | AR
DIVISION 08 - OPENINGS
081113 | HOLLOW METAL DOORS AND FRAMES | AR
081316.13 | ALUMINUM TERRACE DOORS | AR
081416 | FLUSH WOOD DOORS | AR
081433 | STILE AND RAIL WOOD DOORS | AR
081433.13 | WOOD TERRACE DOORS | AR
081713 | INTEGRATED METAL DOOR OPENING ASSEMBLIES | AR
081816.13 | SLIDING ALUMINUM-FRAMED GLASS DOORS | AR
083113 | ACCESS DOORS AND FRAMES | AR
083313 | COILING COUNTER DOORS | AR
083323 | OVERHEAD COILING DOORS | AR
083326 | OVERHEAD COILING GRILLES | AR
083343 | OVERHEAD COILING SMOKE CURTAINS | AR
083344 | OVERHEAD COILING FIRE CURTAINS | AR
083513 | FOLDING DOORS | AR
083613 | SECTIONAL DOORS | AR
084113 | ALUMINUM-FRAMED ENTRANCES AND STOREFRONTS | AR
084126 | ALL-GLASS ENTRANCES AND STOREFRONTS | AR
084229.23 | SLIDING AUTOMATIC ENTRANCES | AR
084229.33 | SWINGING AUTOMATIC ENTRANCES | AR
084233 | REVOLVING DOOR ENTRANCES | AR
084413 | GLAZED ALUMINUM CURTAIN WALLS | AR
084423 | STRUCTURAL-SEALANT-GLAZED CURTAIN WALLS | AR
084433 | SLOPED GLAZING ASSEMBLIES | AR
085113 | ALUMINUM WINDOWS | AR
085200 | WOOD WINDOWS | AR
085653 | SECURITY WINDOWS | AR
086300 | METAL-FRAMED SKYLIGHTS | AR
087100 | DOOR HARDWARE | AR
087113 | POWER DOOR OPERATORS | AR
088000 | GLAZING | AR
088113 | DECORATIVE GLASS GLAZING | AR
088300 | MIRRORS | AR
088400 | PLASTIC GLAZING | AR
088813 | FIRE-RATED GLAZING | AR
088853 | SECURITY GLAZING | AR
089116 | OPERABLE WALL LOUVERS | AR
089119 | FIXED LOUVERS | AR
DIVISION 09 - FINISHES
090571 | ACOUSTIC UNDERLAYMENT | AR
092116.23 | GYPSUM BOARD SHAFT WALL ASSEMBLIES | AR
092216 | NON-STRUCTURAL METAL FRAMING | AR
092300 | GYPSUM PLASTERING | AR
092400 | CEMENT PLASTERING | AR
092713 | GLASS-FIBER- REINFORCED GYPSUM FABRICATIONS | AR
092900 | GYPSUM BOARD | AR
093013 | CERAMIC TILING | AR
093023 | GLASS TILING | AR
093033 | STONE TILING | AR
093500 | CHEMICAL-RESISTANT TILING | AR
095113 | ACOUSTICAL PANEL CEILINGS | AR
095123 | ACOUSTICAL TILE CEILINGS | AR
095133 | ACOUSTICAL METAL PAN CEILINGS | AR
095423 | LINEAR METAL CEILINGS | AR
095426 | SUSPENDED WOOD CEILINGS
095436 | SUSPENDED DECORATIVE GRIDS | AR
095443 | STRETCHED-FABRIC CEILING SYSTEMS | AR
095446 | FABRIC-WRAPPED CEILING PANELS | AR
095753 | SECURITY CEILING ASSEMBLIES | AR
096340 | STONE FLOORING | AR
096400 | WOOD FLOORING | AR
096466 | WOOD ATHLETIC FLOORING | AR
096513 | RESILIENT WALL BASE AND ACCESSORIES | AR
096516 | RESILIENT SHEET FLOORING | AR
096519 | RESILIENT TILE FLOORING | AR
096536 | STATIC-CONTROL RESILIENT FLOORING | AR
096543 | LINOLEUM FLOORING | AR
096566 | RESILIENT ATHLETIC FLOORING | AR
096613 | PORTLAND CEMENT TERRAZZO FLOORING | AR
096623 | RESINOUS MATRIX TERRAZZO FLOORING | AR
096723 | RESINOUS FLOORING | AR
096766 | FLUID-APPLIED ATHLETIC FLOORING | AR
096813 | TILE CARPETING | AR
096816 | SHEET CARPETING | AR
096900 | ACCESS FLOORING | AR
096933 | LOW-PROFILE FIXED HEIGHT ACCESS FLOORING | AR
097200 | WALL COVERINGS | AR
097513 | STONE WALL FACING | AR
097519 | STONE TRIM | AR
097723 | FABRIC-WRAPPED PANELS | AR
098433 | SOUND-ABSORBING WALL UNITS | AR
098436 | SOUND-ABSORBING CEILING UNITS | AR
099113 | EXTERIOR PAINTING | AR
099123 | INTERIOR PAINTING | AR
099300 | STAINING AND TRANSPARENT FINISHING
099423 | GILDING
099611 | HIGH-PERFORMANCE COATINGS (PROPRIETARY SPECIFICATION) | AR
DIVISION 10 - SPECIALTIES
101100 | VISUAL DISPLAY SURFACES | AR
101300 | DIRECTORIES | AR
101416 | PLAQUES | AR
101419 | DIMENSIONAL LETTER SIGNAGE | AR
101423 | PANEL SIGNAGE | AR
101473 | PAINTED SIGNAGE | AR
102113.16 | PLASTIC-LAMINATE-CLAD TOILET COMPARTMENTS | AR
102113.17 | PHENOLIC-CORE TOILET COMPARTMENTS | AR
102116.17 | PHENOLIC-CORE SHOWER AND DRESSING COMPARTMENTS | AR
102123 | CUBICLE CURTAINS AND TRACK | AR
102213 | WIRE MESH PARTITIONS | AR
102219 | DEMOUNTABLE PARTITIONS | AR
102239 | FOLDING PANEL PARTITIONS | AR
102600 | WALL AND DOOR PROTECTION | AR
102800 | TOILET, BATH, AND LAUNDRY ACCESSORIES | AR
102819 | TUB AND SHOWER ENCLOSURES | AR
104400 | FIRE-PROTECTION SPECIALTIES | ME
104413 | FIRE EXTINGUISHER CABINETS | ME
104513 | PHOTO LUMINESCENT EGRESS PATH MARKINGS | AR
105113 | METAL LOCKERS | AR
105116 | WOOD LOCKERS | AR
107113 | EXTERIOR SUN CONTROL DEVICES | AR
DIVISION 11 - EQUIPMENT
111200 | PARKING CONTROL EQUIPMENT | EL
111313 | LOADING DOCK BUMPERS | AR
111316 | LOADING DOCK SEALS AND SHELTERS | AR
111416 | PEDESTRIAN CONTROL DEVICES | AR
114000 | FOOD SERVICE EQUIPMENT | ME
115213 | PROJECTION SCREENS | AR
115313 | LABORATORY FUME HOODS | ME
117000 | LAUNDRY EQUIPMENT | ME
118123 | FAÇADE ACCESS EQUIPMENT | AR
118226 | FACILITY WASTE COMPACTORS | ME
118230 | WASTE HANDLING EQUIPMENT | ME
DIVISION 12 - FURNISHINGS
122113 | HORIZONTAL LOUVER BLINDS | AR
122116 | VERTICAL LOUVER BLINDS | AR
122200 | CURTAINS AND DRAPES | AR
122413 | ROLLER WINDOW SHADES | AR
123213 | MANUFACTURED WOOD-VENEER-FACED CASEWORK | AR
123216 | MANUFACTURED PLASTIC-LAMINATE-CLAD CASEWORK | AR
123616 | METAL COUNTERTOPS | AR
123619 | WOOD COUNTERTOPS | AR
123640 | STONE COUNTERTOPS | AR
123661.16 | SOLID SURFACING COUNTERTOPS | AR
123661.19 | QUARTZ AGGLOMERATE COUNTERTOPS | AR
124813 | ENTRANCE FLOOR MATS AND FRAMES | AR
124816 | ENTRANCE FLOOR GRILLES | AR
124853 | RUGS | AR
126100 | FIXED AUDIENCE SEATING | AR
129200 | INTERIOR PLANTERS AND ARTIFICIAL PLANTS | LS
129300 | SITE FURNISHINGS | LS
DIVISION 13 - SPECIAL CONSTRUCTION
131146 | SWIMMING POOL ACCESSORIES | AR
131213 | EXTERIOR FOUNTAIN | LS
132416 | SAUNAS | AR
133100 | FABRIC STRUCTURES | AR
133419 | METAL BUILDING SYSTEMS | AR
133423 | FABRICATED STRUCTURES | AR
133423.16 | FABRICATED CONTROL BOOTHS | AR
133423.19 | FABRICATED DOME STRUCTURES | AR
133700 | HELIPAD ACCESSORIES | AR
134900 | RADIATION PROTECTION | AR
DIVISION 14 - CONVEYING EQUIPMENT
141000 | DUMBWAITERS | EL
142100 | ELECTRIC TRACTION ELEVATORS | EL
142400 | HYDRAULIC ELEVATORS | EL
143100 | ESCALATORS | EL
143200 | MOVING WALKS | EL
145200 | MATERIAL HANDLING EQUIPMENT | ME
149133 | LINEN CHUTES | ME
149182 | TRASH CHUTES | ME
DIVISION 21 – FIRE SUPPRESSION
210500 | COMMON WORK RESULTS FOR FIRE FIGHTING | ME
210513 | COMMON MOTOR REQUIREMENTS FOR FIRE SUPPRESSION EQUIPMENT | ME
210517 | SLEEVES AND SLEEVE SEALS FOR FIRE-SUPPRESSION PIPING | ME
210518 | ESCUTCHEONS FOR FIRE-SUPPRESSION PIPING | ME
210533 | HEAT TRACING FOR FIRE-SUPPRESSION PIPING | ME
210548 | VIBRATION AND SEISMIC CONTROLS FOR FIRE-SUPPRESSION PIPING AND EQUIPMENT | ME
210553 | IDENTIFICATION FOR FIRE-SUPPRESSION PIPING AND EQUIPMENT | ME
211200 | FIRE-SUPPRESSION STANDPIPES | ME
211313 | WET-PIPE SPRINKLER SYSTEMS | ME
211316 | DRY-PIPE SPRINKLER SYSTEMS | ME
211339 | FOAM-WATER SYSTEMS | ME
211342 | HIGH PRESSURE WATER MIST SYSTEM | ME
211342.13 | HIGH PRESSURE WATER MIST SYSTEM IN CULVERT & TUNNELS | ME
211400 | HALOGEN AGENT EXTINGUISHING PIPING | ME
212200 | CLEAN-AGENT FIRE-EXTINGUISHING SYSTEMS | ME
213113 | ELECTRIC-DRIVE, CENTRIFUGAL FIRE PUMPS | ME
213116 | DIESEL-DRIVE, CENTRIFUGAL FIRE PUMPS | ME
213213 | ELECTRIC-DRIVE, VERTICAL-TURBINE FIRE PUMPS | ME
213216 | DIESEL-DRIVE, VERTICAL-TURBINE FIRE PUMPS | ME
213400 | PRESSURE-MAINTENANCE PUMPS | ME
DIVISION 22 – PLUMBING
220500 | COMMON WORK RESULTS FOR PLUMBING | ME
220513 | COMMON MOTOR REQUIREMENTS FOR PLUMBING EQUIPMENT | ME
220516 | EXPANSION FITTINGS AND LOOPS FOR PLUMBING PIPING | ME
220517 | SLEEVES AND SLEEVE SEALS FOR PLUMBING PIPING | ME
220518 | ESCUTCHEONS FOR PLUMBING PIPING | ME
220519 | METERS AND GAGES FOR PLUMBING PIPING | ME
220523 | GENERAL-DUTY VALVES FOR PLUMBING PIPING | ME
220529 | HANGERS AND SUPPORTS FOR PLUMBING PIPING AND EQUIPMENT | ME
220533 | HEAT TRACING FOR PLUMBING PIPING | ME
220548 | VIBRATION AND SEISMIC CONTROLS FOR PLUMBING PIPING AND EQUIPMENT | ME
220553 | IDENTIFICATION FOR PLUMBING PIPING AND EQUIPMENT | ME
220716 | PLUMBING EQUIPMENT INSULATION | ME
220719 | PLUMBING PIPING INSULATION | ME
221116 | DOMESTIC WATER PIPING | ME
221119 | DOMESTIC WATER PIPING SPECIALTIES | ME
221123 | DOMESTIC WATER PUMPS | ME
221123.13 | DOMESTIC-WATER PACKAGED BOOSTER PUMPS | ME
221223 | FACILITY INDOOR POTABLE-WATER STORAGE TANKS | ME
221316 | SANITARY WASTE, VENT AND STORM DRAINAGE PIPING | ME
221319 | SANITARY WASTE PIPING SPECIALTIES | ME
221329 | SANITARY SEWERAGE PUMPS | ME
221343 | FACILITY PACKAGED SEWAGE PUMP STATIONS | ME
221423 | STORM DRAINAGE PIPING SPECIALTIES | ME
221429 | SUMP PUMPS | ME
221513 | GENERAL SERVICE COMPRESSED AIR PIPING | ME
221519 | GENERAL-SERVICE PACKAGED AIR COMPRESSORS AND RECEIVERS | ME
223100 | DOMESTIC WATER SOFTENERS | ME
223200 | DOMESTIC WATER TREATMENT EQUIPMENT | ME
223300 | ELECTRIC, DOMESTIC-WATER HEATERS | ME
223400 | FUEL-FIRED, DOMESTIC-WATER HEATERS | ME
223500 | DOMESTIC-WATER HEAT EXCHANGERS | ME
224100 | RESIDENTIAL PLUMBING FIXTURES | ME
224300 | HEALTHCARE PLUMBING FIXTURES | ME
224500 | EMERGENCY PLUMBING FIXTURES | ME
224600 | SECURITY PLUMBING FIXTURES | ME
224713 | DRINKING FOUNTAINS | ME
225100 | SWIMMING POOL SPECIALTIES AND EQUIPMENT | ME
225200 | DECORATIVE FOUNTAIN SPECIALTIES AND EQUIPMENT | ME
225300 | JACUZZI SPECIALTIES AND EQUIPMENT | ME
225000 | SWIMMING POOL SPECIALTIES AND EQUIPMENT | ME
225100 | JACUZZI SPECIALTIES AND EQUIPMENT | ME
225500 | DECORATIVE FOUNTAIN SPECIALTIES AND EQUIPMENT | ME
226113 | COMPRESSED-AIR PIPING FOR LABORATORY AND HEALTHCARE FACILITIES | ME
226119 | COMPRESSED-AIR EQUIPMENT FOR LABORATORY AND HEALTHCARE FACILITIES | ME
226213 | VACUUM PIPING FOR LABORATORY AND HEALTHCARE FACILITIES | ME
226219 | VACUUM EQUIPMENT FOR LABORATORY AND HEALTHCARE FACILITIES | ME
226313 | GAS PIPING FOR LABORATORY AND HEALTHCARE FACILITIES | ME
226400 | MEDICAL GAS ALARMS | ME
226600 | CHEMICAL-WASTE SYSTEMS FOR LABORATORY AND HEALTHCARE FACILITIES | ME
227010 | REVERSE OSMOSIS PLANT | ME
227113 | GREY WATER TREATMENT PLANT | ME
DIVISION 23 - HEATING, VENTILATING AND AIR CONDITIONING
230500 | COMMON WORK RESULTS FOR HVAC | ME
230513 | COMMON MOTOR REQUIREMENTS FOR HVAC EQUIPMENT | ME
230516 | EXPANSION FITTINGS AND LOOPS FOR HVAC PIPING | ME
230517 | SLEEVES AND SLEEVE SEALS FOR HVAC PIPING | ME
230518 | ESCUTCHEONS FOR HVAC PIPING | ME
230519 | METERS AND GAGES FOR HVAC PIPING | ME
230523 | GENERAL-DUTY VALVES FOR HVAC PIPING | ME
230529 | HANGERS AND SUPPORTS FOR HVAC PIPING AND EQUIPMENT | ME
230533 | HEAT TRACING FOR HVAC PIPING | ME
230548 | VIBRATION AND SEISMIC CONTROLS FOR HVAC PIPING AND EQUIPMENT | ME
230553 | IDENTIFICATION FOR HVAC PIPING AND EQUIPMENT | ME
230593 | TESTING, ADJUSTING, AND BALANCING FOR HVAC | ME
230713 | DUCT INSULATION | ME
230716 | HVAC EQUIPMENT INSULATION | ME
230719 | HVAC PIPING INSULATION | ME
230900 | BUILDING MANAGEMENT SYSTEM (BMS) | ME
230910 | BUILDING MANAGEMENT SYSTEM (BMS), FOR SMALL SCALE PROJECTS | ME
231113 | FACILITY FUEL-OIL PIPING | ME
231118 | LUBE OIL STORAGE TANKS AND PIPING | ME
231123 | FACILITY NATURAL-GAS PIPING | ME
231126 | FACILITY LIQUEFIED-PETROLEUM GAS PIPING | ME
232113 | HYDRONIC PIPING | ME
232123 | HYDRONIC PUMPS | ME
232213 | STEAM AND CONDENSATE HEATING PIPING | ME
232223 | STEAM CONDENSATE PUMPS | ME
232300 | REFRIGERANT PIPING | ME
232500 | HVAC WATER TREATMENT | ME
233113 | METAL DUCTS | ME
233116 | NONMETAL DUCTS | ME
233119 | HVAC CASINGS | ME
233130 | AIR DUCT CLEANING | ME
233300 | AIR DUCT ACCESSORIES | ME
233413 | AXIAL HVAC FANS | ME
233416 | CENTRIFUGAL HVAC FANS | ME
233423 | HVAC POWER VENTILATORS | ME
233433.13 | COMMERCIAL AIR CURTAINS | ME
233433.16 | INDUSTRIAL AIR CURTAINS | ME
233443 | LABORATORY HIGH PLUME EXHAUST FANS | ME
233600 | AIR TERMINAL UNITS | ME
233713 | DIFFUSERS, REGISTERS, AND GRILLES | ME
233716 | FABRIC AIR-DISTRIBUTION DEVICES | ME
233723 | HVAC GRAVITY VENTILATORS | ME
233813 | COMMERCIAL-KITCHEN HOODS | ME
234100 | PARTICULATE AIR FILTRATION | ME
234400 | CHEMICAL SCRUBBER PACKAGED ODOR CONTROL SYSTEM | ME
235100 | BREECHINGS, CHIMNEYS, AND STACKS | ME
235213 | ELECTRIC BOILERS | ME
235216 | CONDENSING BOILERS | ME
235223 | CAST-IRON BOILERS | ME
235233 | WATER-TUBE BOILERS | ME
235239 | FIRE-TUBE BOILERS | ME
235313 | BOILER FEEDWATER PUMPS | ME
235316 | DEAERATORS | ME
235400 | FURNACES | ME
235513 | FUEL-FIRED DUCT HEATERS | ME
235533 | FUEL-FIRED UNIT HEATERS | ME
235613.13 | HEATING, FLAT-PLATE, SOLAR COLLECTORS | ME
235613.19 | HEATING, SOLAR, VACUUM-TUBE COLLECTORS | ME
235700 | HEAT EXCHANGERS FOR HVAC | ME
236200 | PACKAGED COMPRESSOR AND CONDENSER UNITS | ME
236313 | AIR-COOLED REFRIGERANT CONDENSERS | ME
236333 | EVAPORATIVE REFRIGERANT CONDENSERS | ME
236413.13 | DIRECT-FIRED ABSORPTION WATER CHILLERS | ME
236413.16 | INDIRECT-FIRED ABSORPTION WATER CHILLERS | ME
236416 | CENTRIFUGAL WATER CHILLERS | ME
236419 | RECIPROCATING WATER CHILLERS | ME
236423 | SCROLL WATER CHILLERS | ME
236426 | ROTARY-SCREW WATER CHILLERS | ME
236500 | COOLING TOWERS | ME
236510 | FIELD-ERECTED COOLING TOWERS | ME
236600 | FLUID COOLERS | ME
236650 | AIR COOLED RADIATORS | ME
237116 | CHILLED-WATER THERMAL STORAGE | ME
237200 | AIR-TO-AIR ENERGY RECOVERY EQUIPMENT | ME
237313 | MODULAR INDOOR CENTRAL-STATION AIR-HANDLING UNITS | ME
237320 | VARIABLE REFRIGERANT FLOW VOLUME AIR CONDITIONING UNITS | ME
237333 | INDOOR INDIRECT-FUEL-FIRED HEATING AND VENTILATING UNITS | ME
237335 | DESTRATIFICATION H&V UNITS | ME
237339 | INDOOR, DIRECT GAS-FIRED HEATING AND VENTILATING UNITS | ME
237413 | PACKAGED, OUTDOOR, CENTRAL-STATION AIR-HANDLING UNITS | ME
238113 | PACKAGED TERMINAL AIR-CONDITIONERS | ME
238119 | SELF-CONTAINED AIR-CONDITIONERS | ME
238123 | COMPUTER-ROOM AIR-CONDITIONERS | ME
238123.18 | COMPUTER-ROOM, RACK-COOLING EQUIPMENT | ME
238126 | SPLIT-SYSTEM AIR-CONDITIONERS | ME
238146 | WATER-SOURCE UNITARY HEAT PUMPS | ME
238216 | AIR COILS | ME
238219 | FAN COIL UNITS | ME
238223 | UNIT VENTILATORS | ME
238233 | CONVECTORS | ME
238239 | UNIT HEATERS | ME
238245 | CHILLED BEAMS | ME
238313 | RADIANT-HEATING ELECTRIC CABLES | ME
238316 | RADIANT-HEATING HYDRONIC PIPING | ME
238323 | RADIANT-HEATING ELECTRIC PANELS | ME
238413 | HUMIDIFIERS | ME
238600 | PCA AIR HANDLING UNITS | ME
DIVISION 25 - INTEGRATED AUTOMATION
254005 | SMART CITY PLATFORM - SYSTEM DESIGN AND PERFORMANCE REQUIREMENTS | EL
254007 | INTERNET OF THINGS (IoT) SENSORS | EL
DIVISION 26- ELECTRICAL
260500 | BASIC ELECTRICAL MATERIALS AND METHODS | EL
260513 | MEDIUM-VOLTAGE CABLES | EL
260519 | LOW-VOLTAGE ELECTRICAL POWER CONDUCTORS AND CABLES | EL
260526 | GROUNDING AND BONDING FOR ELECTRICAL SYSTEMS | EL
260533 | RACEWAYS AND BOXES FOR ELECTRICAL SYSTEMS | EL
260536 | CABLE TRAYS FOR ELECTRICAL SYSTEMS | EL
260539 | UNDERFLOOR RACEWAYS FOR ELECTRICAL SYSTEMS | EL
260543 | UNDERGROUND DUCTS AND RACEWAYS FOR ELECTRICAL SYSTEMS | EL
260548 | VIBRATION AND SEISMIC CONTROLS FOR ELECTRICAL SYSTEMS | EL
260913 | ELECTRICAL POWER MONITORING AND CONTROL | EL
260914 | SCADA FOR ELECTRICAL POWER SYSTEMS – MAIN SCADA SYSTEM | EL
260914.1 | SCADA FOR ELECTRICAL POWER SYSTEMS – SCHEDULES OF CONTROL POINTS | EL
260914.11 | SCADA FOR ELECTRICAL POWER SYSTEMS – SIGNAL TRANSMISSION MEDIA | EL
260914.15 | SCADA FOR ELECTRICAL POWER SYSTEMS – BUILDINGS/FACILITIES SUBSTATION CONTROL SYSTEMS (SCS) | EL
260914.17 | SCADA FOR ELECTRICAL POWER SYSTEMS – FIBER OPTIC BACKBONE CABLING | EL
260923 | LIGHTING CONTROL DEVICES | EL
260936 | MODULAR DIMMING CONTROLS | EL
260943 | NETWORK LIGHTING CONTROLS | EL
261116 | SECONDARY UNIT SUBSTATIONS | EL
261200 | MEDIUM-VOLTAGE TRANSFORMERS | EL
261300 | MEDIUM-VOLTAGE SWITCHGEAR | EL
261839.14 | MEDIUM-VOLTAGE VARIABLE FREQUENCY DRIVES | EL
261839.15 | MEDIUM VOLTAGE MOTOR SOFT STARTER | EL
261839.17 | MEDIUM VOLTAGE MOTOR AUTO TRANSFORMER STARTER | El
262200 | DRY TYPE TRANSFORMERS (1000 V AND LESS) | EL
262413 | SWITCHBOARDS | EL
262416 | PANELBOARDS | EL
262419 | MOTOR-CONTROL CENTERS | EL
262500 | ENCLOSED BUS ASSEMBLIES | EL
262680 | 400 HERTZ AIRCRAFT GROUND POWER | EL
262726 | WIRING DEVICES | EL
262743 | ELECTRIC VEHICLE SUPPLY EQUIPMENT AND CHARGERS | EL
262813 | FUSES | EL
262816 | ENCLOSED SWITCHES AND CIRCUIT BREAKERS | EL
262880 | VOLTAGE REGULATORS | EL
263100 | PHOTOVOLTAIC ENERGY SYSTEM | EL
263150 | OVERHEAD ELECTRICAL DISTRIBUTION | EL
263213 | PACKAGED ENGINE GENERATORS | EL
263214 | MEDIUM VOLTAGE GENERATORS - MEDIUM SPEED | EL
263215 | MEDIUM VOLTAGE GENERATORS - HIGH SPEED | EL
263323 | CENTRAL BATTERY INVERTER | EL
263324 | DC CENTRAL BATTERY SYSTEM FOR EMERGENCY LIGHTING | EL
263353 | STATIC UNINTERRUPTIBLE POWER SUPPLY | EL
263533 | POWER FACTOR CORRECTION CAPACITORS | EL
263600 | TRANSFER SWITCHES | EL
263614 | STATIC TRANSFER SWITCHES | EL
264113 | LIGHTNING PROTECTION FOR STRUCTURES | EL
264119 | LIGHTNING PROTECTION USING EARLY STREAMER EMISSION SYSTEM | EL
264200 | CATHODIC PROTECTION | EL
264313 | SURGE PROTECTIVE DEVICES | EL
265100 | INTERIOR LIGHTING | EL
265561 | THEATRICAL LIGHTING | EL
265600 | EXTERIOR LIGHTING | EL
DIVISION 27 - COMMUNICATIONS
270501 | COMMON CLAUSES FOR IT & SECURITY SYSTEMS | EL
270553 | IDENTIFICATION FOR COMMUNICATIONS SYSTEMS(EN) | EL
270555 | IDENTIFICATION FOR COMMUNICATIONS SYSTEMS (TIA) | EL
271000 | COMMON CLAUSES FOR STRUCTURED CABLING (EN) | EL
271005 | COMMON CLAUSES FOR STRUCTURED CABLING (TIA) | EL
271100 | COMMUNICATIONS EQUIPMENT ROOM FITTINGS (EN)
271105 | COMMUNICATIONS EQUIPMENT ROOM FITTINGS (TIA) | EL
271300 | COMMUNICATIONS BACKBONE CABLING (EN) | EL
271305 | COMMUNICATIONS BACKBONE CABLING (TIA) | EL
271500 | COMMUNICATIONS HORIZONTAL CABLING (EN) | EL
271505 | COMMUNICATIONS HORIZONTAL CABLING (TIA) | EL
272109 | DATA COMMUNICATIONS FOR CAMPUS NETWORK
272111 | DATA COMMUNICATIONS FOR DATA CENTER | EL
272133 | WIRELESS DATA NETWORK | EL
272140 | VIRTUAL SERVERS ENVIRONMENT (VSE) | EL
272231 | COMPUTERS & RELATED PERIPHERALS | EL
272541 | CYBER SECURITY FOR ENTERPRISE NETWORK – SYSTEM DESIGN AND PERFORMANCE REQUIREMENTS | EL
272729 | ARTIFICIAL INTELLIGENCE SYSTEM DESIGN AND | EL
PERFORMANCE REQUIREMENTS
273113 | TELEPHONY COMMUNICATIONS SYSTEM | EL
273123 | IP-BASED TELEPHONY COMMUNICATIONS SYSTEM | EL
273125 | HYBRID TELEPHONY COMMUNICATIONS SYSTEM | EL
274100 | GENERAL CONDITIONS FOR INTEGRATED AUDIOVISUAL SYSTEMS | EL
274116.21 | INTEGRATED AUDIOVISUAL SYSTEMS AND EQUIPMENT FOR MEETING ROOMS | EL
274116.28 | INTEGRATED AUDIOVISUAL SYSTEMS AND EQUIPMENT FOR CONFERENCE ROOMS | EL
274116.51 | INTEGRATED AUDIOVISUAL SYSTEMS AND EQUIPMENT FOR CLASSROOMS | EL
274116.61 | INTEGRATED AUDIOVISUAL SYSTEMS AND EQUIPMENT FOR THEATRES | EL
274116.62 | INTEGRATED AUDIOVISUAL SYSTEMS AND EQUIPMENT FOR AUDITORIUMS | EL
274123 | AUDIOVISUAL SYSTEMS ACCESSORIES | EL
274132 | IP-BASED TELEVISION SYSTEM (IPTV) | EL
274133 | MASTER ANTENNA TELEVISION SYSTEM | EL
274223 | DIGITAL MEDIA DISPLAYS | EL
275113 | RADIO PAGING SYSTEM | EL
275116 | PUBLIC ADDRESS SYSTEM | EL
275117 | IP-BASED PUBLIC ADDRESS SYSTEM | EL
275123.11 | AUDIO INTERCOM SYSTEM | EL
275123.13 | VIDEO INTERCOM SYSTEM | EL
275123.15 | IP-BASED INTERCOM SYSTEM | EL
275126 | ASSISTIVE LISTENING SYSTEM | EL
275129.17 | EMERGENCY ASSIST ALARM SYSTEM | EL
275223 | NURSE CALL / CODE BLUE SYSTEMS | EL
275313 | MASTER CLOCK SYSTEM (MCS) | EL
DIVISION 28 - ELECTRONIC SAFETY AND SECURITY
281300 | ACCESS CONTROL SOFTWARE AND DATABASE MANAGEMENT | EL
281500 | ACCESS CONTROL HARDWARE DEVICES | EL
282000 | VIDEO SURVEILLANCE SYSTEM (VSS) | EL
283100 | INTRUSION DETECTION | EL
283121 | PERIMETER SECURITY SYSTEMS | EL
284621.11 | ADDRESSABLE FIRE-ALARM SYSTEM | EL
284621.13 | CONVENTIONAL FIRE ALARM SYSTEM | EL
DIVISION 31 EARTHWORK
310519.16 | GEOMEMBRANES | GE
310519.23 | GEOSYNTHETIC CLAY LINE (GCL) | GE
310813.13 | DYNAMIC PILE LOAD TESTING | GE
310813.16 | STATIC PILE LOAD TESTING | GE
310816 | NON-DESTRUCTIVE TESTING OF PILES | GE
311000 | SITE CLEARING | GE
312000 | EARTH MOVING | GE
312200 | GRADING | LS
312316.3 | CONTROLLED AND PRODUCTION BLASTING | GE
312319 | DEWATERING | WE
312323 | POLYSTYRENE FILL | LS
313116 | TERMITE CONTROL | GE
313213.16 | CEMENT SOIL STABILIZATION | GE
313213.29 | GROUND IMPROVEMENT BY DEEP SOIL MIXING | GE
313223.17 | GROUND IMPROVEMENT BY PROBING AND GROUTING | GE
313236 | GROUND STABILIZATION BY SOIL NAILING | GE
313239 | GROUND IMPROVEMENT BY VERTICAL DRAINS AND SURCHARGE | GE
313243 | JET GROUTING FOR SEEPAGE AND OR GROUNDWATER CONTROL | GE
313246 | JET GROUTING FOR GROUND STABILIZATION | GE
313349 | ROCK STABILISATION | GE
313613 | GABION BOXES | GE
313716.2 | STONE RIPRAP | GE
314519 | GROUND IMPROVEMENT BY VIBRATORY COMPACTION | GE
314523 | GROUND IMPROVEMENT BY STONE COLUMNS | GE
314524 | GROUND IMPROVEMENT BY RIGID INCLUSIONS | GE
314526 | GROUND IMPROVEMENT BY DYNAMIC COMPACTION | GE
315000 | EXCAVATION SUPPORT AND PROTECTION | GE
316213.23 | PRE-STRESSED CONCRETE PILES | GE
316216 | STEEL PILES | GE
316219 | TIMBER PILES | GE
316223 | COMPOSITE PILES | GE
316323 | DRILLED CONCRETE PILES AND BARRETTES | GE
316333 | DRILLED MICROPILES | GE
316616.43 | MECHANICALLY STABILISED EARTH WALLS | GE
316616.46 | SLURRY DIAPHRAGM WALLS | GE
317119 | TUNNEL EXCAVATION BY TUNNEL BORING MACHINE | GE
317200 | MINED TUNNELING SUPPORT SYSTEMS | GE
317300 | CONTACT GROUTING | GE
317413 | FORMWORK FOR CAST-IN-PLACE CONCRETE TUNNEL LINING | GE
317416 | PRECAST CONCRETE TUNNEL LINING | GE
317419 | SHOTCRETE TUNNEL LINING | GE
DIVISION 32 - EXTERIOR IMPROVEMENTS
320117 | FLEXIBLE PAVING REPAIR | GE
320129 | RIGID PAVING REPAIR | GE
320813 | FRICTION TEST FOR RUNWAYS | GE
321116.16 | AGGREGATE SUBBASE COURSE | GE
321123 | AGGREGATE BASE COURSE | GE
321133 | CEMENT TREATED AND CEMENT BOUND BASE COURSE | GE
321216 | ASPHALT PAVING | GE
321216.29 | POLYMER-MODIFIED ASPHALT PAVING | GE
321313 | CONCRETE PAVING | GE
321316 | DECORATIVE CONCRETE PAVING | LS
321373 | CONCRETE PAVING JOINT SEALANTS | GE
321400 | UNIT PAVING | LS
321413 | PAVER PEDESTAL SYSTEM | LS
321440 | STONE PAVING | LS
321443 | POROUS UNIT PAVING | LS
321513 | STABILIZED SURFACING | LS
321613 | CURBS AND GUTTERS | TR
321723 | ROAD PAVEMENT MARKINGS | TR
321750 | ROAD TRAFFIC SIGN | TR
321816.13 | PLAYGROUND PROTECTIVE SURFACING | LS
323113.53 | HIGH-SECURITY CHAIN LINK FENCES AND GATES | LS
323113 | CHAIN LINK FENCES AND GATES | LS
323116 | WELDED WIRE FENCES AND GATES | LS
323119 | DECORATIVE METAL FENCES AND GATES | LS
324113.13 | PAVEMENT DEMOLISHING | GE
329113 | SOIL PREPARATION | LS
329200 | TURF AND GRASSES | LS
329300 | PLANTS | LS
329500 | VEGETATED ROOF ASSEMBLIES | LS
329600 | TRANSPLANTING | LS
329813 | CONTRACT GROWING AND MAINTENANCE | LS
329823 | LANDSCAPE ESTABLISHMENT PERIOD | LS
DIVISION 33 - UTILITIES
330507.36 | MICROTUNNELING AND PIPEJACKING | GE
334123.19 | GEOSYNTHETIC DRAINAGE LAYERS | GE
334300 | LANDSCAPE DRAINAGE | LS
335100 | FUEL GAS DISTRIBUTION | ME
335213 | FUEL-OIL DISTRIBUTION | ME
335810 | JET A1 FUELING SYSTEM – BASIC MECHANICAL REQUIREMENT | ME
335820 | JET A1 FUELING SYSTEM - PIPING CONSTRUCTION | ME
335830 | JET A1 FUELING SYSTEM - COATINGS AND CORROSION PROTECTION | ME
335840 | JET A1 FUELING SYSTEM - CATHODIC PROTECTION | ME
335870 | JET A1 FUELING SYSTEM – INSPECTION, CLEANING, FLUSHING AND TESTING | ME
336100 | HYDRONIC DISTRIBUTION | ME
336300 | STEAM DISTRIBUTION | ME
DIVISION 34
348313 | PRESTRESSED CONCRETE CONSTRUCTION | ST
348316 | CONCRETE BRIDGES & ERECTION PROCEDURES | ST
348319 | BRIDGE EXPANSION JOINTS | ST
348323 | BRIDGE BEARINGS | ST
348326 | BRIDGE PARAPETS AND RAILINGS | ST
348329 | BRIDGE DRAINAGE SYSTEM | ST
348333 | BRIDGE WATERPROOFING SYSTEM | ST
DIVISION 35 WATERWAYS AND MARINE WORKS
352400 | DREDGING | MR
352600 | RECLAMATION | MR
353119 | REVETMENTS | MR
353123 | BREAKWATERS | MR
353126 | JETTIES | MR
353129 | GROINS | MR
353150 | SAND NOURISHMENT | MR
354300 | WATERWAY SCOUR PROTECTION | MR
355113 | FLOATING PIERS | ST
355913 | MARINE FENDERS | ST
355923 | BUOYS | MR
355929 | MOORING DEVICES | ST
355933 | MARINE BOLLARDS AND CLEATS | ST
357010 | SITE PREPARATION FOR DAMS | GE
357020 | DIVERSIONS AND DEWATERING FOR DAMS | GE
357030 | SURFACE EXCAVATION FOR DAMS | GE
357040 | DRILLING AND GROUND FOR DAMS | GE
357121 | ROLLER COMPACTED CONCRETE (RCC) FOR DAMS | GE
357313.2 | FILL, BACKFILL AND EMBANKMENT FOR EARTHFILL DAM | GE
357313.3 | PROTECTION WORKS FOR EARHFILL DAM | GE
357316.2 | FILL, BACKFILL AND EMBANKMENT FOR ROCKFILL DAM | GE
357316.3 | PROTECTION WORKS FOR ROCKFILL DAM | GE
357316.4 | CONCRETE FACE ROCKFILL DAM | GE
357800 | MONITORING INSTRUMENTATION FOR DAMS | GE
DIVISION 40 - PROCESS INTERCONNECTIONS
405000 | PROCESS CONTROL SYSTEMS SCOPE OF WORK | ME
406010 | PROCESS SCADA SYSTEM | ME
406343 | PROGRAMMABLE LOGIC CONTROLLERS | ME
406710 | PROCESS CONTROL WIRING | ME
406839 | ENERGY MANAGEMENT SYSTEM | ME
407000 | INSTRUMENTATION FOR PROCESS SYSTEMS | ME

## Discount
Mansour | Sum | SUMMARY | Total Sum | 1347 | SUMMARY | SUMMARY | SUMMARY
Mansour | Sum | SUMMARY | Total Sum | 1348 | SUMMARY | SUMMARY |  |  |  | Amount
Mansour | Sum | SUMMARY | Total Sum | 1349 | SUMMARY | SUMMARY |  |  |  | J.D
Mansour | Sum | SUMMARY | Total Sum | 1350 | SUMMARY | SUMMARY | BILL NO. 1 | GENERAL REQUIREMENTS |  | 31071 | 30138.87
Mansour | Sum | SUMMARY | Total Sum | 1351 | SUMMARY | SUMMARY | BILL NO. 2 | SITE CONSTRUCTION |  | 2669 | 2588.93
Mansour | Sum | SUMMARY | Total Sum | 1352 | SUMMARY | SUMMARY | BILL NO. 3 | CONCRETE |  | 21141.5 | 20507.255
Mansour | Sum | SUMMARY | Total Sum | 1353 | SUMMARY | SUMMARY | BILL NO. 4 | MASONRY |  | 25455 | 24691.35
Mansour | Sum | SUMMARY | Total Sum | 1354 | SUMMARY | SUMMARY | BILL NO. 5 | METALS |  | 4256 | 4128.32
Mansour | Sum | SUMMARY | Total Sum | 1355 | SUMMARY | SUMMARY | BILL NO. 6 | WOOD AND PLASTICS |  | 2258 | 2190.26
Mansour | Sum | SUMMARY | Total Sum | 1356 | SUMMARY | SUMMARY | BILL NO. 7 | THERMAL AND MOISTURE PROTECTION |  | 94637 | 91797.89
Mansour | Sum | SUMMARY | Total Sum | 1357 | SUMMARY | SUMMARY | BILL NO. 8 | OPENINGS |  | 81634 | 79184.98
Mansour | Sum | SUMMARY | Total Sum | 1358 | SUMMARY | SUMMARY | BILL NO. 9 | FINISHES |  | 112280 | 108911.6
Mansour | Sum | SUMMARY | Total Sum | 1359 | SUMMARY | SUMMARY | BILL NO. 10 | SPECIALTIES |  | 4686 | 4545.42
Mansour | Sum | SUMMARY | Total Sum | 1360 | SUMMARY | SUMMARY | BILL NO. 11 | EQUIPMENT |  | 0 | 0
Mansour | Sum | SUMMARY | Total Sum | 1361 | SUMMARY | SUMMARY | BILL NO. 12 | FURNISHINGS |  | 6581 | 6383.57
Mansour | Sum | SUMMARY | Total Sum | 1362 | SUMMARY | SUMMARY | BILL NO. 14 | CONVEYING EQUIPMENT |  |  | 0
Mansour | Sum | SUMMARY | Total Sum | 1363 | SUMMARY | SUMMARY | BILL NO. 21 | FIRE SUPPRESSION |  | 42450 | 41176.5
Mansour | Sum | SUMMARY | Total Sum | 1364 | SUMMARY | SUMMARY | BILL NO. 22 | PLUMBING |  | 173425 | 168222.25
Mansour | Sum | SUMMARY | Total Sum | 1365 | SUMMARY | SUMMARY | BILL NO. 23 | HEATING VENTILATING AND AIR CONDITIONING |  | 118708 | 115146.76
Mansour | Sum | SUMMARY | Total Sum | 1366 | SUMMARY | SUMMARY | BILL NO. 26 | ELECTRICAL |  | 297724 | 288792.28
Mansour | Sum | SUMMARY | Total Sum | 1367 | SUMMARY | SUMMARY | BILL NO. 27 | COMMUNICATIONS |  | 51098 | 49565.06
Mansour | Sum | SUMMARY | Total Sum | 1368 | SUMMARY | SUMMARY | BILL NO. 28 | ELECTRONIC SAFETY AND SECURITY |  | 5397 | 5235.09
Mansour | Sum | SUMMARY | Total Sum | 1369 | SUMMARY | SUMMARY | BILL NO. 31 | EARTHWORK
Mansour | Sum | SUMMARY | Total Sum | 1370 | SUMMARY | SUMMARY | BILL NO. 32 | EXTERIOR IMPROVEMENTS
Mansour | Sum | SUMMARY | Total Sum | 1371 | SUMMARY | SUMMARY | TOTAL
Mansour | Sum | SUMMARY | Total Sum | 1372 | SUMMARY | SUMMARY | To Form of Tender |  | J.D | 1075470.5 | 1043206.385
FAZ | Sum | SUMMARY | Total Sum | 1347 | SUMMARY | SUMMARY | SUMMARY
FAZ | Sum | SUMMARY | Total Sum | 1348 | SUMMARY | SUMMARY |  |  |  | Amount
FAZ | Sum | SUMMARY | Total Sum | 1349 | SUMMARY | SUMMARY |  |  |  | J.D
FAZ | Sum | SUMMARY | Total Sum | 1350 | SUMMARY | SUMMARY | BILL NO. 1 | GENERAL REQUIREMENTS |  | 65000 | 60450
FAZ | Sum | SUMMARY | Total Sum | 1351 | SUMMARY | SUMMARY | BILL NO. 2 | SITE CONSTRUCTION |  | 1785 | 1660.05 | 183813.845
FAZ | Sum | SUMMARY | Total Sum | 1352 | SUMMARY | SUMMARY | BILL NO. 3 | CONCRETE |  | 24365 | 22659.45
FAZ | Sum | SUMMARY | Total Sum | 1353 | SUMMARY | SUMMARY | BILL NO. 4 | MASONRY |  | 21158 | 19676.94
FAZ | Sum | SUMMARY | Total Sum | 1354 | SUMMARY | SUMMARY | BILL NO. 5 | METALS |  | 4325 | 4022.25
FAZ | Sum | SUMMARY | Total Sum | 1355 | SUMMARY | SUMMARY | BILL NO. 6 | WOOD AND PLASTICS |  | 3100 | 2883
FAZ | Sum | SUMMARY | Total Sum | 1356 | SUMMARY | SUMMARY | BILL NO. 7 | THERMAL AND MOISTURE PROTECTION |  | 112461 | 104588.73
FAZ | Sum | SUMMARY | Total Sum | 1357 | SUMMARY | SUMMARY | BILL NO. 8 | OPENINGS |  | 71540 | 66532.2
FAZ | Sum | SUMMARY | Total Sum | 1358 | SUMMARY | SUMMARY | BILL NO. 9 | FINISHES |  | 103591 | 96339.63
FAZ | Sum | SUMMARY | Total Sum | 1359 | SUMMARY | SUMMARY | BILL NO. 10 | SPECIALTIES |  | 8255 | 7677.15
FAZ | Sum | SUMMARY | Total Sum | 1360 | SUMMARY | SUMMARY | BILL NO. 11 | EQUIPMENT |  | 0 | 0
FAZ | Sum | SUMMARY | Total Sum | 1361 | SUMMARY | SUMMARY | BILL NO. 12 | FURNISHINGS |  | 7270 | 6761.1
FAZ | Sum | SUMMARY | Total Sum | 1362 | SUMMARY | SUMMARY | BILL NO. 14 | CONVEYING EQUIPMENT |  |  | 0
FAZ | Sum | SUMMARY | Total Sum | 1363 | SUMMARY | SUMMARY | BILL NO. 21 | FIRE SUPPRESSION |  | 25339 | 23565.27
FAZ | Sum | SUMMARY | Total Sum | 1364 | SUMMARY | SUMMARY | BILL NO. 22 | PLUMBING |  | 95927 | 89212.11
FAZ | Sum | SUMMARY | Total Sum | 1365 | SUMMARY | SUMMARY | BILL NO. 23 | HEATING VENTILATING AND AIR CONDITIONING |  | 105627 | 98233.11
FAZ | Sum | SUMMARY | Total Sum | 1366 | SUMMARY | SUMMARY | BILL NO. 26 | ELECTRICAL |  | 193605 | 180052.65
FAZ | Sum | SUMMARY | Total Sum | 1367 | SUMMARY | SUMMARY | BILL NO. 27 | COMMUNICATIONS |  | 69080 | 64244.4
FAZ | Sum | SUMMARY | Total Sum | 1368 | SUMMARY | SUMMARY | BILL NO. 28 | ELECTRONIC SAFETY AND SECURITY |  | 11650 | 10834.5
FAZ | Sum | SUMMARY | Total Sum | 1369 | SUMMARY | SUMMARY | BILL NO. 31 | EARTHWORK
FAZ | Sum | SUMMARY | Total Sum | 1370 | SUMMARY | SUMMARY | BILL NO. 32 | EXTERIOR IMPROVEMENTS
FAZ | Sum | SUMMARY | Total Sum | 1371 | SUMMARY | SUMMARY | TOTAL
FAZ | Sum | SUMMARY | Total Sum | 1372 | SUMMARY | SUMMARY | To Form of Tender |  | J.D | 924078 | 859392.54

## Sheet1
Type | Item
|  | Values | Tenderer
|  | Sum of Amount |  |  |  | Sum of Amount after discount
Bill | Bill Name | FPE | FAZ old | FAZ | Mansour | FPE | FAZ old | FAZ | Mansour
1 | GENERAL REQUIREMENTS | 14800 | 66638.2 | 65000 | 31071 | 14800 | 66638.2 | 60450 | 30138.87
2 | SITE CONSTRUCTION | 14265 | 1960 | 1785 | 2669 | 14265 | 1960 | 1660.05 | 2588.93
3 | CONCRETE | 31287 | 20635.5 | 24365 | 21141.5 | 31287 | 20635.5 | 22659.45 | 20507.255
4 | MASONRY | 29843 | 21158 | 21158 | 25455 | 29843 | 21158 | 19676.94 | 24691.35
5 | METALS | 6250 | 4358 | 4325 | 4256 | 6250 | 4358 | 4022.25 | 4128.32
6 | WOOD AND PLASTICS | 4340 | 3100 | 3100 | 2258 | 4340 | 3100 | 2883 | 2190.26
7 | THERMAL AND MOISTURE PROTECTION | 61713.5 | 112527 | 112461 | 94637 | 61713.5 | 112527 | 104588.73 | 91797.89
8 | OPENINGS | 56144 | 71276 | 71540 | 81634 | 56144 | 71276 | 66532.2 | 79184.98
9 | FINISHES | 128912.5 | 103219 | 103591 | 112280 | 128912.5 | 103219 | 96339.63 | 108911.6
10 | SPECIALTIES | 5515 | 3319 | 8255 | 4686 | 5515 | 3319 | 7677.15 | 4545.42
11 | EQUIPMENT |  | 0 | 0 | 0 | 0 | 0 | 0 | 0
12 | FURNISHINGS | 14231 | 7224 | 7270 | 6581 | 14231 | 7224 | 6761.1 | 6383.57
14 | CONVEYING EQUIPMENT |  | 0 | 0 | 0 | 0 | 0 | 0 | 0
21 | FIRE SUPPRESSION | 36638 | 25238 | 25339 | 42450 | 36638 | 25238 | 23565.27 | 41176.5
22 | PLUMBING | 118541.765 | 92681.5 | 95927 | 173425 | 118541.765 | 92681.5 | 89212.11 | 168222.25
23 | HEATING, VENTILATING AND AIR CONDITIONING | 104971.2 | 78217.5 | 105627 | 118708 | 104971.2 | 78217.5 | 98233.11 | 115146.76
26 | ELECTRICAL | 200382.2 | 192063 | 193605 | 297724 | 200382.2 | 192063 | 180052.65 | 288792.28
27 | COMMUNICATIONS | 41790 | 83157 | 69080 | 51098 | 41790 | 83157 | 64244.4 | 49565.06
28 | ELECTRONIC SAFETY AND SECURITY | 10580 | 8295 | 11650 | 5397 | 10580 | 8295 | 10834.5 | 5235.09
31 | EARTHWORK |  | 0 | 0 | 0 | 0 | 0 | 0 | 0
32 | EXTERIOR IMPROVEMENTS |  | 0 | 0 | 0 | 0 | 0 | 0 | 0
Grand Total |  | 880204.165 | 895066.7 | 924078 | 1075470.5 | 880204.165 | 895066.7 | 859392.54 | 1043206.385

## Master BOQ
Tenderer | Bill | Bill Name | Section | Section Name | Trade | Type | Item ID. | Description 1 | Description 2 | Item | Description | Qty | Unit | Rate | Amount | Rate after discount | Amount after discount
FPE | interleaf |  |  |  |  | Other | 1 |  |  | Fuhais - Jordan
FPE | TOC |  |  |  |  | Other | 2 |  |  | TABLE OF CONTENTS
FPE | TOC |  |  |  |  | Other | 3 |  |  | 01 | GENERAL REQUIREMENTS
FPE | TOC |  |  |  |  | Other | 4 |  |  | 02 | SITE CONSTRUCTION
FPE | TOC |  |  |  |  | Other | 5 |  |  | 03 | CONCRETE
FPE | TOC |  |  |  |  | Other | 6 |  |  | 04 | MASONRY
FPE | TOC |  |  |  |  | Other | 7 |  |  | 05 | METALS
FPE | TOC |  |  |  |  | Other | 8 |  |  | 06 | WOOD AND PLASTICS
FPE | TOC |  |  |  |  | Other | 9 |  |  | 07 | THERMAL AND MOISTURE PROTECTION
FPE | TOC |  |  |  |  | Other | 10 |  |  | 08 | OPENINGS
FPE | TOC |  |  |  |  | Other | 11 |  |  | 09 | FINISHES
FPE | TOC |  |  |  |  | Other | 12 |  |  | 10 | SPECIALTIES
FPE | TOC |  |  |  |  | Other | 13 |  |  | 11 | EQUIPMENT
FPE | TOC |  |  |  |  | Other | 14 |  |  | 12 | FURNISHINGS
FPE | TOC |  |  |  |  | Other | 15 |  |  | 14 | CONVEYING EQUIPMENT
FPE | TOC |  |  |  |  | Other | 16 |  |  | 21 | FIRE SUPPRESSION
FPE | TOC |  |  |  |  | Other | 17 |  |  | 22 | PLUMBING
FPE | TOC |  |  |  |  | Other | 18 |  |  | 23 | HEATING VENTILATING AND AIR CONDITIONING
FPE | TOC |  |  |  |  | Other | 19 |  |  | 26 | ELECTRICAL
FPE | TOC |  |  |  |  | Other | 20 |  |  | 27 | COMMUNICATIONS
FPE | TOC |  |  |  |  | Other | 21 |  |  | 28 | ELECTRONIC SAFETY AND SECURITY
FPE | TOC |  |  |  |  | Other | 22 |  |  | 31 | EARTHWORK
FPE | TOC |  |  |  |  | Other | 23 |  |  | 32 | EXTERIOR IMPROVEMENTS
FPE | 1 | GENERAL REQUIREMENTS | 010000 | GENERAL REQUIREMENTS | AR | Other | 24 | The Contractor is required to insert and price those Items arising out of the Conditions of Contract and General Requirements of Division 01 of the Specification, which the Contractor considers to have a monetary value and the Contractor wishes to price. Example of such Items are given below. This list may be extended as required. | Conditions of Contract |  |  | BILL NO. 01
FPE | 1 | GENERAL REQUIREMENTS | 010000 | GENERAL REQUIREMENTS | AR | Other | 25 | The Contractor is required to insert and price those Items arising out of the Conditions of Contract and General Requirements of Division 01 of the Specification, which the Contractor considers to have a monetary value and the Contractor wishes to price. Example of such Items are given below. This list may be extended as required. | Conditions of Contract |  |  | GENERAL REQUIREMENTS
FPE | 1 | GENERAL REQUIREMENTS | 010000 | GENERAL REQUIREMENTS | AR | Other | 26 | The Contractor is required to insert and price those Items arising out of the Conditions of Contract and General Requirements of Division 01 of the Specification, which the Contractor considers to have a monetary value and the Contractor wishes to price. Example of such Items are given below. This list may be extended as required. | Conditions of Contract | Item | Description | Qty | Unit | Rate | Amount
FPE | 1 | GENERAL REQUIREMENTS | 010000 | GENERAL REQUIREMENTS | AR | Other | 27 | The Contractor is required to insert and price those Items arising out of the Conditions of Contract and General Requirements of Division 01 of the Specification, which the Contractor considers to have a monetary value and the Contractor wishes to price. Example of such Items are given below. This list may be extended as required. | Conditions of Contract | [5 empty] | J.D
FPE | 1 | GENERAL REQUIREMENTS | 010000 | GENERAL REQUIREMENTS | AR | Other | 28 | The Contractor is required to insert and price those Items arising out of the Conditions of Contract and General Requirements of Division 01 of the Specification, which the Contractor considers to have a monetary value and the Contractor wishes to price. Example of such Items are given below. This list may be extended as required. | Conditions of Contract |  | 01 - GENERAL REQUIREMENTS
FPE | 1 | GENERAL REQUIREMENTS | 010000 | GENERAL REQUIREMENTS | AR | Other | 29 | The Contractor is required to insert and price those Items arising out of the Conditions of Contract and General Requirements of Division 01 of the Specification, which the Contractor considers to have a monetary value and the Contractor wishes to price. Example of such Items are given below. This list may be extended as required. | Conditions of Contract |  | CONDITIONS OF CONTRACT
FPE | 1 | GENERAL REQUIREMENTS | 010000 | GENERAL REQUIREMENTS | AR | Other | 30 | The Contractor is required to insert and price those Items arising out of the Conditions of Contract and General Requirements of Division 01 of the Specification, which the Contractor considers to have a monetary value and the Contractor wishes to price. Example of such Items are given below. This list may be extended as required. | Conditions of Contract |  | The Contractor is required to insert and price those Items arising out of the Conditions of Contract and General Requirements of Division 01 of the Specification, which the Contractor considers to have a monetary value and the Contractor wishes to price. Example of such Items are given below. This list may be extended as required.
FPE | 1 | GENERAL REQUIREMENTS | 010000 | GENERAL REQUIREMENTS | AR | Other | 31 | The Contractor is required to insert and price those Items arising out of the Conditions of Contract and General Requirements of Division 01 of the Specification, which the Contractor considers to have a monetary value and the Contractor wishes to price. Example of such Items are given below. This list may be extended as required. | Conditions of Contract |  | Conditions of Contract
FPE | 1 | GENERAL REQUIREMENTS | 010000 | GENERAL REQUIREMENTS | AR | Item | 32 | The Contractor is required to insert and price those Items arising out of the Conditions of Contract and General Requirements of Division 01 of the Specification, which the Contractor considers to have a monetary value and the Contractor wishes to price. Example of such Items are given below. This list may be extended as required. | Conditions of Contract | A | Performance Security | 1 | Item | 14800 | 14800 | 14800 | 14800
FPE | 1 | GENERAL REQUIREMENTS | 010000 | GENERAL REQUIREMENTS | AR | Item | 33 | The Contractor is required to insert and price those Items arising out of the Conditions of Contract and General Requirements of Division 01 of the Specification, which the Contractor considers to have a monetary value and the Contractor wishes to price. Example of such Items are given below. This list may be extended as required. | Conditions of Contract | B | Insurances as per provision of the Conditions of Contract | 1 | Item
FPE | 1 | GENERAL REQUIREMENTS | 010000 | GENERAL REQUIREMENTS | AR | Item | 34 | The Contractor is required to insert and price those Items arising out of the Conditions of Contract and General Requirements of Division 01 of the Specification, which the Contractor considers to have a monetary value and the Contractor wishes to price. Example of such Items are given below. This list may be extended as required. | Conditions of Contract | C | Contractor's facilities, Contractor's temporary facilities including establishment, maintenance and removal from Site | 1 | Item
FPE | 1 | GENERAL REQUIREMENTS | 010000 | GENERAL REQUIREMENTS | AR | Item | 35 | The Contractor is required to insert and price those Items arising out of the Conditions of Contract and General Requirements of Division 01 of the Specification, which the Contractor considers to have a monetary value and the Contractor wishes to price. Example of such Items are given below. This list may be extended as required. | Conditions of Contract | D | Maintenance, cleaning and provision of services and supplies for, etc. the Engineer's staff offices provided by the Employer (Refer to Section 015000) | 1 | Item
FPE | 1 | GENERAL REQUIREMENTS | 010000 | GENERAL REQUIREMENTS | AR | Other | 36 | The Contractor is required to insert and price those Items arising out of the Conditions of Contract and General Requirements of Division 01 of the Specification, which the Contractor considers to have a monetary value and the Contractor wishes to price. Example of such Items are given below. This list may be extended as required. | Conditions of Contract | GENERAL REQUIREMENTS
FPE | 1 | GENERAL REQUIREMENTS | To Summary | To Summary |  | Bill Sum | 37 | The Contractor is required to insert and price those Items arising out of the Conditions of Contract and General Requirements of Division 01 of the Specification, which the Contractor considers to have a monetary value and the Contractor wishes to price. Example of such Items are given below. This list may be extended as required. | Conditions of Contract | To Summary |  |  |  | J.D | 14800
FPE | 2 | SITE CONSTRUCTION | 024119 | SELECTIVE STRUCTURE DEMOLITION | AR | Other | 38 | The Contractor is required to insert and price those Items arising out of the Conditions of Contract and General Requirements of Division 01 of the Specification, which the Contractor considers to have a monetary value and the Contractor wishes to price. Example of such Items are given below. This list may be extended as required. | Conditions of Contract |  |  | BILL NO. 02
FPE | 2 | SITE CONSTRUCTION | 024119 | SELECTIVE STRUCTURE DEMOLITION | AR | Other | 39 | The Contractor is required to insert and price those Items arising out of the Conditions of Contract and General Requirements of Division 01 of the Specification, which the Contractor considers to have a monetary value and the Contractor wishes to price. Example of such Items are given below. This list may be extended as required. | Conditions of Contract |  |  | SITE CONSTRUCTION
FPE | 2 | SITE CONSTRUCTION | 024119 | SELECTIVE STRUCTURE DEMOLITION | AR | Other | 40 | The Contractor is required to insert and price those Items arising out of the Conditions of Contract and General Requirements of Division 01 of the Specification, which the Contractor considers to have a monetary value and the Contractor wishes to price. Example of such Items are given below. This list may be extended as required. | Conditions of Contract | Item | Description | Qty | Unit | Rate | Amount
FPE | 2 | SITE CONSTRUCTION | 024119 | SELECTIVE STRUCTURE DEMOLITION | AR | Other | 41 | The Contractor is required to insert and price those Items arising out of the Conditions of Contract and General Requirements of Division 01 of the Specification, which the Contractor considers to have a monetary value and the Contractor wishes to price. Example of such Items are given below. This list may be extended as required. | Conditions of Contract | [5 empty] | J.D
FPE | 2 | SITE CONSTRUCTION | 024119 | SELECTIVE STRUCTURE DEMOLITION | AR | Other | 42 | The Contractor is required to insert and price those Items arising out of the Conditions of Contract and General Requirements of Division 01 of the Specification, which the Contractor considers to have a monetary value and the Contractor wishes to price. Example of such Items are given below. This list may be extended as required. | Conditions of Contract |  | 024119 - SELECTIVE STRUCTURE DEMOLITION
FPE | 2 | SITE CONSTRUCTION | 024119 | SELECTIVE STRUCTURE DEMOLITION | AR | Other | 43 | The Contractor is required to insert and price those Items arising out of the Conditions of Contract and General Requirements of Division 01 of the Specification, which the Contractor considers to have a monetary value and the Contractor wishes to price. Example of such Items are given below. This list may be extended as required. | Conditions of Contract |  | NOTES:
FPE | 2 | SITE CONSTRUCTION | 024119 | SELECTIVE STRUCTURE DEMOLITION | AR | Other | 44 | The Contractor is required to insert and price those Items arising out of the Conditions of Contract and General Requirements of Division 01 of the Specification, which the Contractor considers to have a monetary value and the Contractor wishes to price. Example of such Items are given below. This list may be extended as required. | Conditions of Contract |  | 1- Should the Employer wish to take any of the materials/furniture from the site before being demolished or after dismantling, contractor shall carefully hand over the selected materials/ items to the employer at a safe location as instructed by the Engineer.
FPE | 2 | SITE CONSTRUCTION | 024119 | SELECTIVE STRUCTURE DEMOLITION | AR | Other | 45 | The Contractor is required to insert and price those Items arising out of the Conditions of Contract and General Requirements of Division 01 of the Specification, which the Contractor considers to have a monetary value and the Contractor wishes to price. Example of such Items are given below. This list may be extended as required. | Conditions of Contract |  | 2- Debris of materials shall be removed away from the site to an approved dumping areas.
FPE | 2 | SITE CONSTRUCTION | 024119 | SELECTIVE STRUCTURE DEMOLITION | AR | Other | 46 | The Contractor is required to insert and price those Items arising out of the Conditions of Contract and General Requirements of Division 01 of the Specification, which the Contractor considers to have a monetary value and the Contractor wishes to price. Example of such Items are given below. This list may be extended as required. | Conditions of Contract |  | 3- The contractor is to study the scope of works on the existing site and the design of new additional works and submit for the Engineer's approval, details of the methods of shoring, supporting and protecting the existing and the new works.
FPE | 2 | SITE CONSTRUCTION | 024119 | SELECTIVE STRUCTURE DEMOLITION | AR | Other | 47 | Demolition | Demolition |  | Demolition
FPE | 2 | SITE CONSTRUCTION | 024119 | SELECTIVE STRUCTURE DEMOLITION | AR | Item | 48 | The Contractor is required to insert and price those Items arising out of the Conditions of Contract and General Requirements of Division 01 of the Specification, which the Contractor considers to have a monetary value and the Contractor wishes to price. Example of such Items are given below. This list may be extended as required. | Conditions of Contract | A | Demolishing a column and parapet (Refer to first floor sheets) | 17 | m2 | 80 | 1360 | 80 | 1360
FPE | 2 | SITE CONSTRUCTION | 024119 | SELECTIVE STRUCTURE DEMOLITION | AR | Item | 49 | Demolition | Demolition | B | Demolishing beds (Slab on grade) | 73 | m2 | 25 | 1825 | 25 | 1825
FPE | 2 | SITE CONSTRUCTION | 024119 | SELECTIVE STRUCTURE DEMOLITION | AR | Item | 50 | The Contractor is required to insert and price those Items arising out of the Conditions of Contract and General Requirements of Division 01 of the Specification, which the Contractor considers to have a monetary value and the Contractor wishes to price. Example of such Items are given below. This list may be extended as required. | Conditions of Contract | C | Demolishing walls | 22 | m2 | 60 | 1320 | 60 | 1320
FPE | 2 | SITE CONSTRUCTION | 024119 | SELECTIVE STRUCTURE DEMOLITION | AR | Other | 51 | Alteration | Alteration |  | Alteration
FPE | 2 | SITE CONSTRUCTION | 024119 | SELECTIVE STRUCTURE DEMOLITION | AR | Item | 52 | The Contractor is required to insert and price those Items arising out of the Conditions of Contract and General Requirements of Division 01 of the Specification, which the Contractor considers to have a monetary value and the Contractor wishes to price. Example of such Items are given below. This list may be extended as required. | Conditions of Contract | A | Cutting solid slab 250mm locally for shafts | 4 | m2 | 350 | 1400 | 350 | 1400
FPE | 2 | SITE CONSTRUCTION | 024119 | SELECTIVE STRUCTURE DEMOLITION | AR | Item | 53 | Alteration | Alteration | B | Cutting wall 300mm for opening of size 600x200mm | 1 | Nr | 150 | 150 | 150 | 150
FPE | 2 | SITE CONSTRUCTION | 024119 | SELECTIVE STRUCTURE DEMOLITION | AR | Item | 54 | The Contractor is required to insert and price those Items arising out of the Conditions of Contract and General Requirements of Division 01 of the Specification, which the Contractor considers to have a monetary value and the Contractor wishes to price. Example of such Items are given below. This list may be extended as required. | Conditions of Contract | C | Coring through Ground beams 250mm in width | 8 | Nr | 60 | 480 | 60 | 480
FPE | 2 | SITE CONSTRUCTION | 024119 | SELECTIVE STRUCTURE DEMOLITION | AR | Item | 55 | Alteration | Alteration | B | Coring through a 250mm solid slab | 19 | Nr | 50 | 950 | 50 | 950
FPE | 2 | SITE CONSTRUCTION | 024119 | SELECTIVE STRUCTURE DEMOLITION | AR | Item | 56 | The Contractor is required to insert and price those Items arising out of the Conditions of Contract and General Requirements of Division 01 of the Specification, which the Contractor considers to have a monetary value and the Contractor wishes to price. Example of such Items are given below. This list may be extended as required. | Conditions of Contract | E | Coring through beams 600mm in width | 8 | Nr | 90 | 720 | 90 | 720
FPE | 2 | SITE CONSTRUCTION | 024119 | SELECTIVE STRUCTURE DEMOLITION | AR | Other | 57 | Architectural Demolition | Demolish and cart away existing block (Solid and/or Hollow) and concrete elements with all finishes; including steel reinforcement, make good all disturbed surround to receive new finishes; complete; as specified, shown on Drawings and Engineer's instructions |  | Architectural Demolition
FPE | 2 | SITE CONSTRUCTION | 024119 | SELECTIVE STRUCTURE DEMOLITION | AR | Other | 58 | Architectural Demolition | Demolish and cart away existing block (Solid and/or Hollow) and concrete elements with all finishes; including steel reinforcement, make good all disturbed surround to receive new finishes; complete; as specified, shown on Drawings and Engineer's instructions |  | Demolish and cart away existing block (Solid and/or Hollow) and concrete elements with all finishes; including steel reinforcement, make good all disturbed surround to receive new finishes; complete; as specified, shown on Drawings and Engineer's instructions
FPE | 2 | SITE CONSTRUCTION | 024119 | SELECTIVE STRUCTURE DEMOLITION | AR | Item | 59 | Architectural Demolition | Demolish and cart away existing block (Solid and/or Hollow) and concrete elements with all finishes; including steel reinforcement, make good all disturbed surround to receive new finishes; complete; as specified, shown on Drawings and Engineer's instructions | C | Block walls of all thicknesses, approximate quantity (36m2) | 1 | Item | 5900 | 5900 | 5900 | 5900
FPE | 2 | SITE CONSTRUCTION | 024119 | SELECTIVE STRUCTURE DEMOLITION | AR | Other | 60 | Architectural Demolition | Demolish and cart away existing finish; including all related works, make good all disturbed surround to receive new finish; complete; as specified, shown on Drawings and Engineer's instructions |  | Demolish and cart away existing finish; including all related works, make good all disturbed surround to receive new finish; complete; as specified, shown on Drawings and Engineer's instructions
FPE | 2 | SITE CONSTRUCTION | 024119 | SELECTIVE STRUCTURE DEMOLITION | AR | Item | 61 | Architectural Demolition | Demolish and cart away existing finish; including all related works, make good all disturbed surround to receive new finish; complete; as specified, shown on Drawings and Engineer's instructions | G | Floor finish of any type, approximate quantity (30m2) | 1 | Item |  |  | 0 | 0
FPE | 2 | SITE CONSTRUCTION | 024119 | SELECTIVE STRUCTURE DEMOLITION | AR | Item | 62 | Architectural Demolition | Demolish and cart away existing finish; including all related works, make good all disturbed surround to receive new finish; complete; as specified, shown on Drawings and Engineer's instructions | H | Wall finish of any type, approximate quantity (10m2) | 1 | Item |  |  | 0 | 0
FPE | 2 | SITE CONSTRUCTION | 024119 | SELECTIVE STRUCTURE DEMOLITION | AR | Item | 63 | Architectural Demolition | Demolish and cart away existing finish; including all related works, make good all disturbed surround to receive new finish; complete; as specified, shown on Drawings and Engineer's instructions | J | Ceiling finish of any type, approximate quantity (30m2) | 1 | Item |  |  | 0 | 0
FPE | 2 | SITE CONSTRUCTION | 024119 | SELECTIVE STRUCTURE DEMOLITION | AR | Other | 64 | Architectural Demolition | Cut and cart away existing block (Solid and/or Hollow) and concrete elements with all finishes; including steel reinforcement, make good all disturbed surround to receive new finishes, construct all required reinforced concrete stiffening elements; as specified, shown on Drawings and Engineer's instructions |  | Cut and cart away existing block (Solid and/or Hollow) and concrete elements with all finishes; including steel reinforcement, make good all disturbed surround to receive new finishes, construct all required reinforced concrete stiffening elements; as specified, shown on Drawings and Engineer's instructions
FPE | 2 | SITE CONSTRUCTION | 024119 | SELECTIVE STRUCTURE DEMOLITION | AR | Other | 65 | Architectural Demolition | Cut and cart away existing block (Solid and/or Hollow) and concrete elements with all finishes; including steel reinforcement, make good all disturbed surround to receive new finishes, construct all required reinforced concrete stiffening elements; as specified, shown on Drawings and Engineer's instructions |  | Note: Single or double walls must be measured from one side only
FPE | 2 | SITE CONSTRUCTION | 024119 | SELECTIVE STRUCTURE DEMOLITION | AR | Item | 66 | Architectural Demolition | Cut and cart away existing block (Solid and/or Hollow) and concrete elements with all finishes; including steel reinforcement, make good all disturbed surround to receive new finishes, construct all required reinforced concrete stiffening elements; as specified, shown on Drawings and Engineer's instructions | A | Create window opening, approximate area (3m2) | 3 | Nr |  |  | 0 | 0
FPE | 2 | SITE CONSTRUCTION | 024119 | SELECTIVE STRUCTURE DEMOLITION | AR | Item | 67 | Architectural Demolition | Cut and cart away existing block (Solid and/or Hollow) and concrete elements with all finishes; including steel reinforcement, make good all disturbed surround to receive new finishes, construct all required reinforced concrete stiffening elements; as specified, shown on Drawings and Engineer's instructions | B | Create door opening, approximate area (2.5m2) | 10 | Nr |  |  | 0 | 0
FPE | 2 | SITE CONSTRUCTION | 024119 | SELECTIVE STRUCTURE DEMOLITION | AR | Item | 68 | Architectural Demolition | Cut and cart away existing block (Solid and/or Hollow) and concrete elements with all finishes; including steel reinforcement, make good all disturbed surround to receive new finishes, construct all required reinforced concrete stiffening elements; as specified, shown on Drawings and Engineer's instructions | C | Resize and enlarge of window opening, approximate resized area (2m2) | 5 | Nr |  |  | 0 | 0
FPE | 2 | SITE CONSTRUCTION | 024119 | SELECTIVE STRUCTURE DEMOLITION | AR | Item | 69 | Architectural Demolition | Cut and cart away existing block (Solid and/or Hollow) and concrete elements with all finishes; including steel reinforcement, make good all disturbed surround to receive new finishes, construct all required reinforced concrete stiffening elements; as specified, shown on Drawings and Engineer's instructions | A | Create Fire Cabinet openings, approximate area (1m2) | 1 | Nr | 160 | 160 | 160 | 160
FPE | 2 | SITE CONSTRUCTION | 024119 | SELECTIVE STRUCTURE DEMOLITION | AR | Item | 70 | Architectural Demolition | Cut and cart away existing block (Solid and/or Hollow) and concrete elements with all finishes; including steel reinforcement, make good all disturbed surround to receive new finishes, construct all required reinforced concrete stiffening elements; as specified, shown on Drawings and Engineer's instructions | E | Create Electrical openings, approximate area (1m2) | 1 | Nr |  |  | 0 | 0
FPE | 2 | SITE CONSTRUCTION | 024119 | SELECTIVE STRUCTURE DEMOLITION | AR | Other | 71 | Architectural Demolition | Cut and cart away existing block (Solid and/or Hollow) and concrete elements with all finishes; including steel reinforcement, make good all disturbed surround to receive new finishes, construct all required reinforced concrete stiffening elements; as specified, shown on Drawings and Engineer's instructions | BILL NO. 02 - SITE CONSTRUCTION
FPE | 2 | SITE CONSTRUCTION | To Summary | To Summary |  | Bill Sum | 72 | Architectural Demolition | Cut and cart away existing block (Solid and/or Hollow) and concrete elements with all finishes; including steel reinforcement, make good all disturbed surround to receive new finishes, construct all required reinforced concrete stiffening elements; as specified, shown on Drawings and Engineer's instructions | To Summary |  |  |  | J.D | 14265
FPE | 3 | CONCRETE | 033000 | CAST - IN PLACE CONCRETE | ST | Other | 73 | Architectural Demolition | Cut and cart away existing block (Solid and/or Hollow) and concrete elements with all finishes; including steel reinforcement, make good all disturbed surround to receive new finishes, construct all required reinforced concrete stiffening elements; as specified, shown on Drawings and Engineer's instructions |  |  | BILL NO. 03
FPE | 3 | CONCRETE | 033000 | CAST - IN PLACE CONCRETE | ST | Other | 74 | Architectural Demolition | Cut and cart away existing block (Solid and/or Hollow) and concrete elements with all finishes; including steel reinforcement, make good all disturbed surround to receive new finishes, construct all required reinforced concrete stiffening elements; as specified, shown on Drawings and Engineer's instructions |  |  | CONCRETE
FPE | 3 | CONCRETE | 024119 | CAST - IN PLACE CONCRETE | AR | Other | 75 | Architectural Demolition | Cut and cart away existing block (Solid and/or Hollow) and concrete elements with all finishes; including steel reinforcement, make good all disturbed surround to receive new finishes, construct all required reinforced concrete stiffening elements; as specified, shown on Drawings and Engineer's instructions | Item | Description | Qty | Unit | Rate | Amount
FPE | 3 | CONCRETE | 024119 | CAST - IN PLACE CONCRETE | AR | Other | 76 | Architectural Demolition | Cut and cart away existing block (Solid and/or Hollow) and concrete elements with all finishes; including steel reinforcement, make good all disturbed surround to receive new finishes, construct all required reinforced concrete stiffening elements; as specified, shown on Drawings and Engineer's instructions | [5 empty] | J.D
FPE | 3 | CONCRETE | 033000 | CAST - IN PLACE CONCRETE | ST | Other | 77 | Architectural Demolition | Cut and cart away existing block (Solid and/or Hollow) and concrete elements with all finishes; including steel reinforcement, make good all disturbed surround to receive new finishes, construct all required reinforced concrete stiffening elements; as specified, shown on Drawings and Engineer's instructions |  | 033000 - CAST - IN PLACE CONCRETE
FPE | 3 | CONCRETE | 033000 | CAST - IN PLACE CONCRETE | ST | Other | 78 | Concrete; Compressive strength on cylinder 110 kg/cm2; Ordinary Portland cement (Type I ); plain | Concrete; Compressive strength on cylinder 110 kg/cm2; Ordinary Portland cement (Type I ); plain |  | Concrete; Compressive strength on cylinder 110 kg/cm2; Ordinary Portland cement (Type I ); plain
FPE | 3 | CONCRETE | 033000 | CAST - IN PLACE CONCRETE | ST | Item | 79 | Architectural Demolition | Cut and cart away existing block (Solid and/or Hollow) and concrete elements with all finishes; including steel reinforcement, make good all disturbed surround to receive new finishes, construct all required reinforced concrete stiffening elements; as specified, shown on Drawings and Engineer's instructions | A | Beds (Slab on grade) | 38 | m3 |  |  | 0 | 0
FPE | 3 | CONCRETE | 033000 | CAST - IN PLACE CONCRETE | ST | Item | 80 | Concrete; Compressive strength on cylinder 110 kg/cm2; Ordinary Portland cement (Type I ); plain | Concrete; Compressive strength on cylinder 110 kg/cm2; Ordinary Portland cement (Type I ); plain | B | Foundation | 6 | m3 |  |  | 0 | 0
FPE | 3 | CONCRETE | 033000 | CAST - IN PLACE CONCRETE | ST | Item | 81 | Architectural Demolition | Cut and cart away existing block (Solid and/or Hollow) and concrete elements with all finishes; including steel reinforcement, make good all disturbed surround to receive new finishes, construct all required reinforced concrete stiffening elements; as specified, shown on Drawings and Engineer's instructions | C | Ground beams | 5 | m3 |  |  | 0 | 0
FPE | 3 | CONCRETE | 033000 | CAST - IN PLACE CONCRETE | ST | Other | 82 | Concrete; Compression strength on cylinder 300 kg/cm2; Ordinary Portland cement Type I; including basic and plain finish formwork reinforced | Concrete; Compression strength on cylinder 300 kg/cm2; Ordinary Portland cement Type I; including basic and plain finish formwork reinforced |  | Concrete; Compression strength on cylinder 300 kg/cm2; Ordinary Portland cement Type I; including basic and plain finish formwork reinforced
FPE | 3 | CONCRETE | 033000 | CAST - IN PLACE CONCRETE | ST | Item | 83 | Architectural Demolition | Cut and cart away existing block (Solid and/or Hollow) and concrete elements with all finishes; including steel reinforcement, make good all disturbed surround to receive new finishes, construct all required reinforced concrete stiffening elements; as specified, shown on Drawings and Engineer's instructions | D | Strip Footings | 80 | m3 |  |  | 0 | 0
FPE | 3 | CONCRETE | 033000 | CAST - IN PLACE CONCRETE | ST | Item | 84 | Concrete; Compression strength on cylinder 300 kg/cm2; Ordinary Portland cement Type I; including basic and plain finish formwork reinforced | Concrete; Compression strength on cylinder 300 kg/cm2; Ordinary Portland cement Type I; including basic and plain finish formwork reinforced | E | Ground Beams | 30 | m3 |  |  | 0 | 0
FPE | 3 | CONCRETE | 033000 | CAST - IN PLACE CONCRETE | ST | Item | 85 | Architectural Demolition | Cut and cart away existing block (Solid and/or Hollow) and concrete elements with all finishes; including steel reinforcement, make good all disturbed surround to receive new finishes, construct all required reinforced concrete stiffening elements; as specified, shown on Drawings and Engineer's instructions | F | Columns | 1 | m3 |  |  | 0 | 0
FPE | 3 | CONCRETE | 033000 | CAST - IN PLACE CONCRETE | ST | Item | 86 | Concrete; Compression strength on cylinder 300 kg/cm2; Ordinary Portland cement Type I; including basic and plain finish formwork reinforced | Concrete; Compression strength on cylinder 300 kg/cm2; Ordinary Portland cement Type I; including basic and plain finish formwork reinforced | G | Retaining walls | 50 | m3 |  |  | 0 | 0
FPE | 3 | CONCRETE | 033000 | CAST - IN PLACE CONCRETE | ST | Item | 87 | Architectural Demolition | Cut and cart away existing block (Solid and/or Hollow) and concrete elements with all finishes; including steel reinforcement, make good all disturbed surround to receive new finishes, construct all required reinforced concrete stiffening elements; as specified, shown on Drawings and Engineer's instructions | A | Solid Slab | 20 | m3 | 150 | 3000 | 150 | 3000
FPE | 3 | CONCRETE | 033000 | CAST - IN PLACE CONCRETE | ST | Item | 88 | Concrete; Compression strength on cylinder 300 kg/cm2; Ordinary Portland cement Type I; including basic and plain finish formwork reinforced | Concrete; Compression strength on cylinder 300 kg/cm2; Ordinary Portland cement Type I; including basic and plain finish formwork reinforced | B | Beams | 5 | m3 | 165 | 825 | 165 | 825
FPE | 3 | CONCRETE | 033000 | CAST - IN PLACE CONCRETE | ST | Item | 89 | Architectural Demolition | Cut and cart away existing block (Solid and/or Hollow) and concrete elements with all finishes; including steel reinforcement, make good all disturbed surround to receive new finishes, construct all required reinforced concrete stiffening elements; as specified, shown on Drawings and Engineer's instructions | K | Stairs | 1 | m3 |  |  | 0 | 0
FPE | 3 | CONCRETE | 033000 | CAST - IN PLACE CONCRETE | ST | Item | 90 | Concrete; Compression strength on cylinder 300 kg/cm2; Ordinary Portland cement Type I; including basic and plain finish formwork reinforced | Concrete; Compression strength on cylinder 300 kg/cm2; Ordinary Portland cement Type I; including basic and plain finish formwork reinforced | C | Upstands | 5 | m3 | 155 | 775 | 155 | 775
FPE | 3 | CONCRETE | 033000 | CAST - IN PLACE CONCRETE | ST | Item | 91 | Architectural Demolition | Cut and cart away existing block (Solid and/or Hollow) and concrete elements with all finishes; including steel reinforcement, make good all disturbed surround to receive new finishes, construct all required reinforced concrete stiffening elements; as specified, shown on Drawings and Engineer's instructions | D | Precast panel (Thickness of 100mm, as shown on drawings) | 32 | m2 | 45 | 1440 | 45 | 1440
FPE | 3 | CONCRETE | 033000 | CAST - IN PLACE CONCRETE | ST | Item | 92 | Concrete; Compression strength on cylinder 300 kg/cm2; Ordinary Portland cement Type I; including basic and plain finish formwork reinforced | Concrete; Compression strength on cylinder 300 kg/cm2; Ordinary Portland cement Type I; including basic and plain finish formwork reinforced | E | Concrete pads | 2 | m3 | 130 | 260 | 130 | 260
FPE | 3 | CONCRETE | 033000 | CAST - IN PLACE CONCRETE | ST | Other | 93 | Concrete; Compression strength on cylinder 250 kg/cm2; Ordinary Portland cement Type I; including basic and plain finish formwork reinforced | Concrete; Compression strength on cylinder 250 kg/cm2; Ordinary Portland cement Type I; including basic and plain finish formwork reinforced |  | Concrete; Compression strength on cylinder 250 kg/cm2; Ordinary Portland cement Type I; including basic and plain finish formwork reinforced
FPE | 3 | CONCRETE | 033000 | CAST - IN PLACE CONCRETE | ST | Item | 94 | Concrete; Compression strength on cylinder 300 kg/cm2; Ordinary Portland cement Type I; including basic and plain finish formwork reinforced | Concrete; Compression strength on cylinder 300 kg/cm2; Ordinary Portland cement Type I; including basic and plain finish formwork reinforced | B | Beds (Slab on grade) | 93 | m3 |  |  | 0 | 0
FPE | 3 | CONCRETE | 033000 | CAST - IN PLACE CONCRETE | ST | Other | 95 | Bar reinforcement | Bar reinforcement |  | Bar reinforcement
FPE | 3 | CONCRETE | 033000 | CAST - IN PLACE CONCRETE | ST | Item | 96 | Concrete; Compression strength on cylinder 300 kg/cm2; Ordinary Portland cement Type I; including basic and plain finish formwork reinforced | Concrete; Compression strength on cylinder 300 kg/cm2; Ordinary Portland cement Type I; including basic and plain finish formwork reinforced | A | High yield steel | 2.5 | T | 1000 | 2500 | 1000 | 2500
FPE | 3 | CONCRETE | 033000 | CAST - IN PLACE CONCRETE | ST | Other | 97 | Dowel Bars Planted With Epoxy Mortar | Dowel Bars Planted With Epoxy Mortar |  | Dowel Bars Planted With Epoxy Mortar
FPE | 3 | CONCRETE | 033000 | CAST - IN PLACE CONCRETE | ST | Item | 98 | Concrete; Compression strength on cylinder 300 kg/cm2; Ordinary Portland cement Type I; including basic and plain finish formwork reinforced | Concrete; Compression strength on cylinder 300 kg/cm2; Ordinary Portland cement Type I; including basic and plain finish formwork reinforced | B | T10 bars | 210 | Nr | 6 | 1260 | 6 | 1260
FPE | 3 | CONCRETE | 033000 | CAST - IN PLACE CONCRETE | ST | Item | 99 | Dowel Bars Planted With Epoxy Mortar | Dowel Bars Planted With Epoxy Mortar | C | T12 bars | 330 | Nr | 7 | 2310 | 7 | 2310
FPE | 3 | CONCRETE | 033000 | CAST - IN PLACE CONCRETE | ST | Item | 100 | Concrete; Compression strength on cylinder 300 kg/cm2; Ordinary Portland cement Type I; including basic and plain finish formwork reinforced | Concrete; Compression strength on cylinder 300 kg/cm2; Ordinary Portland cement Type I; including basic and plain finish formwork reinforced | D | T14 bars | 102 | Nr | 8 | 816 | 8 | 816
FPE | 3 | CONCRETE | 033000 | CAST - IN PLACE CONCRETE | ST | Item | 101 | Dowel Bars Planted With Epoxy Mortar | Dowel Bars Planted With Epoxy Mortar | G | T18 bars | 30 | Nr |  |  | 0 | 0
FPE | 3 | CONCRETE | 033000 | CAST - IN PLACE CONCRETE | ST | Item | 102 | Concrete; Compression strength on cylinder 300 kg/cm2; Ordinary Portland cement Type I; including basic and plain finish formwork reinforced | Concrete; Compression strength on cylinder 300 kg/cm2; Ordinary Portland cement Type I; including basic and plain finish formwork reinforced | E | T20 bars | 4 | Nr | 14 | 56 | 14 | 56
FPE | 3 | CONCRETE | 033000 | CAST - IN PLACE CONCRETE | ST | Item | 103 | Dowel Bars Planted With Epoxy Mortar | Dowel Bars Planted With Epoxy Mortar | F | T25 bars | 8 | Nr | 17 | 136 | 17 | 136
FPE | 3 | CONCRETE | 035440 | CEMENT BASED SCREED | AR | Other | 104 | 035440 - CEMENT BASED SCREED | 035440 - CEMENT BASED SCREED |  | 035440 - CEMENT BASED SCREED
FPE | 3 | CONCRETE | 035440 | CEMENT BASED SCREED | AR | Other | 105 | Cement-sand screed; finished to receive sheet membrane; laid to falls and cross falls; to | Cement-sand screed; finished to receive sheet membrane; laid to falls and cross falls; to |  | Cement-sand screed; finished to receive sheet membrane; laid to falls and cross falls; to
FPE | 3 | CONCRETE | 035440 | CEMENT BASED SCREED | AR | Item | 106 | 035440 - CEMENT BASED SCREED | 035440 - CEMENT BASED SCREED | A | Roofs; 30 minimum thick | 1144 | m2 | 11 | 12584 | 11 | 12584
FPE | 3 | CONCRETE | 035440 | CEMENT BASED SCREED | AR | Item | 107 | Cement-sand screed; finished to receive sheet membrane; laid to falls and cross falls; to | Cement-sand screed; finished to receive sheet membrane; laid to falls and cross falls; to | B | Balcony; 50 minimum thick | 138 | m2 | 12 | 1656 | 12 | 1656
FPE | 3 | CONCRETE | 035440 | CEMENT BASED SCREED | AR | Item | 108 | 035440 - CEMENT BASED SCREED | 035440 - CEMENT BASED SCREED | C | Triangular fillet; 50 x 50 | 419 | m | 5 | 2095 | 5 | 2095
FPE | 3 | CONCRETE | 035440 | CEMENT BASED SCREED | AR | Other | 109 | Cement-sand screed topping; trowelled finish; to receive finish; to | Cement-sand screed topping; trowelled finish; to receive finish; to |  | Cement-sand screed topping; trowelled finish; to receive finish; to
FPE | 3 | CONCRETE | 035440 | CEMENT BASED SCREED | AR | Item | 110 | 035440 - CEMENT BASED SCREED | 035440 - CEMENT BASED SCREED | D | Floors; 100 thick | 64 | m2 | 16 | 1024 | 16 | 1024
FPE | 3 | CONCRETE | 035440 | CEMENT BASED SCREED | AR | Item | 111 | Cement-sand screed topping; trowelled finish; to receive finish; to | Cement-sand screed topping; trowelled finish; to receive finish; to | E | Trench; 30 minimum; laid to falls | 8 | m2 | 25 | 200 | 25 | 200
FPE | 3 | CONCRETE | 035440 | CEMENT BASED SCREED | AR | Item | 112 | 035440 - CEMENT BASED SCREED | 035440 - CEMENT BASED SCREED | F | Skirtings; 100 high | 70 | m | 5 | 350 | 5 | 350
FPE | 3 | CONCRETE | 035440 | CEMENT BASED SCREED | AR | Other | 113 | Cement-sand screed filling; to receive finish; to | Cement-sand screed filling; to receive finish; to |  | Cement-sand screed filling; to receive finish; to
FPE | 3 | CONCRETE | 035440 | CEMENT BASED SCREED | AR | Item | 114 | 035440 - CEMENT BASED SCREED | 035440 - CEMENT BASED SCREED | G | To Sunken slabs | 3 | m2 |  |  | 0 | 0
FPE | 3 | CONCRETE | 035440 | CEMENT BASED SCREED | AR | Other | 115 | Cement-sand screed filling; to receive finish; to | Cement-sand screed filling; to receive finish; to | BILL NO. 03 - CONCRETE
FPE | 3 | CONCRETE | To Summary | To Summary |  | Bill Sum | 116 | 035440 - CEMENT BASED SCREED | 035440 - CEMENT BASED SCREED | To Summary |  |  |  | J.D | 31287
FPE | 4 | MASONRY | 042000 | UNIT MASONRY | AR | Other | 117 | Cement-sand screed filling; to receive finish; to | Cement-sand screed filling; to receive finish; to |  |  | BILL NO. 4
FPE | 4 | MASONRY | 042000 | UNIT MASONRY | AR | Other | 118 | 035440 - CEMENT BASED SCREED | 035440 - CEMENT BASED SCREED |  |  | MASONRY
FPE | 4 | MASONRY | 042000 | UNIT MASONRY | AR | Other | 119 | Cement-sand screed filling; to receive finish; to | Cement-sand screed filling; to receive finish; to | Item | Description | Qty | Unit | Rate | Amount
FPE | 4 | MASONRY | 042000 | UNIT MASONRY | AR | Other | 120 | 035440 - CEMENT BASED SCREED | 035440 - CEMENT BASED SCREED | [5 empty] | J.D
FPE | 4 | MASONRY | 042000 | UNIT MASONRY | AR | Other | 121 | 042000 - UNIT MASONRY | 042000 - UNIT MASONRY |  | 042000 - UNIT MASONRY
FPE | 4 | MASONRY | 042000 | UNIT MASONRY | AR | Other | 122 | Concrete hollow blocks; ordinary Portland cement; including mortar bedding and jointing; to | Concrete hollow blocks; ordinary Portland cement; including mortar bedding and jointing; to |  | Concrete hollow blocks; ordinary Portland cement; including mortar bedding and jointing; to
FPE | 4 | MASONRY | 042000 | UNIT MASONRY | AR | Item | 123 | 042000 - UNIT MASONRY | 042000 - UNIT MASONRY | A | Walls; 100 thick | 517 | m2 |  |  | 0 | 0
FPE | 4 | MASONRY | 042000 | UNIT MASONRY | AR | Item | 124 | Concrete hollow blocks; ordinary Portland cement; including mortar bedding and jointing; to | Concrete hollow blocks; ordinary Portland cement; including mortar bedding and jointing; to | B | Walls; 100 thick curved | 60 | m2 |  |  | 0 | 0
FPE | 4 | MASONRY | 042000 | UNIT MASONRY | AR | Item | 125 | 042000 - UNIT MASONRY | 042000 - UNIT MASONRY | C | Walls; 150 thick | 164 | m2 |  |  | 0 | 0
FPE | 4 | MASONRY | 042000 | UNIT MASONRY | AR | Other | 126 | Concrete blocks; ordinary Portland cement; including mortar bedding and jointing; fire rated; to | Concrete blocks; ordinary Portland cement; including mortar bedding and jointing; fire rated; to |  | Concrete blocks; ordinary Portland cement; including mortar bedding and jointing; fire rated; to
FPE | 4 | MASONRY | 042000 | UNIT MASONRY | AR | Item | 127 | 042000 - UNIT MASONRY | 042000 - UNIT MASONRY | D | Walls; 200 thick; 30 minutes | 34 | m2 |  |  | 0 | 0
FPE | 4 | MASONRY | 042000 | UNIT MASONRY | AR | Item | 128 | Concrete blocks; ordinary Portland cement; including mortar bedding and jointing; fire rated; to | Concrete blocks; ordinary Portland cement; including mortar bedding and jointing; fire rated; to | A | Walls; 100 thick; 60 minutes | 14 | m2 | 22 | 308 | 22 | 308
FPE | 4 | MASONRY | 042000 | UNIT MASONRY | AR | Item | 129 | 042000 - UNIT MASONRY | 042000 - UNIT MASONRY | F | Walls; 150 thick; 60 minutes | 135 | m2 |  |  | 0 | 0
FPE | 4 | MASONRY | 042000 | UNIT MASONRY | AR | Item | 130 | Concrete blocks; ordinary Portland cement; including mortar bedding and jointing; fire rated; to | Concrete blocks; ordinary Portland cement; including mortar bedding and jointing; fire rated; to | G | Walls; 200 thick; 60 minutes | 56 | m2 |  |  | 0 | 0
FPE | 4 | MASONRY | 042300 | GLASS UNIT MASONRY | AR | Other | 131 | 042300 - GLASS UNIT MASONRY | 042300 - GLASS UNIT MASONRY |  | 042300 - GLASS UNIT MASONRY
FPE | 4 | MASONRY | 042313 | VERTICAL GLASS UNIT MASONRY | AR | Other | 132 | 042313 - VERTICAL GLASS UNIT MASONRY | 042313 - VERTICAL GLASS UNIT MASONRY |  | 042313 - VERTICAL GLASS UNIT MASONRY
FPE | 4 | MASONRY | 042313 | VERTICAL GLASS UNIT MASONRY | AR | Other | 133 | Glass block partitions; including all necessary fixings and fittings materials; as specified and as shown on Drawings | Glass block partitions; including all necessary fixings and fittings materials; as specified and as shown on Drawings |  | Glass block partitions; including all necessary fixings and fittings materials; as specified and as shown on Drawings
FPE | 4 | MASONRY | 042313 | VERTICAL GLASS UNIT MASONRY | AR | Item | 134 | 042313 - VERTICAL GLASS UNIT MASONRY | 042313 - VERTICAL GLASS UNIT MASONRY | B | To external elevations | 7 | m2 | 145 | 1015 | 145 | 1015
FPE | 4 | MASONRY | 042313 | VERTICAL GLASS UNIT MASONRY | AR | Item | 135 | Glass block partitions; including all necessary fixings and fittings materials; as specified and as shown on Drawings | Glass block partitions; including all necessary fixings and fittings materials; as specified and as shown on Drawings | C | Partitions | 22 | m2 | 145 | 3190 | 145 | 3190
FPE | 4 | MASONRY | 044200 | EXTERIOR STONE CLADDING | AR | Other | 136 | 044200 - EXTERIOR STONE CLADDING | 044200 - EXTERIOR STONE CLADDING |  | 044200 - EXTERIOR STONE CLADDING
FPE | 4 | MASONRY | 044200 | EXTERIOR STONE CLADDING | AR | Other | 137 | Limestone cladding slabs and features; 30 mm thick; best quality limestone; including backing mortar, water repellents, and all necessary fixings and fittings materials; as specified and as shown on Drawings | Limestone cladding slabs and features; 30 mm thick; best quality limestone; including backing mortar, water repellents, and all necessary fixings and fittings materials; as specified and as shown on Drawings |  | Limestone cladding slabs and features; 30 mm thick; best quality limestone; including backing mortar, water repellents, and all necessary fixings and fittings materials; as specified and as shown on Drawings
FPE | 4 | MASONRY | 044200 | EXTERIOR STONE CLADDING | AR | Item | 138 | 044200 - EXTERIOR STONE CLADDING | 044200 - EXTERIOR STONE CLADDING | A | Walls; 30 thick | 268 | m2 | 85 | 22780 | 85 | 22780
FPE | 4 | MASONRY | 044200 | EXTERIOR STONE CLADDING | AR | Item | 139 | Limestone cladding slabs and features; 30 mm thick; best quality limestone; including backing mortar, water repellents, and all necessary fixings and fittings materials; as specified and as shown on Drawings | Limestone cladding slabs and features; 30 mm thick; best quality limestone; including backing mortar, water repellents, and all necessary fixings and fittings materials; as specified and as shown on Drawings | B | Copings; 30 thick | 30 | m2 | 85 | 2550 | 85 | 2550
FPE | 4 | MASONRY | 044200 | EXTERIOR STONE CLADDING | AR | Other | 140 | 044200 - EXTERIOR STONE CLADDING | 044200 - EXTERIOR STONE CLADDING | BILL N0. 4 - MASONRY
FPE | 4 | MASONRY | To Summary | To Summary |  | Bill Sum | 141 | Limestone cladding slabs and features; 30 mm thick; best quality limestone; including backing mortar, water repellents, and all necessary fixings and fittings materials; as specified and as shown on Drawings | Limestone cladding slabs and features; 30 mm thick; best quality limestone; including backing mortar, water repellents, and all necessary fixings and fittings materials; as specified and as shown on Drawings | To Summary |  |  |  | J.D | 29843
FPE | 5 | METALS | 055000 | METAL FABRICATIONS | AR | Other | 142 | 044200 - EXTERIOR STONE CLADDING | 044200 - EXTERIOR STONE CLADDING | BILL NO. 5
FPE | 5 | METALS | 055000 | METAL FABRICATIONS | AR | Other | 143 | Limestone cladding slabs and features; 30 mm thick; best quality limestone; including backing mortar, water repellents, and all necessary fixings and fittings materials; as specified and as shown on Drawings | Limestone cladding slabs and features; 30 mm thick; best quality limestone; including backing mortar, water repellents, and all necessary fixings and fittings materials; as specified and as shown on Drawings | METALS
FPE | 5 | METALS | 055000 | METAL FABRICATIONS | AR | Other | 144 | 044200 - EXTERIOR STONE CLADDING | 044200 - EXTERIOR STONE CLADDING | Item | Description | Qty | Unit | Rate | Amount
FPE | 5 | METALS | 055000 | METAL FABRICATIONS | AR | Other | 145 | Limestone cladding slabs and features; 30 mm thick; best quality limestone; including backing mortar, water repellents, and all necessary fixings and fittings materials; as specified and as shown on Drawings | Limestone cladding slabs and features; 30 mm thick; best quality limestone; including backing mortar, water repellents, and all necessary fixings and fittings materials; as specified and as shown on Drawings | [5 empty] | J.D
FPE | 5 | METALS | 055000 | METAL FABRICATIONS | AR | Other | 146 | 055000 - METAL FABRICATIONS | 055000 - METAL FABRICATIONS |  | 055000 - METAL FABRICATIONS
FPE | 5 | METALS | 055000 | METAL FABRICATIONS | AR | Other | 147 | Access ladders; galvanized mild steel; comprising flat strings and bar rungs; including brackets, anchor bolts, polyurethane paint, fittings and fixings; complete; as specified and as Drg. A-502 | Access ladders; galvanized mild steel; comprising flat strings and bar rungs; including brackets, anchor bolts, polyurethane paint, fittings and fixings; complete; as specified and as Drg. A-502 |  | Access ladders; galvanized mild steel; comprising flat strings and bar rungs; including brackets, anchor bolts, polyurethane paint, fittings and fixings; complete; as specified and as Drg. A-502
FPE | 5 | METALS | 055000 | METAL FABRICATIONS | AR | Item | 148 | 055000 - METAL FABRICATIONS | 055000 - METAL FABRICATIONS | A | Size 400 x 3100 rise; detail 1 | 1 | Nr | 450 | 450 | 450 | 450
FPE | 5 | METALS | 055000 | METAL FABRICATIONS | AR | Item | 149 | Access ladders; galvanized mild steel; comprising flat strings and bar rungs; including brackets, anchor bolts, polyurethane paint, fittings and fixings; complete; as specified and as Drg. A-502 | Access ladders; galvanized mild steel; comprising flat strings and bar rungs; including brackets, anchor bolts, polyurethane paint, fittings and fixings; complete; as specified and as Drg. A-502 | B | Size 450 x 3500 rise; with extended; detail 4 | 1 | Nr | 700 | 700 | 700 | 700
FPE | 5 | METALS | 055000 | METAL FABRICATIONS | AR | Item | 150 | 055000 - METAL FABRICATIONS | 055000 - METAL FABRICATIONS | C | Size 450 x 3800 rise; with extended; detail 4 | 1 | Nr | 760 | 760 | 760 | 760
FPE | 5 | METALS | 055000 | METAL FABRICATIONS | AR | Item | 151 | Access ladders; galvanized mild steel; comprising flat strings and bar rungs; including brackets, anchor bolts, polyurethane paint, fittings and fixings; complete; as specified and as Drg. A-502 | Access ladders; galvanized mild steel; comprising flat strings and bar rungs; including brackets, anchor bolts, polyurethane paint, fittings and fixings; complete; as specified and as Drg. A-502 | D | Size 450 x 4000 rise; with extended; detail 4 | 1 | Nr | 800 | 800 | 800 | 800
FPE | 5 | METALS | 055000 | METAL FABRICATIONS | AR | Other | 152 | Burglar bar protection; comprising steel bar welded to steel box frame; including epoxy paint, ironmongery, fittings and fixings; complete; as specified and as Drg. A-600 | Burglar bar protection; comprising steel bar welded to steel box frame; including epoxy paint, ironmongery, fittings and fixings; complete; as specified and as Drg. A-600 |  | Burglar bar protection; comprising steel bar welded to steel box frame; including epoxy paint, ironmongery, fittings and fixings; complete; as specified and as Drg. A-600
FPE | 5 | METALS | 055000 | METAL FABRICATIONS | AR | Item | 153 | Access ladders; galvanized mild steel; comprising flat strings and bar rungs; including brackets, anchor bolts, polyurethane paint, fittings and fixings; complete; as specified and as Drg. A-502 | Access ladders; galvanized mild steel; comprising flat strings and bar rungs; including brackets, anchor bolts, polyurethane paint, fittings and fixings; complete; as specified and as Drg. A-502 | E | Type 02; size 1800 x 2300 high | 1 | Nr |  |  | 0 | 0
FPE | 5 | METALS | 055213 | PIPE AND TUBE RAILINGS | AR | Other | 154 | 055213 - PIPE AND TUBE RAILINGS | 055213 - PIPE AND TUBE RAILINGS |  | 055213 - PIPE AND TUBE RAILINGS
FPE | 5 | METALS | 055213 | PIPE AND TUBE RAILINGS | AR | Other | 155 | Balustrades and handrails; constructed from galvanized tubular steel, finish to receive paint; comprising 60 diameter top rail, 25 diameter intermediate rails, 37.5 diameter posts; including mild steel cover flange, anchored to concrete; fittings and fixings; complete; as specified and as Drg. A-501; detail 1 | Balustrades and handrails; constructed from galvanized tubular steel, finish to receive paint; comprising 60 diameter top rail, 25 diameter intermediate rails, 37.5 diameter posts; including mild steel cover flange, anchored to concrete; fittings and fixings; complete; as specified and as Drg. A-501; detail 1 |  | Balustrades and handrails; constructed from galvanized tubular steel, finish to receive paint; comprising 60 diameter top rail, 25 diameter intermediate rails, 37.5 diameter posts; including mild steel cover flange, anchored to concrete; fittings and fixings; complete; as specified and as Drg. A-501; detail 1
FPE | 5 | METALS | 055213 | PIPE AND TUBE RAILINGS | AR | Item | 156 | 055213 - PIPE AND TUBE RAILINGS | 055213 - PIPE AND TUBE RAILINGS | A | 600 high; horizontal | 25 | m |  |  | 0 | 0
FPE | 5 | METALS | 055213 | PIPE AND TUBE RAILINGS | AR | Other | 157 | Steel handrail and balustrades; comprising 60 diameter tubular steel section handrail, 25 diameter steel rail and 40 x 10 steel support; including steel cover flange, anchored to concrete; fittings and fixings; complete; as specified and as Drg. A-503; detail 10 | Steel handrail and balustrades; comprising 60 diameter tubular steel section handrail, 25 diameter steel rail and 40 x 10 steel support; including steel cover flange, anchored to concrete; fittings and fixings; complete; as specified and as Drg. A-503; detail 10 |  | Steel handrail and balustrades; comprising 60 diameter tubular steel section handrail, 25 diameter steel rail and 40 x 10 steel support; including steel cover flange, anchored to concrete; fittings and fixings; complete; as specified and as Drg. A-503; detail 10
FPE | 5 | METALS | 055213 | PIPE AND TUBE RAILINGS | AR | Item | 158 | 055213 - PIPE AND TUBE RAILINGS | 055213 - PIPE AND TUBE RAILINGS | B | 200 high; top of wall; horizontal | 3 | m |  |  | 0 | 0
FPE | 5 | METALS | 055213 | PIPE AND TUBE RAILINGS | AR | Item | 159 | Steel handrail and balustrades; comprising 60 diameter tubular steel section handrail, 25 diameter steel rail and 40 x 10 steel support; including steel cover flange, anchored to concrete; fittings and fixings; complete; as specified and as Drg. A-503; detail 10 | Steel handrail and balustrades; comprising 60 diameter tubular steel section handrail, 25 diameter steel rail and 40 x 10 steel support; including steel cover flange, anchored to concrete; fittings and fixings; complete; as specified and as Drg. A-503; detail 10 | C | 200 high; top of wall; raking | 29 | m |  |  | 0 | 0
FPE | 5 | METALS | 055300 | METAL GRATINGS | AR | Other | 160 | 055300 - METAL GRATINGS | 055300 - METAL GRATINGS |  | 055300 - METAL GRATINGS
FPE | 5 | METALS | 055300 | METAL GRATINGS | AR | Other | 161 | Trench cover, ductile iron grating; comprising solid rectangular bearing bars; including galvanized steel angle frame set in concrete, fixings and fittings; complete; as specified and as Drg. A-501; detail 8 | Trench cover, ductile iron grating; comprising solid rectangular bearing bars; including galvanized steel angle frame set in concrete, fixings and fittings; complete; as specified and as Drg. A-501; detail 8 |  | Trench cover, ductile iron grating; comprising solid rectangular bearing bars; including galvanized steel angle frame set in concrete, fixings and fittings; complete; as specified and as Drg. A-501; detail 8
FPE | 5 | METALS | 055300 | METAL GRATINGS | AR | Item | 162 | 055300 - METAL GRATINGS | 055300 - METAL GRATINGS | A | 300 wide | 6 | m | 160 | 960 | 160 | 960
FPE | 5 | METALS | 055300 | METAL GRATINGS | AR | Item | 163 | Trench cover, ductile iron grating; comprising solid rectangular bearing bars; including galvanized steel angle frame set in concrete, fixings and fittings; complete; as specified and as Drg. A-501; detail 8 | Trench cover, ductile iron grating; comprising solid rectangular bearing bars; including galvanized steel angle frame set in concrete, fixings and fittings; complete; as specified and as Drg. A-501; detail 8 | B | Cover; 1000 x 1000 | 1 | Nr | 300 | 300 | 300 | 300
FPE | 5 | METALS | 057300 | DECORATIVE METAL RAILINGS | AR | Other | 164 | 057300 - DECORATIVE METAL RAILINGS | 057300 - DECORATIVE METAL RAILINGS |  | 057300 - DECORATIVE METAL RAILINGS
FPE | 5 | METALS | 057300 | DECORATIVE METAL RAILINGS | AR | Other | 165 | Glass balustrades and handrails; comprising 76 diameter aluminum tubular section handrail, clear laminated tempered glass baluster, 50 x 50 aluminum hollow section bottom rail and posts; including flanges, fittings and fixings; complete; as specified and as Drg. A-503; detail 9 | Glass balustrades and handrails; comprising 76 diameter aluminum tubular section handrail, clear laminated tempered glass baluster, 50 x 50 aluminum hollow section bottom rail and posts; including flanges, fittings and fixings; complete; as specified and as Drg. A-503; detail 9 |  | Glass balustrades and handrails; comprising 76 diameter aluminum tubular section handrail, clear laminated tempered glass baluster, 50 x 50 aluminum hollow section bottom rail and posts; including flanges, fittings and fixings; complete; as specified and as Drg. A-503; detail 9
FPE | 5 | METALS | 057300 | DECORATIVE METAL RAILINGS | AR | Item | 166 | 057300 - DECORATIVE METAL RAILINGS | 057300 - DECORATIVE METAL RAILINGS | A | 700 high horizontal | 12 | m | 190 | 2280 | 190 | 2280
FPE | 5 | METALS | 057300 | DECORATIVE METAL RAILINGS | AR | Other | 167 | Glass balustrades and handrails; comprising 76 diameter aluminum tubular section handrail, clear laminated tempered glass baluster, 50 x 50 aluminum hollow section bottom rail and posts; including flanges, fittings and fixings; complete; as specified and as Drg. A-503; detail 9 | Glass balustrades and handrails; comprising 76 diameter aluminum tubular section handrail, clear laminated tempered glass baluster, 50 x 50 aluminum hollow section bottom rail and posts; including flanges, fittings and fixings; complete; as specified and as Drg. A-503; detail 9 | BILL No. 5 - METALS
FPE | 5 | METALS | To Summary | To Summary |  | Bill Sum | 168 | 057300 - DECORATIVE METAL RAILINGS | 057300 - DECORATIVE METAL RAILINGS | To Summary |  |  |  | J.D | 6250
FPE | 6 | WOOD AND PLASTICS | 066200 | CAST PLASTIC (GRP) FABRICATIONS | AR | Other | 169 | Glass balustrades and handrails; comprising 76 diameter aluminum tubular section handrail, clear laminated tempered glass baluster, 50 x 50 aluminum hollow section bottom rail and posts; including flanges, fittings and fixings; complete; as specified and as Drg. A-503; detail 9 | Glass balustrades and handrails; comprising 76 diameter aluminum tubular section handrail, clear laminated tempered glass baluster, 50 x 50 aluminum hollow section bottom rail and posts; including flanges, fittings and fixings; complete; as specified and as Drg. A-503; detail 9 |  |  | BILL NO. 6
FPE | 6 | WOOD AND PLASTICS | 066200 | CAST PLASTIC (GRP) FABRICATIONS | AR | Other | 170 | 057300 - DECORATIVE METAL RAILINGS | 057300 - DECORATIVE METAL RAILINGS |  |  | WOOD AND PLASTICS
FPE | 6 | WOOD AND PLASTICS | 066200 | CAST PLASTIC (GRP) FABRICATIONS | AR | Other | 171 | Glass balustrades and handrails; comprising 76 diameter aluminum tubular section handrail, clear laminated tempered glass baluster, 50 x 50 aluminum hollow section bottom rail and posts; including flanges, fittings and fixings; complete; as specified and as Drg. A-503; detail 9 | Glass balustrades and handrails; comprising 76 diameter aluminum tubular section handrail, clear laminated tempered glass baluster, 50 x 50 aluminum hollow section bottom rail and posts; including flanges, fittings and fixings; complete; as specified and as Drg. A-503; detail 9 | Item | Description | Qty | Unit | Rate | Amount
FPE | 6 | WOOD AND PLASTICS | 066200 | CAST PLASTIC (GRP) FABRICATIONS | AR | Other | 172 | 057300 - DECORATIVE METAL RAILINGS | 057300 - DECORATIVE METAL RAILINGS | [5 empty] | J.D
FPE | 6 | WOOD AND PLASTICS | 066200 | CAST PLASTIC (GRP) FABRICATIONS | AR | Other | 173 | 066200 - CAST PLASTIC (GRP) FABRICATIONS | 066200 - CAST PLASTIC (GRP) FABRICATIONS |  | 066200 - CAST PLASTIC (GRP) FABRICATIONS
FPE | 6 | WOOD AND PLASTICS | 066200 | CAST PLASTIC (GRP) FABRICATIONS | AR | Other | 174 | GRP access ladder; fiber-glass composite ladder; made of pultruded tubing comprising flat strings and bar rungs coated with abrasive materials for slip resistance; including softwood stiffener, stainless steel expansion bolts, fittings and fixings; complete; as specified and as Drg. A-502; detail 5 | GRP access ladder; fiber-glass composite ladder; made of pultruded tubing comprising flat strings and bar rungs coated with abrasive materials for slip resistance; including softwood stiffener, stainless steel expansion bolts, fittings and fixings; complete; as specified and as Drg. A-502; detail 5 |  | GRP access ladder; fiber-glass composite ladder; made of pultruded tubing comprising flat strings and bar rungs coated with abrasive materials for slip resistance; including softwood stiffener, stainless steel expansion bolts, fittings and fixings; complete; as specified and as Drg. A-502; detail 5
FPE | 6 | WOOD AND PLASTICS | 066200 | CAST PLASTIC (GRP) FABRICATIONS | AR | Item | 175 | 066200 - CAST PLASTIC (GRP) FABRICATIONS | 066200 - CAST PLASTIC (GRP) FABRICATIONS | A | Size 450 wide x 3100 rise | 2 | Nr | 1085 | 2170 | 1085 | 2170
FPE | 6 | WOOD AND PLASTICS | 066200 | CAST PLASTIC (GRP) FABRICATIONS | AR | Item | 176 | GRP access ladder; fiber-glass composite ladder; made of pultruded tubing comprising flat strings and bar rungs coated with abrasive materials for slip resistance; including softwood stiffener, stainless steel expansion bolts, fittings and fixings; complete; as specified and as Drg. A-502; detail 5 | GRP access ladder; fiber-glass composite ladder; made of pultruded tubing comprising flat strings and bar rungs coated with abrasive materials for slip resistance; including softwood stiffener, stainless steel expansion bolts, fittings and fixings; complete; as specified and as Drg. A-502; detail 5 | B | Size 450 wide x 3450 rise | 2 | Nr | 1085 | 2170 | 1085 | 2170
FPE | 6 | WOOD AND PLASTICS | 066200 | CAST PLASTIC (GRP) FABRICATIONS | AR | Other | 177 | 066200 - CAST PLASTIC (GRP) FABRICATIONS | 066200 - CAST PLASTIC (GRP) FABRICATIONS | BILL No. 6 - WOOD AND PLASTICS
FPE | 6 | WOOD AND PLASTICS | To Summary | To Summary |  | Bill Sum | 178 | GRP access ladder; fiber-glass composite ladder; made of pultruded tubing comprising flat strings and bar rungs coated with abrasive materials for slip resistance; including softwood stiffener, stainless steel expansion bolts, fittings and fixings; complete; as specified and as Drg. A-502; detail 5 | GRP access ladder; fiber-glass composite ladder; made of pultruded tubing comprising flat strings and bar rungs coated with abrasive materials for slip resistance; including softwood stiffener, stainless steel expansion bolts, fittings and fixings; complete; as specified and as Drg. A-502; detail 5 | To Summary |  |  |  | J.D | 4340
FPE | 7 | THERMAL AND MOISTURE PROTECTION | 071113 | BITUMINOUS DAMPROOFING | ST | Other | 179 | 066200 - CAST PLASTIC (GRP) FABRICATIONS | 066200 - CAST PLASTIC (GRP) FABRICATIONS | BILL NO. 7
FPE | 7 | THERMAL AND MOISTURE PROTECTION | 071113 | BITUMINOUS DAMPROOFING | ST | Other | 180 | GRP access ladder; fiber-glass composite ladder; made of pultruded tubing comprising flat strings and bar rungs coated with abrasive materials for slip resistance; including softwood stiffener, stainless steel expansion bolts, fittings and fixings; complete; as specified and as Drg. A-502; detail 5 | GRP access ladder; fiber-glass composite ladder; made of pultruded tubing comprising flat strings and bar rungs coated with abrasive materials for slip resistance; including softwood stiffener, stainless steel expansion bolts, fittings and fixings; complete; as specified and as Drg. A-502; detail 5 | THERMAL AND MOISTURE PROTECTION
FPE | 7 | THERMAL AND MOISTURE PROTECTION | 071113 | BITUMINOUS DAMPROOFING | ST | Other | 181 | 066200 - CAST PLASTIC (GRP) FABRICATIONS | 066200 - CAST PLASTIC (GRP) FABRICATIONS | Item | Description | Qty | Unit | Rate | Amount
FPE | 7 | THERMAL AND MOISTURE PROTECTION | 071113 | BITUMINOUS DAMPROOFING | ST | Other | 182 | GRP access ladder; fiber-glass composite ladder; made of pultruded tubing comprising flat strings and bar rungs coated with abrasive materials for slip resistance; including softwood stiffener, stainless steel expansion bolts, fittings and fixings; complete; as specified and as Drg. A-502; detail 5 | GRP access ladder; fiber-glass composite ladder; made of pultruded tubing comprising flat strings and bar rungs coated with abrasive materials for slip resistance; including softwood stiffener, stainless steel expansion bolts, fittings and fixings; complete; as specified and as Drg. A-502; detail 5 | [5 empty] | J.D
FPE | 7 | THERMAL AND MOISTURE PROTECTION | 071113 | BITUMINOUS DAMPROOFING | ST | Other | 183 | 071113 - BITUMINOUS DAMPROOFING | 071113 - BITUMINOUS DAMPROOFING |  | 071113 - BITUMINOUS DAMPROOFING
FPE | 7 | THERMAL AND MOISTURE PROTECTION | 071113 | BITUMINOUS DAMPROOFING | ST | Item | 184 | GRP access ladder; fiber-glass composite ladder; made of pultruded tubing comprising flat strings and bar rungs coated with abrasive materials for slip resistance; including softwood stiffener, stainless steel expansion bolts, fittings and fixings; complete; as specified and as Drg. A-502; detail 5 | GRP access ladder; fiber-glass composite ladder; made of pultruded tubing comprising flat strings and bar rungs coated with abrasive materials for slip resistance; including softwood stiffener, stainless steel expansion bolts, fittings and fixings; complete; as specified and as Drg. A-502; detail 5 | A | Foundation and Walls | 420 | m2 |  |  | 0 | 0
FPE | 7 | THERMAL AND MOISTURE PROTECTION | 071113 | BITUMINOUS DAMPROOFING | ST | Item | 185 | 071113 - BITUMINOUS DAMPROOFING | 071113 - BITUMINOUS DAMPROOFING | B | Ground Beams | 105 | m2 |  |  | 0 | 0
FPE | 7 | THERMAL AND MOISTURE PROTECTION | 071416 | COLD FLUID APPLIED WATERPROOFING | AR | Other | 186 | 071416 - COLD FLUID APPLIED WATERPROOFING | 071416 - COLD FLUID APPLIED WATERPROOFING |  | 071416 - COLD FLUID APPLIED WATERPROOFING
FPE | 7 | THERMAL AND MOISTURE PROTECTION | 071416 | COLD FLUID APPLIED WATERPROOFING | AR | Other | 187 | Liquid applied waterproofing membrane; single component modified polyurethane, bitumen free, waterproofing; to | Liquid applied waterproofing membrane; single component modified polyurethane, bitumen free, waterproofing; to |  | Liquid applied waterproofing membrane; single component modified polyurethane, bitumen free, waterproofing; to
FPE | 7 | THERMAL AND MOISTURE PROTECTION | 071416 | COLD FLUID APPLIED WATERPROOFING | AR | Item | 188 | 071416 - COLD FLUID APPLIED WATERPROOFING | 071416 - COLD FLUID APPLIED WATERPROOFING | A | Floors and upstands in wet areas | 36 | m2 | 9 | 324 | 9 | 324
FPE | 7 | THERMAL AND MOISTURE PROTECTION | 071800 | TRAFFIC COATINGS | AR | Other | 189 | 071800 - TRAFFIC COATINGS | 071800 - TRAFFIC COATINGS |  | 071800 - TRAFFIC COATINGS
FPE | 7 | THERMAL AND MOISTURE PROTECTION | 071800 | TRAFFIC COATINGS | AR | Other | 190 | Fluid applied deck coating; polyurethane elastomeric coating, to trowelled smooth surfaces; to | Fluid applied deck coating; polyurethane elastomeric coating, to trowelled smooth surfaces; to |  | Fluid applied deck coating; polyurethane elastomeric coating, to trowelled smooth surfaces; to
FPE | 7 | THERMAL AND MOISTURE PROTECTION | 071800 | TRAFFIC COATINGS | AR | Item | 191 | 071800 - TRAFFIC COATINGS | 071800 - TRAFFIC COATINGS | B | Floors | 64 | m2 | 15 | 960 | 15 | 960
FPE | 7 | THERMAL AND MOISTURE PROTECTION | 072100 | THERMAL INSULATION | AR | Other | 192 | 072100 - THERMAL INSULATION | 072100 - THERMAL INSULATION |  | 072100 - THERMAL INSULATION
FPE | 7 | THERMAL AND MOISTURE PROTECTION | 072100 | THERMAL INSULATION | AR | Other | 193 | Extruded polystyrene insulation boards; including fittings and fixings; to | Extruded polystyrene insulation boards; including fittings and fixings; to |  | Extruded polystyrene insulation boards; including fittings and fixings; to
FPE | 7 | THERMAL AND MOISTURE PROTECTION | 072100 | THERMAL INSULATION | AR | Item | 194 | 072100 - THERMAL INSULATION | 072100 - THERMAL INSULATION | C | Elevation, 50 thick | 40 | m2 | 6.5 | 260 | 6.5 | 260
FPE | 7 | THERMAL AND MOISTURE PROTECTION | 072100 | THERMAL INSULATION | AR | Item | 195 | Extruded polystyrene insulation boards; including fittings and fixings; to | Extruded polystyrene insulation boards; including fittings and fixings; to | D | Roofs; 50 thick | 1065 | m2 | 6.5 | 6922.5 | 6.5 | 6922.5
FPE | 7 | THERMAL AND MOISTURE PROTECTION | 075323 | ETHYLENE-PROPYLENE DIENE-MONOMER (EPDM) ROOFING | AR | Other | 196 | 075323 - ETHYLENE-PROPYLENE DIENE-MONOMER (EPDM) ROOFING | 075323 - ETHYLENE-PROPYLENE DIENE-MONOMER (EPDM) ROOFING |  | 075323 - ETHYLENE-PROPYLENE DIENE-MONOMER (EPDM) ROOFING
FPE | 7 | THERMAL AND MOISTURE PROTECTION | 075323 | ETHYLENE-PROPYLENE DIENE-MONOMER (EPDM) ROOFING | AR | Other | 197 | EPDM sheet roofing; flexible sheet formed from a terpolymer of ethylene propylene diene, black colour, fully bonded; to | EPDM sheet roofing; flexible sheet formed from a terpolymer of ethylene propylene diene, black colour, fully bonded; to |  | EPDM sheet roofing; flexible sheet formed from a terpolymer of ethylene propylene diene, black colour, fully bonded; to
FPE | 7 | THERMAL AND MOISTURE PROTECTION | 075323 | ETHYLENE-PROPYLENE DIENE-MONOMER (EPDM) ROOFING | AR | Item | 198 | 075323 - ETHYLENE-PROPYLENE DIENE-MONOMER (EPDM) ROOFING | 075323 - ETHYLENE-PROPYLENE DIENE-MONOMER (EPDM) ROOFING | A | Roofs | 1144 | m2 | 25 | 28600 | 25 | 28600
FPE | 7 | THERMAL AND MOISTURE PROTECTION | 075323 | ETHYLENE-PROPYLENE DIENE-MONOMER (EPDM) ROOFING | AR | Item | 199 | EPDM sheet roofing; flexible sheet formed from a terpolymer of ethylene propylene diene, black colour, fully bonded; to | EPDM sheet roofing; flexible sheet formed from a terpolymer of ethylene propylene diene, black colour, fully bonded; to | B | Balcony | 138 | m2 | 25 | 3450 | 25 | 3450
FPE | 7 | THERMAL AND MOISTURE PROTECTION | 075323 | ETHYLENE-PROPYLENE DIENE-MONOMER (EPDM) ROOFING | AR | Item | 200 | 075323 - ETHYLENE-PROPYLENE DIENE-MONOMER (EPDM) ROOFING | 075323 - ETHYLENE-PROPYLENE DIENE-MONOMER (EPDM) ROOFING | C | Upstands | 243 | m2 | 25 | 6075 | 25 | 6075
FPE | 7 | THERMAL AND MOISTURE PROTECTION | 075323 | ETHYLENE-PROPYLENE DIENE-MONOMER (EPDM) ROOFING | AR | Other | 201 | Filter membrane; vapour permeable geotextile, non woven thermally bonded continuous polypropylene filments; to | Filter membrane; vapour permeable geotextile, non woven thermally bonded continuous polypropylene filments; to |  | Filter membrane; vapour permeable geotextile, non woven thermally bonded continuous polypropylene filments; to
FPE | 7 | THERMAL AND MOISTURE PROTECTION | 075323 | ETHYLENE-PROPYLENE DIENE-MONOMER (EPDM) ROOFING | AR | Item | 202 | 075323 - ETHYLENE-PROPYLENE DIENE-MONOMER (EPDM) ROOFING | 075323 - ETHYLENE-PROPYLENE DIENE-MONOMER (EPDM) ROOFING | D | Roofs | 1065 | m2 | 3 | 3195 | 3 | 3195
FPE | 7 | THERMAL AND MOISTURE PROTECTION | 075323 | ETHYLENE-PROPYLENE DIENE-MONOMER (EPDM) ROOFING | AR | Other | 203 | Elastomeric coating; U.V. protection to waterproof membrane; to | Elastomeric coating; U.V. protection to waterproof membrane; to |  | Elastomeric coating; U.V. protection to waterproof membrane; to
FPE | 7 | THERMAL AND MOISTURE PROTECTION | 075323 | ETHYLENE-PROPYLENE DIENE-MONOMER (EPDM) ROOFING | AR | Item | 204 | 075323 - ETHYLENE-PROPYLENE DIENE-MONOMER (EPDM) ROOFING | 075323 - ETHYLENE-PROPYLENE DIENE-MONOMER (EPDM) ROOFING | E | Upstands | 63 | m2 | 18 | 1134 | 18 | 1134
FPE | 7 | THERMAL AND MOISTURE PROTECTION | 075323 | ETHYLENE-PROPYLENE DIENE-MONOMER (EPDM) ROOFING | AR | Other | 205 | Protective covering ballast; crushed gravel; to | Protective covering ballast; crushed gravel; to |  | Protective covering ballast; crushed gravel; to
FPE | 7 | THERMAL AND MOISTURE PROTECTION | 075323 | ETHYLENE-PROPYLENE DIENE-MONOMER (EPDM) ROOFING | AR | Item | 206 | 075323 - ETHYLENE-PROPYLENE DIENE-MONOMER (EPDM) ROOFING | 075323 - ETHYLENE-PROPYLENE DIENE-MONOMER (EPDM) ROOFING | F | Roof; 50 thick | 1065 | m2 | 5 | 5325 | 5 | 5325
FPE | 7 | THERMAL AND MOISTURE PROTECTION | 077200 | ROOF ACCESSORIES | AR | Other | 207 | 077200 - ROOF ACCESSORIES | 077200 - ROOF ACCESSORIES |  | 077200 - ROOF ACCESSORIES
FPE | 7 | THERMAL AND MOISTURE PROTECTION | 077200 | ROOF ACCESSORIES | AR | Other | 208 | Accessories; aluminum alloy; as Drg. FD-A-502; detail 6 | Accessories; aluminum alloy; as Drg. FD-A-502; detail 6 |  | Accessories; aluminum alloy; as Drg. FD-A-502; detail 6
FPE | 7 | THERMAL AND MOISTURE PROTECTION | 077200 | ROOF ACCESSORIES | AR | Item | 209 | 077200 - ROOF ACCESSORIES | 077200 - ROOF ACCESSORIES | G | Pressure plate; 40 x 3 thick; including backing cord and sealant | 419 | m | 7 | 2933 | 7 | 2933
FPE | 7 | THERMAL AND MOISTURE PROTECTION | 077200 | ROOF ACCESSORIES | AR | Other | 210 | Accessories; galvanized steel | Accessories; galvanized steel |  | Accessories; galvanized steel
FPE | 7 | THERMAL AND MOISTURE PROTECTION | 077200 | ROOF ACCESSORIES | AR | Item | 211 | 077200 - ROOF ACCESSORIES | 077200 - ROOF ACCESSORIES | A | Rainwater spouts; 75 diameter, 370 long, including stainless steel saddle band, neoprene gaskets; complete; as specified and as Drg. FD-A-502; detail 9 | 12 | Nr | 50 | 600 | 50 | 600
FPE | 7 | THERMAL AND MOISTURE PROTECTION | 077200 | ROOF ACCESSORIES | AR | Other | 212 | Access hatches; comprising 2 thick galvanized pressed steel skin cover, steel angle frame set in concrete; including ironmongery, stay chain, padlock, neoprene gaskets, timber nailer, epoxy paint, fittings and fixings; complete; as specified and as Drg. FD-A-502; detail 2 | Access hatches; comprising 2 thick galvanized pressed steel skin cover, steel angle frame set in concrete; including ironmongery, stay chain, padlock, neoprene gaskets, timber nailer, epoxy paint, fittings and fixings; complete; as specified and as Drg. FD-A-502; detail 2 |  | Access hatches; comprising 2 thick galvanized pressed steel skin cover, steel angle frame set in concrete; including ironmongery, stay chain, padlock, neoprene gaskets, timber nailer, epoxy paint, fittings and fixings; complete; as specified and as Drg. FD-A-502; detail 2
FPE | 7 | THERMAL AND MOISTURE PROTECTION | 077200 | ROOF ACCESSORIES | AR | Item | 213 | 077200 - ROOF ACCESSORIES | 077200 - ROOF ACCESSORIES | B | Size 1000 x 1000 | 4 | Nr | 300 | 1200 | 300 | 1200
FPE | 7 | THERMAL AND MOISTURE PROTECTION | 077200 | ROOF ACCESSORIES | AR | Item | 214 | Access hatches; comprising 2 thick galvanized pressed steel skin cover, steel angle frame set in concrete; including ironmongery, stay chain, padlock, neoprene gaskets, timber nailer, epoxy paint, fittings and fixings; complete; as specified and as Drg. FD-A-502; detail 2 | Access hatches; comprising 2 thick galvanized pressed steel skin cover, steel angle frame set in concrete; including ironmongery, stay chain, padlock, neoprene gaskets, timber nailer, epoxy paint, fittings and fixings; complete; as specified and as Drg. FD-A-502; detail 2 | C | Size 850 x 850 | 2 | Nr | 250 | 500 | 250 | 500
FPE | 7 | THERMAL AND MOISTURE PROTECTION | 079200 | JOINT SEALANTS | AR | Other | 215 | 079200 - JOINT SEALANTS | 079200 - JOINT SEALANTS |  | 079200 - JOINT SEALANTS
FPE | 7 | THERMAL AND MOISTURE PROTECTION | 079200 | JOINT SEALANTS | AR | Other | 216 | Expansion joints; in finish; including metal angle trim, plaster stop and architraves, filler pieces, sealant and backing cord as appropriate; complete; as specified and as Drg. FD-A-502; detail 10 | Expansion joints; in finish; including metal angle trim, plaster stop and architraves, filler pieces, sealant and backing cord as appropriate; complete; as specified and as Drg. FD-A-502; detail 10 |  | Expansion joints; in finish; including metal angle trim, plaster stop and architraves, filler pieces, sealant and backing cord as appropriate; complete; as specified and as Drg. FD-A-502; detail 10
FPE | 7 | THERMAL AND MOISTURE PROTECTION | 079200 | JOINT SEALANTS | AR | Item | 217 | 079200 - JOINT SEALANTS | 079200 - JOINT SEALANTS | D | Ceramic floor to plaster wall | 37 | m |  |  | 0 | 0
FPE | 7 | THERMAL AND MOISTURE PROTECTION | 079200 | JOINT SEALANTS | AR | Item | 218 | Expansion joints; in finish; including metal angle trim, plaster stop and architraves, filler pieces, sealant and backing cord as appropriate; complete; as specified and as Drg. FD-A-502; detail 10 | Expansion joints; in finish; including metal angle trim, plaster stop and architraves, filler pieces, sealant and backing cord as appropriate; complete; as specified and as Drg. FD-A-502; detail 10 | D | Floor to floor | 2 | m | 30 | 60 | 30 | 60
FPE | 7 | THERMAL AND MOISTURE PROTECTION | 079200 | JOINT SEALANTS | AR | Item | 219 | 079200 - JOINT SEALANTS | 079200 - JOINT SEALANTS | F | Floor to wall; ceramic | 3 | m |  |  | 0 | 0
FPE | 7 | THERMAL AND MOISTURE PROTECTION | 079200 | JOINT SEALANTS | AR | Item | 220 | Expansion joints; in finish; including metal angle trim, plaster stop and architraves, filler pieces, sealant and backing cord as appropriate; complete; as specified and as Drg. FD-A-502; detail 10 | Expansion joints; in finish; including metal angle trim, plaster stop and architraves, filler pieces, sealant and backing cord as appropriate; complete; as specified and as Drg. FD-A-502; detail 10 | G | Ceiling to wall; plaster | 18 | m |  |  | 0 | 0
FPE | 7 | THERMAL AND MOISTURE PROTECTION | 079200 | JOINT SEALANTS | AR | Item | 221 | 079200 - JOINT SEALANTS | 079200 - JOINT SEALANTS | A | Wall to wall; plaster | 7 | m | 25 | 175 | 25 | 175
FPE | 7 | THERMAL AND MOISTURE PROTECTION | 079200 | JOINT SEALANTS | AR | Item | 222 | Expansion joints; in finish; including metal angle trim, plaster stop and architraves, filler pieces, sealant and backing cord as appropriate; complete; as specified and as Drg. FD-A-502; detail 10 | Expansion joints; in finish; including metal angle trim, plaster stop and architraves, filler pieces, sealant and backing cord as appropriate; complete; as specified and as Drg. FD-A-502; detail 10 | B | Twin curb upstand | 17 | m |  |  | 0 | 0
FPE | 7 | THERMAL AND MOISTURE PROTECTION | 079200 | JOINT SEALANTS | AR | Other | 223 | 079200 - JOINT SEALANTS | 079200 - JOINT SEALANTS | BILL NO. 7 - THERMAL AND MOISTURE PROTECTION
FPE | 7 | THERMAL AND MOISTURE PROTECTION | To Summary | To Summary |  | Bill Sum | 224 | Expansion joints; in finish; including metal angle trim, plaster stop and architraves, filler pieces, sealant and backing cord as appropriate; complete; as specified and as Drg. FD-A-502; detail 10 | Expansion joints; in finish; including metal angle trim, plaster stop and architraves, filler pieces, sealant and backing cord as appropriate; complete; as specified and as Drg. FD-A-502; detail 10 | To Summary |  |  |  | J.D | 61713.5
FPE | 8 | OPENINGS | 081113 | HOLLOW METAL DOORS AND FRAMES | AR | Other | 225 | 079200 - JOINT SEALANTS | 079200 - JOINT SEALANTS |  |  | BILL NO. 8
FPE | 8 | OPENINGS | 081113 | HOLLOW METAL DOORS AND FRAMES | AR | Other | 226 | Expansion joints; in finish; including metal angle trim, plaster stop and architraves, filler pieces, sealant and backing cord as appropriate; complete; as specified and as Drg. FD-A-502; detail 10 | Expansion joints; in finish; including metal angle trim, plaster stop and architraves, filler pieces, sealant and backing cord as appropriate; complete; as specified and as Drg. FD-A-502; detail 10 |  |  | OPENINGS
FPE | 8 | OPENINGS | 081113 | HOLLOW METAL DOORS AND FRAMES | AR | Other | 227 | 079200 - JOINT SEALANTS | 079200 - JOINT SEALANTS | Item | Description | Qty | Unit | Rate | Amount
FPE | 8 | OPENINGS | 081113 | HOLLOW METAL DOORS AND FRAMES | AR | Other | 228 | Expansion joints; in finish; including metal angle trim, plaster stop and architraves, filler pieces, sealant and backing cord as appropriate; complete; as specified and as Drg. FD-A-502; detail 10 | Expansion joints; in finish; including metal angle trim, plaster stop and architraves, filler pieces, sealant and backing cord as appropriate; complete; as specified and as Drg. FD-A-502; detail 10 | [5 empty] | J.D
FPE | 8 | OPENINGS | 081113 | HOLLOW METAL DOORS AND FRAMES | AR | Other | 229 | 081113 - HOLLOW METAL DOORS AND FRAMES | 081113 - HOLLOW METAL DOORS AND FRAMES |  | 081113 - HOLLOW METAL DOORS AND FRAMES
FPE | 8 | OPENINGS | 081113 | HOLLOW METAL DOORS AND FRAMES | AR | Other | 230 | Flush steel doors; 43 mm thick; leaf construction type 3.constructed from steel section frame; galvanized steel sheet both skins, factory primed for painting; including fittings and fixings; complete; as specified and as Drg. A-611 | Flush steel doors; 43 mm thick; leaf construction type 3.constructed from steel section frame; galvanized steel sheet both skins, factory primed for painting; including fittings and fixings; complete; as specified and as Drg. A-611 |  | Flush steel doors; 43 mm thick; leaf construction type 3.constructed from steel section frame; galvanized steel sheet both skins, factory primed for painting; including fittings and fixings; complete; as specified and as Drg. A-611
FPE | 8 | OPENINGS | 081113 | HOLLOW METAL DOORS AND FRAMES | AR | Item | 231 | 081113 - HOLLOW METAL DOORS AND FRAMES | 081113 - HOLLOW METAL DOORS AND FRAMES | A | Leaf size S1; 1050 x 2200 high | 3 | Nr |  |  | 0 | 0
FPE | 8 | OPENINGS | 081113 | HOLLOW METAL DOORS AND FRAMES | AR | Item | 232 | Flush steel doors; 43 mm thick; leaf construction type 3.constructed from steel section frame; galvanized steel sheet both skins, factory primed for painting; including fittings and fixings; complete; as specified and as Drg. A-611 | Flush steel doors; 43 mm thick; leaf construction type 3.constructed from steel section frame; galvanized steel sheet both skins, factory primed for painting; including fittings and fixings; complete; as specified and as Drg. A-611 | B | Leaf size S10; 1660 x 2200 high; double leaf; with glass vision panels | 1 | Nr |  |  | 0 | 0
FPE | 8 | OPENINGS | 081113 | HOLLOW METAL DOORS AND FRAMES | AR | Item | 233 | 081113 - HOLLOW METAL DOORS AND FRAMES | 081113 - HOLLOW METAL DOORS AND FRAMES | C | Leaf size S12; 930 x 2200 high; with glass vision panel | 1 | Nr |  |  | 0 | 0
FPE | 8 | OPENINGS | 081113 | HOLLOW METAL DOORS AND FRAMES | AR | Item | 234 | Flush steel doors; 43 mm thick; leaf construction type 3.constructed from steel section frame; galvanized steel sheet both skins, factory primed for painting; including fittings and fixings; complete; as specified and as Drg. A-611 | Flush steel doors; 43 mm thick; leaf construction type 3.constructed from steel section frame; galvanized steel sheet both skins, factory primed for painting; including fittings and fixings; complete; as specified and as Drg. A-611 | D | Leaf size S16; 1233 x 2200 high | 1 | Nr |  |  | 0 | 0
FPE | 8 | OPENINGS | 081113 | HOLLOW METAL DOORS AND FRAMES | AR | Item | 235 | 081113 - HOLLOW METAL DOORS AND FRAMES | 081113 - HOLLOW METAL DOORS AND FRAMES | E | Leaf size S18; 1233 x 2200 high | 2 | Nr |  |  | 0 | 0
FPE | 8 | OPENINGS | 081113 | HOLLOW METAL DOORS AND FRAMES | AR | Item | 236 | Flush steel doors; 43 mm thick; leaf construction type 3.constructed from steel section frame; galvanized steel sheet both skins, factory primed for painting; including fittings and fixings; complete; as specified and as Drg. A-611 | Flush steel doors; 43 mm thick; leaf construction type 3.constructed from steel section frame; galvanized steel sheet both skins, factory primed for painting; including fittings and fixings; complete; as specified and as Drg. A-611 | F | Leaf size S21; 1400 x 2200 high; double leaf | 1 | Nr |  |  | 0 | 0
FPE | 8 | OPENINGS | 081113 | HOLLOW METAL DOORS AND FRAMES | AR | Item | 237 | 081113 - HOLLOW METAL DOORS AND FRAMES | 081113 - HOLLOW METAL DOORS AND FRAMES | G | Leaf size S22; 900 x 2200 high; with glass vision panel | 1 | Nr |  |  | 0 | 0
FPE | 8 | OPENINGS | 081113 | HOLLOW METAL DOORS AND FRAMES | AR | Item | 238 | Flush steel doors; 43 mm thick; leaf construction type 3.constructed from steel section frame; galvanized steel sheet both skins, factory primed for painting; including fittings and fixings; complete; as specified and as Drg. A-611 | Flush steel doors; 43 mm thick; leaf construction type 3.constructed from steel section frame; galvanized steel sheet both skins, factory primed for painting; including fittings and fixings; complete; as specified and as Drg. A-611 | H | Leaf size S7; 1080 x 2200 high; with glass vision panel | 5 | Nr |  |  | 0 | 0
FPE | 8 | OPENINGS | 081113 | HOLLOW METAL DOORS AND FRAMES | AR | Item | 239 | 081113 - HOLLOW METAL DOORS AND FRAMES | 081113 - HOLLOW METAL DOORS AND FRAMES | A | Leaf size S6; 1100 x 2200 high | 1 | Nr | 605 | 605 | 605 | 605
FPE | 8 | OPENINGS | 081113 | HOLLOW METAL DOORS AND FRAMES | AR | Item | 240 | Flush steel doors; 43 mm thick; leaf construction type 3.constructed from steel section frame; galvanized steel sheet both skins, factory primed for painting; including fittings and fixings; complete; as specified and as Drg. A-611 | Flush steel doors; 43 mm thick; leaf construction type 3.constructed from steel section frame; galvanized steel sheet both skins, factory primed for painting; including fittings and fixings; complete; as specified and as Drg. A-611 | K | Leaf size S23; 1690 x 2200 high; double leaf; with glass vision panel | 1 | Nr |  |  | 0 | 0
FPE | 8 | OPENINGS | 081113 | HOLLOW METAL DOORS AND FRAMES | AR | Other | 241 | Flush steel doors; 43 mm thick; leaf construction type 4; fire rated; constructed from steel section frame; infill with non combustible thermal insulating material, galvanized steel sheet both skins, factory primed for painting; including intumescent strip, fittings and fixings; complete; as specified and as Drg. A-611 | Flush steel doors; 43 mm thick; leaf construction type 4; fire rated; constructed from steel section frame; infill with non combustible thermal insulating material, galvanized steel sheet both skins, factory primed for painting; including intumescent strip, fittings and fixings; complete; as specified and as Drg. A-611 |  | Flush steel doors; 43 mm thick; leaf construction type 4; fire rated; constructed from steel section frame; infill with non combustible thermal insulating material, galvanized steel sheet both skins, factory primed for painting; including intumescent strip, fittings and fixings; complete; as specified and as Drg. A-611
FPE | 8 | OPENINGS | 081113 | HOLLOW METAL DOORS AND FRAMES | AR | Item | 242 | Flush steel doors; 43 mm thick; leaf construction type 3.constructed from steel section frame; galvanized steel sheet both skins, factory primed for painting; including fittings and fixings; complete; as specified and as Drg. A-611 | Flush steel doors; 43 mm thick; leaf construction type 3.constructed from steel section frame; galvanized steel sheet both skins, factory primed for painting; including fittings and fixings; complete; as specified and as Drg. A-611 | A | Leaf size S7; 1080 x 2200 high; 60 minutes; with glass vision panel | 1 | Nr | 1029 | 1029 | 1029 | 1029
FPE | 8 | OPENINGS | 081113 | HOLLOW METAL DOORS AND FRAMES | AR | Item | 243 | Flush steel doors; 43 mm thick; leaf construction type 4; fire rated; constructed from steel section frame; infill with non combustible thermal insulating material, galvanized steel sheet both skins, factory primed for painting; including intumescent strip, fittings and fixings; complete; as specified and as Drg. A-611 | Flush steel doors; 43 mm thick; leaf construction type 4; fire rated; constructed from steel section frame; infill with non combustible thermal insulating material, galvanized steel sheet both skins, factory primed for painting; including intumescent strip, fittings and fixings; complete; as specified and as Drg. A-611 | B | Leaf size S1; 1050 x 2200 high; 60 minutes | 1 | Nr |  |  | 0 | 0
FPE | 8 | OPENINGS | 081113 | HOLLOW METAL DOORS AND FRAMES | AR | Item | 244 | Flush steel doors; 43 mm thick; leaf construction type 3.constructed from steel section frame; galvanized steel sheet both skins, factory primed for painting; including fittings and fixings; complete; as specified and as Drg. A-611 | Flush steel doors; 43 mm thick; leaf construction type 3.constructed from steel section frame; galvanized steel sheet both skins, factory primed for painting; including fittings and fixings; complete; as specified and as Drg. A-611 | C | Leaf size S10; 1660 x 2200 high; 45 minutes; double leaf; with glass vision panel | 2 | Nr |  |  | 0 | 0
FPE | 8 | OPENINGS | 081113 | HOLLOW METAL DOORS AND FRAMES | AR | Item | 245 | Flush steel doors; 43 mm thick; leaf construction type 4; fire rated; constructed from steel section frame; infill with non combustible thermal insulating material, galvanized steel sheet both skins, factory primed for painting; including intumescent strip, fittings and fixings; complete; as specified and as Drg. A-611 | Flush steel doors; 43 mm thick; leaf construction type 4; fire rated; constructed from steel section frame; infill with non combustible thermal insulating material, galvanized steel sheet both skins, factory primed for painting; including intumescent strip, fittings and fixings; complete; as specified and as Drg. A-611 | D | Leaf size S18; 1233 x 2200 high; 60 minutes | 1 | Nr |  |  | 0 | 0
FPE | 8 | OPENINGS | 081113 | HOLLOW METAL DOORS AND FRAMES | AR | Item | 246 | Flush steel doors; 43 mm thick; leaf construction type 3.constructed from steel section frame; galvanized steel sheet both skins, factory primed for painting; including fittings and fixings; complete; as specified and as Drg. A-611 | Flush steel doors; 43 mm thick; leaf construction type 3.constructed from steel section frame; galvanized steel sheet both skins, factory primed for painting; including fittings and fixings; complete; as specified and as Drg. A-611 | B | Leaf size S3; 900 x 2200 high; 60 minutes | 3 | Nr | 574 | 1722 | 574 | 1722
FPE | 8 | OPENINGS | 081113 | HOLLOW METAL DOORS AND FRAMES | AR | Item | 247 | Flush steel doors; 43 mm thick; leaf construction type 4; fire rated; constructed from steel section frame; infill with non combustible thermal insulating material, galvanized steel sheet both skins, factory primed for painting; including intumescent strip, fittings and fixings; complete; as specified and as Drg. A-611 | Flush steel doors; 43 mm thick; leaf construction type 4; fire rated; constructed from steel section frame; infill with non combustible thermal insulating material, galvanized steel sheet both skins, factory primed for painting; including intumescent strip, fittings and fixings; complete; as specified and as Drg. A-611 | F | Leaf size S11; 1605 x 2200 high; 60 minutes; double leaf; with glass vision panel | 1 | Nr |  |  | 0 | 0
FPE | 8 | OPENINGS | 081113 | HOLLOW METAL DOORS AND FRAMES | AR | Item | 248 | Flush steel doors; 43 mm thick; leaf construction type 3.constructed from steel section frame; galvanized steel sheet both skins, factory primed for painting; including fittings and fixings; complete; as specified and as Drg. A-611 | Flush steel doors; 43 mm thick; leaf construction type 3.constructed from steel section frame; galvanized steel sheet both skins, factory primed for painting; including fittings and fixings; complete; as specified and as Drg. A-611 | C | Leaf size S23; 1690 x 2200 high; 90 minutes; double leaf; with glass vision panel | 1 | Nr | 1619 | 1619 | 1619 | 1619
FPE | 8 | OPENINGS | 081113 | HOLLOW METAL DOORS AND FRAMES | AR | Other | 249 | Louvered steel doors; 43 mm thick; leaf construction type 5; galvanized; zinc coated and factory primed for painting; including fittings and fixings; complete; as specified and as Drg. A-611 | Louvered steel doors; 43 mm thick; leaf construction type 5; galvanized; zinc coated and factory primed for painting; including fittings and fixings; complete; as specified and as Drg. A-611 |  | Louvered steel doors; 43 mm thick; leaf construction type 5; galvanized; zinc coated and factory primed for painting; including fittings and fixings; complete; as specified and as Drg. A-611
FPE | 8 | OPENINGS | 081113 | HOLLOW METAL DOORS AND FRAMES | AR | Item | 250 | Flush steel doors; 43 mm thick; leaf construction type 3.constructed from steel section frame; galvanized steel sheet both skins, factory primed for painting; including fittings and fixings; complete; as specified and as Drg. A-611 | Flush steel doors; 43 mm thick; leaf construction type 3.constructed from steel section frame; galvanized steel sheet both skins, factory primed for painting; including fittings and fixings; complete; as specified and as Drg. A-611 | A | Leaf size S5; 1830 x 2000 high; double leaf | 2 | Nr | 988 | 1976 | 988 | 1976
FPE | 8 | OPENINGS | 081113 | HOLLOW METAL DOORS AND FRAMES | AR | Item | 251 | Louvered steel doors; 43 mm thick; leaf construction type 5; galvanized; zinc coated and factory primed for painting; including fittings and fixings; complete; as specified and as Drg. A-611 | Louvered steel doors; 43 mm thick; leaf construction type 5; galvanized; zinc coated and factory primed for painting; including fittings and fixings; complete; as specified and as Drg. A-611 | B | Leaf size S17; 1830 x 2000 high; double leaf | 1 | Nr |  |  | 0 | 0
FPE | 8 | OPENINGS | 081113 | HOLLOW METAL DOORS AND FRAMES | AR | Item | 252 | Flush steel doors; 43 mm thick; leaf construction type 3.constructed from steel section frame; galvanized steel sheet both skins, factory primed for painting; including fittings and fixings; complete; as specified and as Drg. A-611 | Flush steel doors; 43 mm thick; leaf construction type 3.constructed from steel section frame; galvanized steel sheet both skins, factory primed for painting; including fittings and fixings; complete; as specified and as Drg. A-611 | C | Leaf size S9; 1080 x 2000 high | 1 | Nr |  |  | 0 | 0
FPE | 8 | OPENINGS | 081113 | HOLLOW METAL DOORS AND FRAMES | AR | Other | 253 | Special doors; including ironmongery, accessories, painting, fittings and fixings; complete; as specified and as Drg. A-611 | Special doors; including ironmongery, accessories, painting, fittings and fixings; complete; as specified and as Drg. A-611 |  | Special doors; including ironmongery, accessories, painting, fittings and fixings; complete; as specified and as Drg. A-611
FPE | 8 | OPENINGS | 081113 | HOLLOW METAL DOORS AND FRAMES | AR | Item | 254 | Flush steel doors; 43 mm thick; leaf construction type 3.constructed from steel section frame; galvanized steel sheet both skins, factory primed for painting; including fittings and fixings; complete; as specified and as Drg. A-611 | Flush steel doors; 43 mm thick; leaf construction type 3.constructed from steel section frame; galvanized steel sheet both skins, factory primed for painting; including fittings and fixings; complete; as specified and as Drg. A-611 | D | Leaf size S14; 930 x 2200 high; with glass vision panel; room G31 | 1 | Nr |  |  | 0 | 0
FPE | 8 | OPENINGS | 081113 | HOLLOW METAL DOORS AND FRAMES | AR | Item | 255 | Special doors; including ironmongery, accessories, painting, fittings and fixings; complete; as specified and as Drg. A-611 | Special doors; including ironmongery, accessories, painting, fittings and fixings; complete; as specified and as Drg. A-611 | E | Leaf size S20; 800 x 2200 high; rooms G35, G37 | 2 | Nr |  |  | 0 | 0
FPE | 8 | OPENINGS | 081113 | HOLLOW METAL DOORS AND FRAMES | AR | Item | 256 | Flush steel doors; 43 mm thick; leaf construction type 3.constructed from steel section frame; galvanized steel sheet both skins, factory primed for painting; including fittings and fixings; complete; as specified and as Drg. A-611 | Flush steel doors; 43 mm thick; leaf construction type 3.constructed from steel section frame; galvanized steel sheet both skins, factory primed for painting; including fittings and fixings; complete; as specified and as Drg. A-611 | F | Leaf size S20; 800 x 2200 high; with glass vision panel; rooms G34, G38 | 2 | Nr |  |  | 0 | 0
FPE | 8 | OPENINGS | 081113 | HOLLOW METAL DOORS AND FRAMES | AR | Item | 257 | Special doors; including ironmongery, accessories, painting, fittings and fixings; complete; as specified and as Drg. A-611 | Special doors; including ironmongery, accessories, painting, fittings and fixings; complete; as specified and as Drg. A-611 | G | Leaf size S22; 900 x 2200 high; with glass vision panel; rooms G39 | 1 | Nr |  |  | 0 | 0
FPE | 8 | OPENINGS | 081113 | HOLLOW METAL DOORS AND FRAMES | AR | Other | 258 | Steel hollow door frames; zinc coated and factory primed for painting; including fixings and fillings solid with mortar; as specified and as Drg. A-611 | Steel hollow door frames; zinc coated and factory primed for painting; including fixings and fillings solid with mortar; as specified and as Drg. A-611 |  | Steel hollow door frames; zinc coated and factory primed for painting; including fixings and fillings solid with mortar; as specified and as Drg. A-611
FPE | 8 | OPENINGS | 081113 | HOLLOW METAL DOORS AND FRAMES | AR | Item | 259 | Special doors; including ironmongery, accessories, painting, fittings and fixings; complete; as specified and as Drg. A-611 | Special doors; including ironmongery, accessories, painting, fittings and fixings; complete; as specified and as Drg. A-611 | B | Type A | 300 | m | 30 | 9000 | 30 | 9000
FPE | 8 | OPENINGS | 081113 | HOLLOW METAL DOORS AND FRAMES | AR | Item | 260 | Steel hollow door frames; zinc coated and factory primed for painting; including fixings and fillings solid with mortar; as specified and as Drg. A-611 | Steel hollow door frames; zinc coated and factory primed for painting; including fixings and fillings solid with mortar; as specified and as Drg. A-611 | J | Type C | 7 | m |  |  | 0 | 0
FPE | 8 | OPENINGS | 081113 | HOLLOW METAL DOORS AND FRAMES | AR | Other | 261 | Steel hollow door frames; fire rated, zinc coated and factory primed for painting; including fixings and filling solid with mortar; as specified and as Drg. A-611 | Steel hollow door frames; fire rated, zinc coated and factory primed for painting; including fixings and filling solid with mortar; as specified and as Drg. A-611 |  | Steel hollow door frames; fire rated, zinc coated and factory primed for painting; including fixings and filling solid with mortar; as specified and as Drg. A-611
FPE | 8 | OPENINGS | 081113 | HOLLOW METAL DOORS AND FRAMES | AR | Item | 262 | Steel hollow door frames; zinc coated and factory primed for painting; including fixings and fillings solid with mortar; as specified and as Drg. A-611 | Steel hollow door frames; zinc coated and factory primed for painting; including fixings and fillings solid with mortar; as specified and as Drg. A-611 | A | Type A; 20 minutes | 65 | m |  |  | 0 | 0
FPE | 8 | OPENINGS | 081113 | HOLLOW METAL DOORS AND FRAMES | AR | Item | 263 | Steel hollow door frames; fire rated, zinc coated and factory primed for painting; including fixings and filling solid with mortar; as specified and as Drg. A-611 | Steel hollow door frames; fire rated, zinc coated and factory primed for painting; including fixings and filling solid with mortar; as specified and as Drg. A-611 | B | Type A; 45 minutes | 44 | m |  |  | 0 | 0
FPE | 8 | OPENINGS | 081113 | HOLLOW METAL DOORS AND FRAMES | AR | Item | 264 | Steel hollow door frames; zinc coated and factory primed for painting; including fixings and fillings solid with mortar; as specified and as Drg. A-611 | Steel hollow door frames; zinc coated and factory primed for painting; including fixings and fillings solid with mortar; as specified and as Drg. A-611 | C | Type A; 60 minutes | 109 | m |  |  | 0 | 0
FPE | 8 | OPENINGS | 081113 | HOLLOW METAL DOORS AND FRAMES | AR | Item | 265 | Steel hollow door frames; fire rated, zinc coated and factory primed for painting; including fixings and filling solid with mortar; as specified and as Drg. A-611 | Steel hollow door frames; fire rated, zinc coated and factory primed for painting; including fixings and filling solid with mortar; as specified and as Drg. A-611 | A | Type C; 90 minutes | 5 | m | 35 | 175 | 35 | 175
FPE | 8 | OPENINGS | 081416 | FLUSH WOOD DOORS | AR | Other | 266 | 081416 - FLUSH WOOD DOORS | 081416 - FLUSH WOOD DOORS |  | 081416 - FLUSH WOOD DOORS
FPE | 8 | OPENINGS | 081416 | FLUSH WOOD DOORS | AR | Other | 267 | Flush wood doors; semi-solid core, 43 thick, leaf construction type 1; comprising preservative treated softwood framing and noggins faced both sides with 6 mm plywood glued and pressed to framing and lipped on all edges with hardwood, veneered faced, finished to receive clear finish paint; including fittings and fixings; complete; as specified and as Drg. A-611 | Flush wood doors; semi-solid core, 43 thick, leaf construction type 1; comprising preservative treated softwood framing and noggins faced both sides with 6 mm plywood glued and pressed to framing and lipped on all edges with hardwood, veneered faced, finished to receive clear finish paint; including fittings and fixings; complete; as specified and as Drg. A-611 |  | Flush wood doors; semi-solid core, 43 thick, leaf construction type 1; comprising preservative treated softwood framing and noggins faced both sides with 6 mm plywood glued and pressed to framing and lipped on all edges with hardwood, veneered faced, finished to receive clear finish paint; including fittings and fixings; complete; as specified and as Drg. A-611
FPE | 8 | OPENINGS | 081416 | FLUSH WOOD DOORS | AR | Item | 268 | 081416 - FLUSH WOOD DOORS | 081416 - FLUSH WOOD DOORS | E | Leaf size W5; 1530 x 2200 high; double leaf; with glass vision panel | 4 | Nr |  |  | 0 | 0
FPE | 8 | OPENINGS | 081416 | FLUSH WOOD DOORS | AR | Other | 269 | Flush wood doors; semi-solid core, 43 thick, leaf construction type 1; comprising preservative treated softwood framing and noggins faced both sides with 6 mm plywood glued and pressed to framing and lipped on all edges with hardwood, faced with plastic laminated finish; including fittings and fixings; complete; as specified and as Drg. A-611 | Flush wood doors; semi-solid core, 43 thick, leaf construction type 1; comprising preservative treated softwood framing and noggins faced both sides with 6 mm plywood glued and pressed to framing and lipped on all edges with hardwood, faced with plastic laminated finish; including fittings and fixings; complete; as specified and as Drg. A-611 |  | Flush wood doors; semi-solid core, 43 thick, leaf construction type 1; comprising preservative treated softwood framing and noggins faced both sides with 6 mm plywood glued and pressed to framing and lipped on all edges with hardwood, faced with plastic laminated finish; including fittings and fixings; complete; as specified and as Drg. A-611
FPE | 8 | OPENINGS | 081416 | FLUSH WOOD DOORS | AR | Item | 270 | 081416 - FLUSH WOOD DOORS | 081416 - FLUSH WOOD DOORS | A | Leaf size W1; 730 x 2200 high | 3 | Nr | 701 | 2103 | 701 | 2103
FPE | 8 | OPENINGS | 081416 | FLUSH WOOD DOORS | AR | Item | 271 | Flush wood doors; semi-solid core, 43 thick, leaf construction type 1; comprising preservative treated softwood framing and noggins faced both sides with 6 mm plywood glued and pressed to framing and lipped on all edges with hardwood, faced with plastic laminated finish; including fittings and fixings; complete; as specified and as Drg. A-611 | Flush wood doors; semi-solid core, 43 thick, leaf construction type 1; comprising preservative treated softwood framing and noggins faced both sides with 6 mm plywood glued and pressed to framing and lipped on all edges with hardwood, faced with plastic laminated finish; including fittings and fixings; complete; as specified and as Drg. A-611 | B | Leaf size W11; 930 x 2200 high; with glass vision panel | 2 | Nr |  |  | 0 | 0
FPE | 8 | OPENINGS | 081416 | FLUSH WOOD DOORS | AR | Item | 272 | 081416 - FLUSH WOOD DOORS | 081416 - FLUSH WOOD DOORS | C | Leaf size W12; 1080 x 2200 high; with glass vision panel | 1 | Nr |  |  | 0 | 0
FPE | 8 | OPENINGS | 081416 | FLUSH WOOD DOORS | AR | Item | 273 | Flush wood doors; semi-solid core, 43 thick, leaf construction type 1; comprising preservative treated softwood framing and noggins faced both sides with 6 mm plywood glued and pressed to framing and lipped on all edges with hardwood, faced with plastic laminated finish; including fittings and fixings; complete; as specified and as Drg. A-611 | Flush wood doors; semi-solid core, 43 thick, leaf construction type 1; comprising preservative treated softwood framing and noggins faced both sides with 6 mm plywood glued and pressed to framing and lipped on all edges with hardwood, faced with plastic laminated finish; including fittings and fixings; complete; as specified and as Drg. A-611 | B | Leaf size W14; 900 x 2200 high; with glass vision panel | 1 | Nr | 845 | 845 | 845 | 845
FPE | 8 | OPENINGS | 081416 | FLUSH WOOD DOORS | AR | Item | 274 | 081416 - FLUSH WOOD DOORS | 081416 - FLUSH WOOD DOORS | E | Leaf size W2; 830 x 2200 high | 5 | Nr |  |  | 0 | 0
FPE | 8 | OPENINGS | 081416 | FLUSH WOOD DOORS | AR | Item | 275 | Flush wood doors; semi-solid core, 43 thick, leaf construction type 1; comprising preservative treated softwood framing and noggins faced both sides with 6 mm plywood glued and pressed to framing and lipped on all edges with hardwood, faced with plastic laminated finish; including fittings and fixings; complete; as specified and as Drg. A-611 | Flush wood doors; semi-solid core, 43 thick, leaf construction type 1; comprising preservative treated softwood framing and noggins faced both sides with 6 mm plywood glued and pressed to framing and lipped on all edges with hardwood, faced with plastic laminated finish; including fittings and fixings; complete; as specified and as Drg. A-611 | C | Leaf size W3; 930 x 2200 high | 9 | Nr | 811 | 7299 | 811 | 7299
FPE | 8 | OPENINGS | 081416 | FLUSH WOOD DOORS | AR | Item | 276 | 081416 - FLUSH WOOD DOORS | 081416 - FLUSH WOOD DOORS | D | Leaf size W4; 1080 x 2200 high | 6 | Nr | 894 | 5364 | 894 | 5364
FPE | 8 | OPENINGS | 081416 | FLUSH WOOD DOORS | AR | Item | 277 | Flush wood doors; semi-solid core, 43 thick, leaf construction type 1; comprising preservative treated softwood framing and noggins faced both sides with 6 mm plywood glued and pressed to framing and lipped on all edges with hardwood, faced with plastic laminated finish; including fittings and fixings; complete; as specified and as Drg. A-611 | Flush wood doors; semi-solid core, 43 thick, leaf construction type 1; comprising preservative treated softwood framing and noggins faced both sides with 6 mm plywood glued and pressed to framing and lipped on all edges with hardwood, faced with plastic laminated finish; including fittings and fixings; complete; as specified and as Drg. A-611 | H | Leaf size W6; 1830 x 2200 high; double leaf; | 1 | Nr |  |  | 0 | 0
FPE | 8 | OPENINGS | 081416 | FLUSH WOOD DOORS | AR | Item | 278 | 081416 - FLUSH WOOD DOORS | 081416 - FLUSH WOOD DOORS | E | Leaf size W9; 900 x 2200 high | 1 | Nr | 795 | 795 | 795 | 795
FPE | 8 | OPENINGS | 081416 | FLUSH WOOD DOORS | AR | Other | 279 | Flush wood doors; solid core, 43 thick, leaf construction type 2, fire rated, comprising hardwood framing and noggins; particle core faced both sides with 6 mm plywood lipped on all edges with hardwood, veneered faced, finished to receive clear finish paint; including intumescent strip, fittings and fixings; complete; as specified and as Drg. A-611 | Flush wood doors; solid core, 43 thick, leaf construction type 2, fire rated, comprising hardwood framing and noggins; particle core faced both sides with 6 mm plywood lipped on all edges with hardwood, veneered faced, finished to receive clear finish paint; including intumescent strip, fittings and fixings; complete; as specified and as Drg. A-611 |  | Flush wood doors; solid core, 43 thick, leaf construction type 2, fire rated, comprising hardwood framing and noggins; particle core faced both sides with 6 mm plywood lipped on all edges with hardwood, veneered faced, finished to receive clear finish paint; including intumescent strip, fittings and fixings; complete; as specified and as Drg. A-611
FPE | 8 | OPENINGS | 081416 | FLUSH WOOD DOORS | AR | Item | 280 | 081416 - FLUSH WOOD DOORS | 081416 - FLUSH WOOD DOORS | A | Leaf size W10; 1530 x 2200 high; 60 minutes; double leaf | 1 | Nr |  |  | 0 | 0
FPE | 8 | OPENINGS | 081416 | FLUSH WOOD DOORS | AR | Other | 281 | Flush wood doors; solid core, 43 thick, leaf construction type 2, fire rated, comprising hardwood framing and noggins; particle core faced both sides with 6 mm plywood lipped on all edges with hardwood, faced with plastic laminated finish; including intumescent strip, fittings and fixings; complete; as specified and as Drg. A-611 | Flush wood doors; solid core, 43 thick, leaf construction type 2, fire rated, comprising hardwood framing and noggins; particle core faced both sides with 6 mm plywood lipped on all edges with hardwood, faced with plastic laminated finish; including intumescent strip, fittings and fixings; complete; as specified and as Drg. A-611 |  | Flush wood doors; solid core, 43 thick, leaf construction type 2, fire rated, comprising hardwood framing and noggins; particle core faced both sides with 6 mm plywood lipped on all edges with hardwood, faced with plastic laminated finish; including intumescent strip, fittings and fixings; complete; as specified and as Drg. A-611
FPE | 8 | OPENINGS | 081416 | FLUSH WOOD DOORS | AR | Item | 282 | 081416 - FLUSH WOOD DOORS | 081416 - FLUSH WOOD DOORS | B | Leaf size W1; 730 x 2200 high; 45 minutes | 1 | Nr |  |  | 0 | 0
FPE | 8 | OPENINGS | 081416 | FLUSH WOOD DOORS | AR | Item | 283 | Flush wood doors; solid core, 43 thick, leaf construction type 2, fire rated, comprising hardwood framing and noggins; particle core faced both sides with 6 mm plywood lipped on all edges with hardwood, faced with plastic laminated finish; including intumescent strip, fittings and fixings; complete; as specified and as Drg. A-611 | Flush wood doors; solid core, 43 thick, leaf construction type 2, fire rated, comprising hardwood framing and noggins; particle core faced both sides with 6 mm plywood lipped on all edges with hardwood, faced with plastic laminated finish; including intumescent strip, fittings and fixings; complete; as specified and as Drg. A-611 | C | Leaf size W1; 730 x 2200 high; 60 minutes | 2 | Nr |  |  | 0 | 0
FPE | 8 | OPENINGS | 081416 | FLUSH WOOD DOORS | AR | Item | 284 | 081416 - FLUSH WOOD DOORS | 081416 - FLUSH WOOD DOORS | D | Leaf size W10; 1530 x 2200 high; 60 minutes; double leaf | 1 | Nr |  |  | 0 | 0
FPE | 8 | OPENINGS | 081416 | FLUSH WOOD DOORS | AR | Item | 285 | Flush wood doors; solid core, 43 thick, leaf construction type 2, fire rated, comprising hardwood framing and noggins; particle core faced both sides with 6 mm plywood lipped on all edges with hardwood, faced with plastic laminated finish; including intumescent strip, fittings and fixings; complete; as specified and as Drg. A-611 | Flush wood doors; solid core, 43 thick, leaf construction type 2, fire rated, comprising hardwood framing and noggins; particle core faced both sides with 6 mm plywood lipped on all edges with hardwood, faced with plastic laminated finish; including intumescent strip, fittings and fixings; complete; as specified and as Drg. A-611 | A | Leaf size W3; 930 x 2200 high; 60 minutes | 1 | Nr | 1066 | 1066 | 1066 | 1066
FPE | 8 | OPENINGS | 081416 | FLUSH WOOD DOORS | AR | Item | 286 | 081416 - FLUSH WOOD DOORS | 081416 - FLUSH WOOD DOORS | B | Leaf size W3; 930 x 2200 high; 20 minutes | 2 | Nr | 1066 | 2132 | 1066 | 2132
FPE | 8 | OPENINGS | 081416 | FLUSH WOOD DOORS | AR | Item | 287 | Flush wood doors; solid core, 43 thick, leaf construction type 2, fire rated, comprising hardwood framing and noggins; particle core faced both sides with 6 mm plywood lipped on all edges with hardwood, faced with plastic laminated finish; including intumescent strip, fittings and fixings; complete; as specified and as Drg. A-611 | Flush wood doors; solid core, 43 thick, leaf construction type 2, fire rated, comprising hardwood framing and noggins; particle core faced both sides with 6 mm plywood lipped on all edges with hardwood, faced with plastic laminated finish; including intumescent strip, fittings and fixings; complete; as specified and as Drg. A-611 | A | Leaf size W3; 930 x 2200 high; 45 minutes | 5 | Nr |  |  | 0 | 0
FPE | 8 | OPENINGS | 081416 | FLUSH WOOD DOORS | AR | Item | 288 | 081416 - FLUSH WOOD DOORS | 081416 - FLUSH WOOD DOORS | B | Leaf size W4; 1080 x 2200 high; 60 minutes | 2 | Nr |  |  | 0 | 0
FPE | 8 | OPENINGS | 081416 | FLUSH WOOD DOORS | AR | Item | 289 | Flush wood doors; solid core, 43 thick, leaf construction type 2, fire rated, comprising hardwood framing and noggins; particle core faced both sides with 6 mm plywood lipped on all edges with hardwood, faced with plastic laminated finish; including intumescent strip, fittings and fixings; complete; as specified and as Drg. A-611 | Flush wood doors; solid core, 43 thick, leaf construction type 2, fire rated, comprising hardwood framing and noggins; particle core faced both sides with 6 mm plywood lipped on all edges with hardwood, faced with plastic laminated finish; including intumescent strip, fittings and fixings; complete; as specified and as Drg. A-611 | A | Leaf size W4; 1080 x 2200 high; 20 minutes | 6 | Nr | 350 | 2100 | 350 | 2100
FPE | 8 | OPENINGS | 081416 | FLUSH WOOD DOORS | AR | Item | 290 | 081416 - FLUSH WOOD DOORS | 081416 - FLUSH WOOD DOORS | B | Leaf size W5; 1530 x 2200 high; 60 minutes; double leaf; with glass vision panel | 2 | Nr | 410 | 820 | 410 | 820
FPE | 8 | OPENINGS | 081416 | FLUSH WOOD DOORS | AR | Other | 291 | Wood door frames; hardwood, factory primed for painting; including soft wood sub frame, fittings and fixings; as specified and as Drg. A-611 | Wood door frames; hardwood, factory primed for painting; including soft wood sub frame, fittings and fixings; as specified and as Drg. A-611 |  | Wood door frames; hardwood, factory primed for painting; including soft wood sub frame, fittings and fixings; as specified and as Drg. A-611
FPE | 8 | OPENINGS | 081416 | FLUSH WOOD DOORS | AR | Item | 292 | 081416 - FLUSH WOOD DOORS | 081416 - FLUSH WOOD DOORS | C | Type B | 10 | m | 85 | 850 | 85 | 850
FPE | 8 | OPENINGS | 081416 | FLUSH WOOD DOORS | AR | Other | 293 | Wood door frames, fire rated, factory primed for painting; including sub frame, fittings and fixings; as specified and as Drg. A-611 | Wood door frames, fire rated, factory primed for painting; including sub frame, fittings and fixings; as specified and as Drg. A-611 |  | Wood door frames, fire rated, factory primed for painting; including sub frame, fittings and fixings; as specified and as Drg. A-611
FPE | 8 | OPENINGS | 081416 | FLUSH WOOD DOORS | AR | Item | 294 | 081416 - FLUSH WOOD DOORS | 081416 - FLUSH WOOD DOORS | F | Type B; 60 minutes | 6 | m |  |  | 0 | 0
FPE | 8 | OPENINGS | 081416 | FLUSH WOOD DOORS | AR | Other | 295 | Wood architrave; hardwood, factory primed for painting; including fittings and fixings; to | Wood architrave; hardwood, factory primed for painting; including fittings and fixings; to |  | Wood architrave; hardwood, factory primed for painting; including fittings and fixings; to
FPE | 8 | OPENINGS | 081416 | FLUSH WOOD DOORS | AR | Item | 296 | 081416 - FLUSH WOOD DOORS | 081416 - FLUSH WOOD DOORS | D | Architrave; to frame type B | 48 | m | 30 | 1440 | 30 | 1440
FPE | 8 | OPENINGS | 083113 | ACCESS DOORS AND FRAMES | AR | Other | 297 | 083113 - ACCESS DOORS AND FRAMES | 083113 - ACCESS DOORS AND FRAMES |  | 083113 - ACCESS DOORS AND FRAMES
FPE | 8 | OPENINGS | 083113 | ACCESS DOORS AND FRAMES | AR | Other | 298 | Water tank cover; comprising 1.5 thick galvanized steel sheet skins; 50 thick injected polyurethane core, steel angle frame set in concrete; including epoxy paint, hinges, ironmongery, fittings and fixings; complete; as specified and as Drg. A-502; detail 5 | Water tank cover; comprising 1.5 thick galvanized steel sheet skins; 50 thick injected polyurethane core, steel angle frame set in concrete; including epoxy paint, hinges, ironmongery, fittings and fixings; complete; as specified and as Drg. A-502; detail 5 |  | Water tank cover; comprising 1.5 thick galvanized steel sheet skins; 50 thick injected polyurethane core, steel angle frame set in concrete; including epoxy paint, hinges, ironmongery, fittings and fixings; complete; as specified and as Drg. A-502; detail 5
FPE | 8 | OPENINGS | 083113 | ACCESS DOORS AND FRAMES | AR | Item | 299 | 083113 - ACCESS DOORS AND FRAMES | 083113 - ACCESS DOORS AND FRAMES | A | Size 600 x 600 | 2 | Nr | 200 | 400 | 200 | 400
FPE | 8 | OPENINGS | 083113 | ACCESS DOORS AND FRAMES | AR | Other | 300 | Shaft access panels; comprising 100 x 50 preservative treated softwood frame, 12 thick blockboard, with hardwood edging, 6 thick plywood facing on both sides, finished to receive paint; including hinges, architrave, paint, ironmongery, fittings and fixings; complete; as specified and as Drg. A-501; detail 7 | Shaft access panels; comprising 100 x 50 preservative treated softwood frame, 12 thick blockboard, with hardwood edging, 6 thick plywood facing on both sides, finished to receive paint; including hinges, architrave, paint, ironmongery, fittings and fixings; complete; as specified and as Drg. A-501; detail 7 |  | Shaft access panels; comprising 100 x 50 preservative treated softwood frame, 12 thick blockboard, with hardwood edging, 6 thick plywood facing on both sides, finished to receive paint; including hinges, architrave, paint, ironmongery, fittings and fixings; complete; as specified and as Drg. A-501; detail 7
FPE | 8 | OPENINGS | 083113 | ACCESS DOORS AND FRAMES | AR | Item | 301 | 083113 - ACCESS DOORS AND FRAMES | 083113 - ACCESS DOORS AND FRAMES | B | Size 1500 x 1200 high | 1 | Nr | 350 | 350 | 350 | 350
FPE | 8 | OPENINGS | 083113 | ACCESS DOORS AND FRAMES | AR | Other | 302 | Electrical closets door; comprising 40 x 20 x 3 thick galvanized steel channel frame; 3 thick fixed steel louvers, polyurethane foam filling, with associated steel frame and hardware, factory primed for painting; including paint, ironmongery, all necessary fixings and fittings; complete; as specified and as Drg. A-501; detail 6 | Electrical closets door; comprising 40 x 20 x 3 thick galvanized steel channel frame; 3 thick fixed steel louvers, polyurethane foam filling, with associated steel frame and hardware, factory primed for painting; including paint, ironmongery, all necessary fixings and fittings; complete; as specified and as Drg. A-501; detail 6 |  | Electrical closets door; comprising 40 x 20 x 3 thick galvanized steel channel frame; 3 thick fixed steel louvers, polyurethane foam filling, with associated steel frame and hardware, factory primed for painting; including paint, ironmongery, all necessary fixings and fittings; complete; as specified and as Drg. A-501; detail 6
FPE | 8 | OPENINGS | 083113 | ACCESS DOORS AND FRAMES | AR | Item | 303 | 083113 - ACCESS DOORS AND FRAMES | 083113 - ACCESS DOORS AND FRAMES | C | Closet; size 1000 x 1950 high | 2 | Nr |  |  | 0 | 0
FPE | 8 | OPENINGS | 083113 | ACCESS DOORS AND FRAMES | AR | Item | 304 | Electrical closets door; comprising 40 x 20 x 3 thick galvanized steel channel frame; 3 thick fixed steel louvers, polyurethane foam filling, with associated steel frame and hardware, factory primed for painting; including paint, ironmongery, all necessary fixings and fittings; complete; as specified and as Drg. A-501; detail 6 | Electrical closets door; comprising 40 x 20 x 3 thick galvanized steel channel frame; 3 thick fixed steel louvers, polyurethane foam filling, with associated steel frame and hardware, factory primed for painting; including paint, ironmongery, all necessary fixings and fittings; complete; as specified and as Drg. A-501; detail 6 | C | Closet; size 1400 x 1950 high | 1 | Nr | 1400 | 1400 | 1400 | 1400
FPE | 8 | OPENINGS | 083213 | SLIDING ALUMINIUM-FRAMED GLASS DOORS | AR | Other | 305 | 083213 - SLIDING ALUMINIUM-FRAMED GLASS DOORS | 083213 - SLIDING ALUMINIUM-FRAMED GLASS DOORS |  | 083213 - SLIDING ALUMINIUM-FRAMED GLASS DOORS
FPE | 8 | OPENINGS | 083213 | SLIDING ALUMINIUM-FRAMED GLASS DOORS | AR | Other | 306 | Sliding aluminum glass doors and screens; high performance organic PVDF coating finish; including sub frames, bedding, pointing, glazing gaskets and beads, suspension system, rails, fittings, fixings and ironmongery; glazing; as Drg. A-600 | Sliding aluminum glass doors and screens; high performance organic PVDF coating finish; including sub frames, bedding, pointing, glazing gaskets and beads, suspension system, rails, fittings, fixings and ironmongery; glazing; as Drg. A-600 |  | Sliding aluminum glass doors and screens; high performance organic PVDF coating finish; including sub frames, bedding, pointing, glazing gaskets and beads, suspension system, rails, fittings, fixings and ironmongery; glazing; as Drg. A-600
FPE | 8 | OPENINGS | 083213 | SLIDING ALUMINIUM-FRAMED GLASS DOORS | AR | Item | 307 | 083213 - SLIDING ALUMINIUM-FRAMED GLASS DOORS | 083213 - SLIDING ALUMINIUM-FRAMED GLASS DOORS | A | Type 07; 2000 x 2300 high | 6 | Nr | 1012 | 6072 | 1012 | 6072
FPE | 8 | OPENINGS | 083213 | SLIDING ALUMINIUM-FRAMED GLASS DOORS | AR | Item | 308 | Sliding aluminum glass doors and screens; high performance organic PVDF coating finish; including sub frames, bedding, pointing, glazing gaskets and beads, suspension system, rails, fittings, fixings and ironmongery; glazing; as Drg. A-600 | Sliding aluminum glass doors and screens; high performance organic PVDF coating finish; including sub frames, bedding, pointing, glazing gaskets and beads, suspension system, rails, fittings, fixings and ironmongery; glazing; as Drg. A-600 | B | Type 11; 2800 x 2200 high | 1 | Nr | 1355 | 1355 | 1355 | 1355
FPE | 8 | OPENINGS | 083213 | SLIDING ALUMINIUM-FRAMED GLASS DOORS | AR | Item | 309 | 083213 - SLIDING ALUMINIUM-FRAMED GLASS DOORS | 083213 - SLIDING ALUMINIUM-FRAMED GLASS DOORS | C | Type 27; 3550 x 2300 high | 1 | Nr | 1796 | 1796 | 1796 | 1796
FPE | 8 | OPENINGS | 084113 | ALUMINUM FRAMED ENTRANCES AND STOREFRONTS | AR | Other | 310 | 084113 - ALUMINUM FRAMED ENTRANCES AND STOREFRONTS | 084113 - ALUMINUM FRAMED ENTRANCES AND STOREFRONTS |  | 084113 - ALUMINUM FRAMED ENTRANCES AND STOREFRONTS
FPE | 8 | OPENINGS | 084113 | ALUMINUM FRAMED ENTRANCES AND STOREFRONTS | AR | Other | 311 | Aluminum alloy glazed doors and screens; high performance organic PVDF coating finish; including timber sub frames, bedding, pointing, glazing gaskets and beads, fittings, fixings and ironmongery, glazing; as Drg. A-600 | Aluminum alloy glazed doors and screens; high performance organic PVDF coating finish; including timber sub frames, bedding, pointing, glazing gaskets and beads, fittings, fixings and ironmongery, glazing; as Drg. A-600 |  | Aluminum alloy glazed doors and screens; high performance organic PVDF coating finish; including timber sub frames, bedding, pointing, glazing gaskets and beads, fittings, fixings and ironmongery, glazing; as Drg. A-600
FPE | 8 | OPENINGS | 084113 | ALUMINUM FRAMED ENTRANCES AND STOREFRONTS | AR | Item | 312 | 084113 - ALUMINUM FRAMED ENTRANCES AND STOREFRONTS | 084113 - ALUMINUM FRAMED ENTRANCES AND STOREFRONTS | D | Type 02; overall size 1800 x 2300 high | 1 | Nr |  |  | 0 | 0
FPE | 8 | OPENINGS | 084113 | ALUMINUM FRAMED ENTRANCES AND STOREFRONTS | AR | Item | 313 | Aluminum alloy glazed doors and screens; high performance organic PVDF coating finish; including timber sub frames, bedding, pointing, glazing gaskets and beads, fittings, fixings and ironmongery, glazing; as Drg. A-600 | Aluminum alloy glazed doors and screens; high performance organic PVDF coating finish; including timber sub frames, bedding, pointing, glazing gaskets and beads, fittings, fixings and ironmongery, glazing; as Drg. A-600 | E | Type 20; overall size 8250 x 2900 high | 1 | Nr |  |  | 0 | 0
FPE | 8 | OPENINGS | 084113 | ALUMINUM FRAMED ENTRANCES AND STOREFRONTS | AR | Item | 314 | 084113 - ALUMINUM FRAMED ENTRANCES AND STOREFRONTS | 084113 - ALUMINUM FRAMED ENTRANCES AND STOREFRONTS | F | Type 21; overall size 4660 x 2400 high | 1 | Nr |  |  | 0 | 0
FPE | 8 | OPENINGS | 084113 | ALUMINUM FRAMED ENTRANCES AND STOREFRONTS | AR | Item | 315 | Aluminum alloy glazed doors and screens; high performance organic PVDF coating finish; including timber sub frames, bedding, pointing, glazing gaskets and beads, fittings, fixings and ironmongery, glazing; as Drg. A-600 | Aluminum alloy glazed doors and screens; high performance organic PVDF coating finish; including timber sub frames, bedding, pointing, glazing gaskets and beads, fittings, fixings and ironmongery, glazing; as Drg. A-600 | G | Type 24; overall size 2100 x 3900 high | 1 | Nr |  |  | 0 | 0
FPE | 8 | OPENINGS | 085113 | ALUMINUM WINDOWS | AR | Other | 316 | 085113 - ALUMINUM WINDOWS | 085113 - ALUMINUM WINDOWS |  | 085113 - ALUMINUM WINDOWS
FPE | 8 | OPENINGS | 085113 | ALUMINUM WINDOWS | AR | Other | 317 | Window and screens; aluminum alloy; high performance organic PVDF coating finish; including sub frame, fixings, bedding, pointing, glazing gaskets and beads, ironmongery, glazing; complete; as specified and as Drg. A-600 | Window and screens; aluminum alloy; high performance organic PVDF coating finish; including sub frame, fixings, bedding, pointing, glazing gaskets and beads, ironmongery, glazing; complete; as specified and as Drg. A-600 |  | Window and screens; aluminum alloy; high performance organic PVDF coating finish; including sub frame, fixings, bedding, pointing, glazing gaskets and beads, ironmongery, glazing; complete; as specified and as Drg. A-600
FPE | 8 | OPENINGS | 085113 | ALUMINUM WINDOWS | AR | Item | 318 | 085113 - ALUMINUM WINDOWS | 085113 - ALUMINUM WINDOWS | A | Type 01; 1100 x 1500 high | 2 | Nr | 297 | 594 | 297 | 594
FPE | 8 | OPENINGS | 085113 | ALUMINUM WINDOWS | AR | Item | 319 | Window and screens; aluminum alloy; high performance organic PVDF coating finish; including sub frame, fixings, bedding, pointing, glazing gaskets and beads, ironmongery, glazing; complete; as specified and as Drg. A-600 | Window and screens; aluminum alloy; high performance organic PVDF coating finish; including sub frame, fixings, bedding, pointing, glazing gaskets and beads, ironmongery, glazing; complete; as specified and as Drg. A-600 | B | Type 03; 1600 x 1500 high | 3 | Nr |  |  | 0 | 0
FPE | 8 | OPENINGS | 085113 | ALUMINUM WINDOWS | AR | Item | 320 | 085113 - ALUMINUM WINDOWS | 085113 - ALUMINUM WINDOWS | C | Type 06; 1800 x 1300 high | 2 | Nr |  |  | 0 | 0
FPE | 8 | OPENINGS | 085113 | ALUMINUM WINDOWS | AR | Item | 321 | Window and screens; aluminum alloy; high performance organic PVDF coating finish; including sub frame, fixings, bedding, pointing, glazing gaskets and beads, ironmongery, glazing; complete; as specified and as Drg. A-600 | Window and screens; aluminum alloy; high performance organic PVDF coating finish; including sub frame, fixings, bedding, pointing, glazing gaskets and beads, ironmongery, glazing; complete; as specified and as Drg. A-600 | D | Type 08; 1900 x 1800 high | 1 | Nr |  |  | 0 | 0
FPE | 8 | OPENINGS | 085113 | ALUMINUM WINDOWS | AR | Item | 322 | 085113 - ALUMINUM WINDOWS | 085113 - ALUMINUM WINDOWS | B | Type 09; 1800 x 1300 high | 2 | Nr | 421 | 842 | 421 | 842
FPE | 8 | OPENINGS | 085113 | ALUMINUM WINDOWS | AR | Item | 323 | Window and screens; aluminum alloy; high performance organic PVDF coating finish; including sub frame, fixings, bedding, pointing, glazing gaskets and beads, ironmongery, glazing; complete; as specified and as Drg. A-600 | Window and screens; aluminum alloy; high performance organic PVDF coating finish; including sub frame, fixings, bedding, pointing, glazing gaskets and beads, ironmongery, glazing; complete; as specified and as Drg. A-600 | F | Type 10; 900 x 1300 high | 2 | Nr |  |  | 0 | 0
FPE | 8 | OPENINGS | 085113 | ALUMINUM WINDOWS | AR | Item | 324 | 085113 - ALUMINUM WINDOWS | 085113 - ALUMINUM WINDOWS | G | Type 12; 1075 x 2900 high | 2 | Nr |  |  | 0 | 0
FPE | 8 | OPENINGS | 085113 | ALUMINUM WINDOWS | AR | Item | 325 | Window and screens; aluminum alloy; high performance organic PVDF coating finish; including sub frame, fixings, bedding, pointing, glazing gaskets and beads, ironmongery, glazing; complete; as specified and as Drg. A-600 | Window and screens; aluminum alloy; high performance organic PVDF coating finish; including sub frame, fixings, bedding, pointing, glazing gaskets and beads, ironmongery, glazing; complete; as specified and as Drg. A-600 | H | Type 13; 750 x 500 high | 6 | Nr |  |  | 0 | 0
FPE | 8 | OPENINGS | 085113 | ALUMINUM WINDOWS | AR | Item | 326 | 085113 - ALUMINUM WINDOWS | 085113 - ALUMINUM WINDOWS | J | Type 14; 2100 x 2900 high | 2 | Nr |  |  | 0 | 0
FPE | 8 | OPENINGS | 085113 | ALUMINUM WINDOWS | AR | Item | 327 | Window and screens; aluminum alloy; high performance organic PVDF coating finish; including sub frame, fixings, bedding, pointing, glazing gaskets and beads, ironmongery, glazing; complete; as specified and as Drg. A-600 | Window and screens; aluminum alloy; high performance organic PVDF coating finish; including sub frame, fixings, bedding, pointing, glazing gaskets and beads, ironmongery, glazing; complete; as specified and as Drg. A-600 | K | Type 15; 2200 x 1100 high | 1 | Nr |  |  | 0 | 0
FPE | 8 | OPENINGS | 085113 | ALUMINUM WINDOWS | AR | Item | 328 | 085113 - ALUMINUM WINDOWS | 085113 - ALUMINUM WINDOWS | L | Type 16; 1400 x 1500 high | 4 | Nr |  |  | 0 | 0
FPE | 8 | OPENINGS | 085113 | ALUMINUM WINDOWS | AR | Item | 329 | Window and screens; aluminum alloy; high performance organic PVDF coating finish; including sub frame, fixings, bedding, pointing, glazing gaskets and beads, ironmongery, glazing; complete; as specified and as Drg. A-600 | Window and screens; aluminum alloy; high performance organic PVDF coating finish; including sub frame, fixings, bedding, pointing, glazing gaskets and beads, ironmongery, glazing; complete; as specified and as Drg. A-600 | M | Type 17; 1450 x 1100 high | 2 | Nr |  |  | 0 | 0
FPE | 8 | OPENINGS | 085113 | ALUMINUM WINDOWS | AR | Item | 330 | 085113 - ALUMINUM WINDOWS | 085113 - ALUMINUM WINDOWS | C | Type 18; 1600 x 550 high | 3 | Nr | 158 | 474 | 158 | 474
FPE | 8 | OPENINGS | 085113 | ALUMINUM WINDOWS | AR | Item | 331 | Window and screens; aluminum alloy; high performance organic PVDF coating finish; including sub frame, fixings, bedding, pointing, glazing gaskets and beads, ironmongery, glazing; complete; as specified and as Drg. A-600 | Window and screens; aluminum alloy; high performance organic PVDF coating finish; including sub frame, fixings, bedding, pointing, glazing gaskets and beads, ironmongery, glazing; complete; as specified and as Drg. A-600 | P | Type 22; 4275 x 2300 high | 1 | Nr |  |  | 0 | 0
FPE | 8 | OPENINGS | 085113 | ALUMINUM WINDOWS | AR | Item | 332 | 085113 - ALUMINUM WINDOWS | 085113 - ALUMINUM WINDOWS | D | Type 23; 1800 x 1000 high | 1 | Nr | 324 | 324 | 324 | 324
FPE | 8 | OPENINGS | 085113 | ALUMINUM WINDOWS | AR | Item | 333 | Window and screens; aluminum alloy; high performance organic PVDF coating finish; including sub frame, fixings, bedding, pointing, glazing gaskets and beads, ironmongery, glazing; complete; as specified and as Drg. A-600 | Window and screens; aluminum alloy; high performance organic PVDF coating finish; including sub frame, fixings, bedding, pointing, glazing gaskets and beads, ironmongery, glazing; complete; as specified and as Drg. A-600 | A | Type 26; 2750 x 1100 high | 2 | Nr |  |  | 0 | 0
FPE | 8 | OPENINGS | 085113 | ALUMINUM WINDOWS | AR | Item | 334 | 085113 - ALUMINUM WINDOWS | 085113 - ALUMINUM WINDOWS | A | Type 27; 3550 x 2500 high | 1 | Nr | 1597 | 1597 | 1597 | 1597
FPE | 8 | OPENINGS | 085113 | ALUMINUM WINDOWS | AR | Item | 335 | Window and screens; aluminum alloy; high performance organic PVDF coating finish; including sub frame, fixings, bedding, pointing, glazing gaskets and beads, ironmongery, glazing; complete; as specified and as Drg. A-600 | Window and screens; aluminum alloy; high performance organic PVDF coating finish; including sub frame, fixings, bedding, pointing, glazing gaskets and beads, ironmongery, glazing; complete; as specified and as Drg. A-600 | C | Type 28; 2400 x 2300 high | 2 | Nr |  |  | 0 | 0
FPE | 8 | OPENINGS | 087111 | DOOR HARDWARE (SCHEDULED BY DESCRIBING PRODUCTS) | AR | Other | 336 | 087111 - DOOR HARDWARE (SCHEDULED BY DESCRIBING PRODUCTS) | 087111 - DOOR HARDWARE (SCHEDULED BY DESCRIBING PRODUCTS) |  | 087111 - DOOR HARDWARE (SCHEDULED BY DESCRIBING PRODUCTS)
FPE | 8 | OPENINGS | 087111 | DOOR HARDWARE (SCHEDULED BY DESCRIBING PRODUCTS) | AR | Other | 337 | Door hardware sets; including all ironmongery and accessories as per hardware sets scheduled by describing products; as specified and as Drg. A-611 | For non fire rated doors |  | Door hardware sets; including all ironmongery and accessories as per hardware sets scheduled by describing products; as specified and as Drg. A-611
FPE | 8 | OPENINGS | 087111 | DOOR HARDWARE (SCHEDULED BY DESCRIBING PRODUCTS) | AR | Other | 338 | Door hardware sets; including all ironmongery and accessories as per hardware sets scheduled by describing products; as specified and as Drg. A-611 | For non fire rated doors |  | For non fire rated doors
FPE | 8 | OPENINGS | 087111 | DOOR HARDWARE (SCHEDULED BY DESCRIBING PRODUCTS) | AR | Item | 339 | Door hardware sets; including all ironmongery and accessories as per hardware sets scheduled by describing products; as specified and as Drg. A-611 | For non fire rated doors | B | Type HW1 | 7 | Nr | included | included | included | included
FPE | 8 | OPENINGS | 087111 | DOOR HARDWARE (SCHEDULED BY DESCRIBING PRODUCTS) | AR | Item | 340 | Door hardware sets; including all ironmongery and accessories as per hardware sets scheduled by describing products; as specified and as Drg. A-611 | For non fire rated doors | E | Type HW10 | 1 | Nr | included | included | included | included
FPE | 8 | OPENINGS | 087111 | DOOR HARDWARE (SCHEDULED BY DESCRIBING PRODUCTS) | AR | Item | 341 | Door hardware sets; including all ironmongery and accessories as per hardware sets scheduled by describing products; as specified and as Drg. A-611 | For non fire rated doors | F | Type HW10a | 1 | Nr | included | included | included | included
FPE | 8 | OPENINGS | 087111 | DOOR HARDWARE (SCHEDULED BY DESCRIBING PRODUCTS) | AR | Item | 342 | Door hardware sets; including all ironmongery and accessories as per hardware sets scheduled by describing products; as specified and as Drg. A-611 | For non fire rated doors | G | Type HW11 | 4 | Nr | included | included | included | included
FPE | 8 | OPENINGS | 087111 | DOOR HARDWARE (SCHEDULED BY DESCRIBING PRODUCTS) | AR | Item | 343 | Door hardware sets; including all ironmongery and accessories as per hardware sets scheduled by describing products; as specified and as Drg. A-611 | For non fire rated doors | C | Type HW12 | 3 | Nr | included | included | included | included
FPE | 8 | OPENINGS | 087111 | DOOR HARDWARE (SCHEDULED BY DESCRIBING PRODUCTS) | AR | Item | 344 | Door hardware sets; including all ironmongery and accessories as per hardware sets scheduled by describing products; as specified and as Drg. A-611 | For non fire rated doors | J | Type HW14 | 1 | Nr | included | included | included | included
FPE | 8 | OPENINGS | 087111 | DOOR HARDWARE (SCHEDULED BY DESCRIBING PRODUCTS) | AR | Item | 345 | Door hardware sets; including all ironmongery and accessories as per hardware sets scheduled by describing products; as specified and as Drg. A-611 | For non fire rated doors | K | Type HW15 | 1 | Nr | included | included | included | included
FPE | 8 | OPENINGS | 087111 | DOOR HARDWARE (SCHEDULED BY DESCRIBING PRODUCTS) | AR | Item | 346 | Door hardware sets; including all ironmongery and accessories as per hardware sets scheduled by describing products; as specified and as Drg. A-611 | For non fire rated doors | D | Type HW15b | 1 | Nr | included | included | included | included
FPE | 8 | OPENINGS | 087111 | DOOR HARDWARE (SCHEDULED BY DESCRIBING PRODUCTS) | AR | Item | 347 | Door hardware sets; including all ironmongery and accessories as per hardware sets scheduled by describing products; as specified and as Drg. A-611 | For non fire rated doors | E | Type HW16 | 2 | Nr | included | included | included | included
FPE | 8 | OPENINGS | 087111 | DOOR HARDWARE (SCHEDULED BY DESCRIBING PRODUCTS) | AR | Item | 348 | Door hardware sets; including all ironmongery and accessories as per hardware sets scheduled by describing products; as specified and as Drg. A-611 | For non fire rated doors | N | Type HW18 | 1 | Nr | included | included | included | included
FPE | 8 | OPENINGS | 087111 | DOOR HARDWARE (SCHEDULED BY DESCRIBING PRODUCTS) | AR | Item | 349 | Door hardware sets; including all ironmongery and accessories as per hardware sets scheduled by describing products; as specified and as Drg. A-611 | For non fire rated doors | P | Type HW19 | 1 | Nr | included | included | included | included
FPE | 8 | OPENINGS | 087111 | DOOR HARDWARE (SCHEDULED BY DESCRIBING PRODUCTS) | AR | Item | 350 | Door hardware sets; including all ironmongery and accessories as per hardware sets scheduled by describing products; as specified and as Drg. A-611 | For non fire rated doors | A | Type HW19b | 1 | Nr | included | included | included | included
FPE | 8 | OPENINGS | 087111 | DOOR HARDWARE (SCHEDULED BY DESCRIBING PRODUCTS) | AR | Item | 351 | Door hardware sets; including all ironmongery and accessories as per hardware sets scheduled by describing products; as specified and as Drg. A-611 | For non fire rated doors | A | Type HW20 | 4 | Nr | included | included | included | included
FPE | 8 | OPENINGS | 087111 | DOOR HARDWARE (SCHEDULED BY DESCRIBING PRODUCTS) | AR | Item | 352 | Door hardware sets; including all ironmongery and accessories as per hardware sets scheduled by describing products; as specified and as Drg. A-611 | For non fire rated doors | B | Type HW21 | 1 | Nr | included | included | included | included
FPE | 8 | OPENINGS | 087111 | DOOR HARDWARE (SCHEDULED BY DESCRIBING PRODUCTS) | AR | Item | 353 | Door hardware sets; including all ironmongery and accessories as per hardware sets scheduled by describing products; as specified and as Drg. A-611 | For non fire rated doors | C | Type HW26 | 1 | Nr | included | included | included | included
FPE | 8 | OPENINGS | 087111 | DOOR HARDWARE (SCHEDULED BY DESCRIBING PRODUCTS) | AR | Item | 354 | Door hardware sets; including all ironmongery and accessories as per hardware sets scheduled by describing products; as specified and as Drg. A-611 | For non fire rated doors | D | Type HW27 | 1 | Nr | included | included | included | included
FPE | 8 | OPENINGS | 087111 | DOOR HARDWARE (SCHEDULED BY DESCRIBING PRODUCTS) | AR | Item | 355 | Door hardware sets; including all ironmongery and accessories as per hardware sets scheduled by describing products; as specified and as Drg. A-611 | For non fire rated doors | F | Type HW3 | 1 | Nr | included | included | included | included
FPE | 8 | OPENINGS | 087111 | DOOR HARDWARE (SCHEDULED BY DESCRIBING PRODUCTS) | AR | Item | 356 | Door hardware sets; including all ironmongery and accessories as per hardware sets scheduled by describing products; as specified and as Drg. A-611 | For non fire rated doors | E | Type HW4 | 1 | Nr | included | included | included | included
FPE | 8 | OPENINGS | 087111 | DOOR HARDWARE (SCHEDULED BY DESCRIBING PRODUCTS) | AR | Item | 357 | Door hardware sets; including all ironmongery and accessories as per hardware sets scheduled by describing products; as specified and as Drg. A-611 | For non fire rated doors | H | Type HW4a | 1 | Nr | included | included | included | included
FPE | 8 | OPENINGS | 087111 | DOOR HARDWARE (SCHEDULED BY DESCRIBING PRODUCTS) | AR | Item | 358 | Door hardware sets; including all ironmongery and accessories as per hardware sets scheduled by describing products; as specified and as Drg. A-611 | For non fire rated doors | F | Type HW5 | 1 | Nr | included | included | included | included
FPE | 8 | OPENINGS | 087111 | DOOR HARDWARE (SCHEDULED BY DESCRIBING PRODUCTS) | AR | Item | 359 | Door hardware sets; including all ironmongery and accessories as per hardware sets scheduled by describing products; as specified and as Drg. A-611 | For non fire rated doors | G | Type HW6 | 2 | Nr | included | included | included | included
FPE | 8 | OPENINGS | 087111 | DOOR HARDWARE (SCHEDULED BY DESCRIBING PRODUCTS) | AR | Item | 360 | Door hardware sets; including all ironmongery and accessories as per hardware sets scheduled by describing products; as specified and as Drg. A-611 | For non fire rated doors | H | Type HW7 | 7 | Nr | included | included | included | included
FPE | 8 | OPENINGS | 087111 | DOOR HARDWARE (SCHEDULED BY DESCRIBING PRODUCTS) | AR | Item | 361 | Door hardware sets; including all ironmongery and accessories as per hardware sets scheduled by describing products; as specified and as Drg. A-611 | For non fire rated doors | M | Type HW8 | 3 | Nr | included | included | included | included
FPE | 8 | OPENINGS | 087111 | DOOR HARDWARE (SCHEDULED BY DESCRIBING PRODUCTS) | AR | Other | 362 | Door hardware sets; including all ironmongery and accessories as per hardware sets scheduled by describing products; as specified and as Drg. A-611 | For fire rated doors |  | For fire rated doors
FPE | 8 | OPENINGS | 087111 | DOOR HARDWARE (SCHEDULED BY DESCRIBING PRODUCTS) | AR | Item | 363 | Door hardware sets; including all ironmongery and accessories as per hardware sets scheduled by describing products; as specified and as Drg. A-611 | For non fire rated doors | J | Type HW1 /F; 60 minutes | 1 | Nr | included | included | included | included
FPE | 8 | OPENINGS | 087111 | DOOR HARDWARE (SCHEDULED BY DESCRIBING PRODUCTS) | AR | Item | 364 | Door hardware sets; including all ironmongery and accessories as per hardware sets scheduled by describing products; as specified and as Drg. A-611 | For fire rated doors | K | Type HW10 /F; 60 minutes | 1 | Nr | included | included | included | included
FPE | 8 | OPENINGS | 087111 | DOOR HARDWARE (SCHEDULED BY DESCRIBING PRODUCTS) | AR | Item | 365 | Door hardware sets; including all ironmongery and accessories as per hardware sets scheduled by describing products; as specified and as Drg. A-611 | For non fire rated doors | Q | Type HW11 /F; 45 minutes | 1 | Nr | included | included | included | included
FPE | 8 | OPENINGS | 087111 | DOOR HARDWARE (SCHEDULED BY DESCRIBING PRODUCTS) | AR | Item | 366 | Door hardware sets; including all ironmongery and accessories as per hardware sets scheduled by describing products; as specified and as Drg. A-611 | For fire rated doors | L | Type HW11 /F; 60 minutes | 1 | Nr | included | included | included | included
FPE | 8 | OPENINGS | 087111 | DOOR HARDWARE (SCHEDULED BY DESCRIBING PRODUCTS) | AR | Item | 367 | Door hardware sets; including all ironmongery and accessories as per hardware sets scheduled by describing products; as specified and as Drg. A-611 | For non fire rated doors | M | Type HW13 /F; 20 minutes | 6 | Nr | included | included | included | included
FPE | 8 | OPENINGS | 087111 | DOOR HARDWARE (SCHEDULED BY DESCRIBING PRODUCTS) | AR | Item | 368 | Door hardware sets; including all ironmongery and accessories as per hardware sets scheduled by describing products; as specified and as Drg. A-611 | For fire rated doors | T | Type HW14 /F; 45 minutes | 2 | Nr | included | included | included | included
FPE | 8 | OPENINGS | 087111 | DOOR HARDWARE (SCHEDULED BY DESCRIBING PRODUCTS) | AR | Item | 369 | Door hardware sets; including all ironmongery and accessories as per hardware sets scheduled by describing products; as specified and as Drg. A-611 | For non fire rated doors | U | Type HW14 /F; 60 minutes | 1 | Nr | included | included | included | included
FPE | 8 | OPENINGS | 087111 | DOOR HARDWARE (SCHEDULED BY DESCRIBING PRODUCTS) | AR | Item | 370 | Door hardware sets; including all ironmongery and accessories as per hardware sets scheduled by describing products; as specified and as Drg. A-611 | For fire rated doors | A | Type HW17 /F; 60 minutes | 1 | Nr | included | included | included | included
FPE | 8 | OPENINGS | 087111 | DOOR HARDWARE (SCHEDULED BY DESCRIBING PRODUCTS) | AR | Item | 371 | Door hardware sets; including all ironmongery and accessories as per hardware sets scheduled by describing products; as specified and as Drg. A-611 | For non fire rated doors | B | Type HW18 /F; 60 minutes | 1 | Nr | included | included | included | included
FPE | 8 | OPENINGS | 087111 | DOOR HARDWARE (SCHEDULED BY DESCRIBING PRODUCTS) | AR | Item | 372 | Door hardware sets; including all ironmongery and accessories as per hardware sets scheduled by describing products; as specified and as Drg. A-611 | For fire rated doors | C | Type HW19a /F; 60 minutes | 1 | Nr | included | included | included | included
FPE | 8 | OPENINGS | 087111 | DOOR HARDWARE (SCHEDULED BY DESCRIBING PRODUCTS) | AR | Item | 373 | Door hardware sets; including all ironmongery and accessories as per hardware sets scheduled by describing products; as specified and as Drg. A-611 | For non fire rated doors | A | Type HW19a /F; 90 minutes | 1 | Nr | included | included | included | included
FPE | 8 | OPENINGS | 087111 | DOOR HARDWARE (SCHEDULED BY DESCRIBING PRODUCTS) | AR | Item | 374 | Door hardware sets; including all ironmongery and accessories as per hardware sets scheduled by describing products; as specified and as Drg. A-611 | For fire rated doors | E | Type HW20a /F; 60 minutes | 1 | Nr | included | included | included | included
FPE | 8 | OPENINGS | 087111 | DOOR HARDWARE (SCHEDULED BY DESCRIBING PRODUCTS) | AR | Item | 375 | Door hardware sets; including all ironmongery and accessories as per hardware sets scheduled by describing products; as specified and as Drg. A-611 | For non fire rated doors | B | Type HW27 /F; 60 minutes | 1 | Nr | included | included | included | included
FPE | 8 | OPENINGS | 087111 | DOOR HARDWARE (SCHEDULED BY DESCRIBING PRODUCTS) | AR | Item | 376 | Door hardware sets; including all ironmongery and accessories as per hardware sets scheduled by describing products; as specified and as Drg. A-611 | For fire rated doors | G | Type HW4 /F; 45 minutes | 1 | Nr | included | included | included | included
FPE | 8 | OPENINGS | 087111 | DOOR HARDWARE (SCHEDULED BY DESCRIBING PRODUCTS) | AR | Item | 377 | Door hardware sets; including all ironmongery and accessories as per hardware sets scheduled by describing products; as specified and as Drg. A-611 | For non fire rated doors | C | Type HW4 /F; 60 minutes | 2 | Nr | included | included | included | included
FPE | 8 | OPENINGS | 087111 | DOOR HARDWARE (SCHEDULED BY DESCRIBING PRODUCTS) | AR | Item | 378 | Door hardware sets; including all ironmongery and accessories as per hardware sets scheduled by describing products; as specified and as Drg. A-611 | For fire rated doors | D | Type HW5 /F; 45 minutes | 2 | Nr | included | included | included | included
FPE | 8 | OPENINGS | 087111 | DOOR HARDWARE (SCHEDULED BY DESCRIBING PRODUCTS) | AR | Other | 379 | Door hardware sets; including all ironmongery and accessories as per hardware sets scheduled by describing products; as specified and as Drg. A-611 | For non fire rated doors | BILL NO. 8 - OPENINGS
FPE | 8 | OPENINGS | To Summary | To Summary |  | Bill Sum | 380 | Door hardware sets; including all ironmongery and accessories as per hardware sets scheduled by describing products; as specified and as Drg. A-611 | For fire rated doors | To Summary |  |  |  | J.D | 56144
FPE | 9 | FINISHES | 092400 | PORTLAND CEMENT PLASTER | AR | Other | 381 | Door hardware sets; including all ironmongery and accessories as per hardware sets scheduled by describing products; as specified and as Drg. A-611 | For non fire rated doors |  |  | BILLS NO. 9
FPE | 9 | FINISHES | 092400 | PORTLAND CEMENT PLASTER | AR | Other | 382 | Door hardware sets; including all ironmongery and accessories as per hardware sets scheduled by describing products; as specified and as Drg. A-611 | For fire rated doors |  |  | FINISHES
FPE | 9 | FINISHES | 092400 | PORTLAND CEMENT PLASTER | AR | Other | 383 | Door hardware sets; including all ironmongery and accessories as per hardware sets scheduled by describing products; as specified and as Drg. A-611 | For non fire rated doors | Item | Description | Qty | Unit | Rate | Amount
FPE | 9 | FINISHES | 092400 | PORTLAND CEMENT PLASTER | AR | Other | 384 | Door hardware sets; including all ironmongery and accessories as per hardware sets scheduled by describing products; as specified and as Drg. A-611 | For fire rated doors | [5 empty] | J.D
FPE | 9 | FINISHES | 092400 | PORTLAND CEMENT PLASTER | AR | Other | 385 | 092400 - PORTLAND CEMENT PLASTER | 092400 - PORTLAND CEMENT PLASTER |  | 092400 - PORTLAND CEMENT PLASTER
FPE | 9 | FINISHES | 092400 | PORTLAND CEMENT PLASTER | AR | Other | 386 | Cement-sand plaster; plain finish; to | Cement-sand plaster; plain finish; to |  | Cement-sand plaster; plain finish; to
FPE | 9 | FINISHES | 092400 | PORTLAND CEMENT PLASTER | AR | Item | 387 | 092400 - PORTLAND CEMENT PLASTER | 092400 - PORTLAND CEMENT PLASTER | A | Walls; 15 thick; internal | 1658 | m2 | 11 | 18238 | 11 | 18238
FPE | 9 | FINISHES | 092400 | PORTLAND CEMENT PLASTER | AR | Item | 388 | Cement-sand plaster; plain finish; to | Cement-sand plaster; plain finish; to | B | Curved walls; 15 thick; internal | 47 | m2 |  |  | 0 | 0
FPE | 9 | FINISHES | 092400 | PORTLAND CEMENT PLASTER | AR | Item | 389 | 092400 - PORTLAND CEMENT PLASTER | 092400 - PORTLAND CEMENT PLASTER | B | Walls; 20 thick; external | 1100 | m2 | 12 | 13200 | 12 | 13200
FPE | 9 | FINISHES | 092400 | PORTLAND CEMENT PLASTER | AR | Item | 390 | Cement-sand plaster; plain finish; to | Cement-sand plaster; plain finish; to | C | Ceiling; 15 thick; internal | 399 | m2 | 12 | 4788 | 12 | 4788
FPE | 9 | FINISHES | 092400 | PORTLAND CEMENT PLASTER | AR | Item | 391 | 092400 - PORTLAND CEMENT PLASTER | 092400 - PORTLAND CEMENT PLASTER | D | Ceiling; 20 thick; external | 137 | m2 | 13 | 1781 | 13 | 1781
FPE | 9 | FINISHES | 092400 | PORTLAND CEMENT PLASTER | AR | Item | 392 | Cement-sand plaster; plain finish; to | Cement-sand plaster; plain finish; to | F | Isolated columns; 15 thick; internal | 31 | m2 |  |  | 0 | 0
FPE | 9 | FINISHES | 092400 | PORTLAND CEMENT PLASTER | AR | Other | 393 | Cement-sand plaster; finished to receive tiling; to | Cement-sand plaster; finished to receive tiling; to |  | Cement-sand plaster; finished to receive tiling; to
FPE | 9 | FINISHES | 092400 | PORTLAND CEMENT PLASTER | AR | Item | 394 | Cement-sand plaster; plain finish; to | Cement-sand plaster; plain finish; to | E | Walls; 15 thick; internal | 116 | m2 | 7 | 812 | 7 | 812
FPE | 9 | FINISHES | 092900 | GYPSUM BOARD | AR | Other | 395 | 092900 - GYPSUM BOARD | 092900 - GYPSUM BOARD |  | 092900 - GYPSUM BOARD
FPE | 9 | FINISHES | 092900 | GYPSUM BOARD | AR | Other | 396 | Gypsum boards suspended ceiling; comprising gypsum board; finished to receive paint; including suspension system, acoustical sealant, upstands, edge trim, hangers, fittings and fixings; furring (vertical surfaces); complete; as specified and shown on Drawings; to | Gypsum boards suspended ceiling; comprising gypsum board; finished to receive paint; including suspension system, acoustical sealant, upstands, edge trim, hangers, fittings and fixings; furring (vertical surfaces); complete; as specified and shown on Drawings; to |  | Gypsum boards suspended ceiling; comprising gypsum board; finished to receive paint; including suspension system, acoustical sealant, upstands, edge trim, hangers, fittings and fixings; furring (vertical surfaces); complete; as specified and shown on Drawings; to
FPE | 9 | FINISHES | 092900 | GYPSUM BOARD | AR | Item | 397 | 092900 - GYPSUM BOARD | 092900 - GYPSUM BOARD | F | Ceilings; moisture | 66 | m2 | 35 | 2310 | 35 | 2310
FPE | 9 | FINISHES | 093000 | TILING | AR | Other | 398 | 093000 - TILING | 093000 - TILING |  | 093000 - TILING
FPE | 9 | FINISHES | 093000 | TILING | AR | Other | 399 | Ceramic tiles and fittings; vitrified unglazed, with non slip finish; including cement-sand screed; to | Ceramic tiles and fittings; vitrified unglazed, with non slip finish; including cement-sand screed; to |  | Ceramic tiles and fittings; vitrified unglazed, with non slip finish; including cement-sand screed; to
FPE | 9 | FINISHES | 093000 | TILING | AR | Item | 400 | 093000 - TILING | 093000 - TILING | A | Floors; 200 x 200 | 42 | m2 |  |  | 0 | 0
FPE | 9 | FINISHES | 093000 | TILING | AR | Item | 401 | Ceramic tiles and fittings; vitrified unglazed, with non slip finish; including cement-sand screed; to | Ceramic tiles and fittings; vitrified unglazed, with non slip finish; including cement-sand screed; to | A | Floors; 300 x 300 | 15 | m2 | 50 | 750 | 50 | 750
FPE | 9 | FINISHES | 093000 | TILING | AR | Item | 402 | 093000 - TILING | 093000 - TILING | B | Floors; 400 x 400 | 25 | m2 | 50 | 1250 | 50 | 1250
FPE | 9 | FINISHES | 093000 | TILING | AR | Item | 403 | Ceramic tiles and fittings; vitrified unglazed, with non slip finish; including cement-sand screed; to | Ceramic tiles and fittings; vitrified unglazed, with non slip finish; including cement-sand screed; to | C | Floors; 400 x 400; acid resistant | 31 | m2 | 55 | 1705 | 55 | 1705
FPE | 9 | FINISHES | 093000 | TILING | AR | Item | 404 | 093000 - TILING | 093000 - TILING | D | Floors; 600 x 600 | 641 | m2 | 50 | 32050 | 50 | 32050
FPE | 9 | FINISHES | 093000 | TILING | AR | Item | 405 | Ceramic tiles and fittings; vitrified unglazed, with non slip finish; including cement-sand screed; to | Ceramic tiles and fittings; vitrified unglazed, with non slip finish; including cement-sand screed; to | E | Skirting; 100 high | 533 | m | 9 | 4797 | 9 | 4797
FPE | 9 | FINISHES | 093000 | TILING | AR | Item | 406 | 093000 - TILING | 093000 - TILING | G | Curved skirting; 100 high | 11 | m |  |  | 0 | 0
FPE | 9 | FINISHES | 093000 | TILING | AR | Other | 407 | Glazed ceramic tiles and fittings; vitrified satin glazed with cushion edges and space lugs; to | Glazed ceramic tiles and fittings; vitrified satin glazed with cushion edges and space lugs; to |  | Glazed ceramic tiles and fittings; vitrified satin glazed with cushion edges and space lugs; to
FPE | 9 | FINISHES | 093000 | TILING | AR | Item | 408 | 093000 - TILING | 093000 - TILING | H | Walls; 200 x 200 x 6 thick | 231 | m2 |  |  | 0 | 0
FPE | 9 | FINISHES | 093000 | TILING | AR | Item | 409 | Glazed ceramic tiles and fittings; vitrified satin glazed with cushion edges and space lugs; to | Glazed ceramic tiles and fittings; vitrified satin glazed with cushion edges and space lugs; to | F | Walls; 250 x 400 x 6 thick | 116 | m2 | 35 | 4060 | 35 | 4060
FPE | 9 | FINISHES | 095133 | ACOUSTICAL METAL PAN CEILINGS | AR | Other | 410 | 095133 - ACOUSTICAL METAL PAN CEILINGS | 095133 - ACOUSTICAL METAL PAN CEILINGS |  | 095133 - ACOUSTICAL METAL PAN CEILINGS
FPE | 9 | FINISHES | 095133 | ACOUSTICAL METAL PAN CEILINGS | AR | Other | 411 | Metal panel suspended ceilings; comprising 600 x 600 thick perforated aluminum panels, square edges, flat surface and polyester powder coated finish; including snap-in grid suspension system, hangers, angles and edge trims; furring (vertical surfaces); complete; complete; as specified and shown on Drawings; to | Metal panel suspended ceilings; comprising 600 x 600 thick perforated aluminum panels, square edges, flat surface and polyester powder coated finish; including snap-in grid suspension system, hangers, angles and edge trims; furring (vertical surfaces); complete; complete; as specified and shown on Drawings; to |  | Metal panel suspended ceilings; comprising 600 x 600 thick perforated aluminum panels, square edges, flat surface and polyester powder coated finish; including snap-in grid suspension system, hangers, angles and edge trims; furring (vertical surfaces); complete; complete; as specified and shown on Drawings; to
FPE | 9 | FINISHES | 095133 | ACOUSTICAL METAL PAN CEILINGS | AR | Item | 412 | 095133 - ACOUSTICAL METAL PAN CEILINGS | 095133 - ACOUSTICAL METAL PAN CEILINGS | G | Ceilings | 200 | m2 | 45 | 9000 | 45 | 9000
FPE | 9 | FINISHES | 095133 | ACOUSTICAL METAL PAN CEILINGS | AR | Other | 413 | Decorative suspended ceilings; comprising gypsum boards and perforated aluminum panels; including paint on gypsum, suspension system, upstands, edge trim, hangers, fittings and fixings; furring (vertical surfaces); complete; as specified and shown on Drawings; to | Decorative suspended ceilings; comprising gypsum boards and perforated aluminum panels; including paint on gypsum, suspension system, upstands, edge trim, hangers, fittings and fixings; furring (vertical surfaces); complete; as specified and shown on Drawings; to |  | Decorative suspended ceilings; comprising gypsum boards and perforated aluminum panels; including paint on gypsum, suspension system, upstands, edge trim, hangers, fittings and fixings; furring (vertical surfaces); complete; as specified and shown on Drawings; to
FPE | 9 | FINISHES | 095133 | ACOUSTICAL METAL PAN CEILINGS | AR | Item | 414 | 095133 - ACOUSTICAL METAL PAN CEILINGS | 095133 - ACOUSTICAL METAL PAN CEILINGS | A | Ceilings | 77 | m2 | 45 | 3465 | 45 | 3465
FPE | 9 | FINISHES | 095423 | LINEAR METAL CEILINGS | AR | Other | 415 | 095423 - LINEAR METAL CEILINGS | 095423 - LINEAR METAL CEILINGS |  | 095423 - LINEAR METAL CEILINGS
FPE | 9 | FINISHES | 095423 | LINEAR METAL CEILINGS | AR | Other | 416 | Linear metal suspended ceiling; aluminum 200 mm module strips with stove-enamelled finish; non perforated; including concealed grid suspension system; hangers; edge trims and angles; to | Linear metal suspended ceiling; aluminum 200 mm module strips with stove-enamelled finish; non perforated; including concealed grid suspension system; hangers; edge trims and angles; to |  | Linear metal suspended ceiling; aluminum 200 mm module strips with stove-enamelled finish; non perforated; including concealed grid suspension system; hangers; edge trims and angles; to
FPE | 9 | FINISHES | 095423 | LINEAR METAL CEILINGS | AR | Item | 417 | 095423 - LINEAR METAL CEILINGS | 095423 - LINEAR METAL CEILINGS | B | Ceilings | 45 | m2 | 75 | 3375 | 75 | 3375
FPE | 9 | FINISHES | 096340 | STONE FLOORING | AR | Other | 418 | 096340 - STONE FLOORING | 096340 - STONE FLOORING |  | 096340 - STONE FLOORING
FPE | 9 | FINISHES | 096340 | STONE FLOORING | AR | Other | 419 | Marble slabs and fittings; best quality, polished finish; including cement sand screed; complete; as specified and shown on Drawings | Marble slabs and fittings; best quality, polished finish; including cement sand screed; complete; as specified and shown on Drawings |  | Marble slabs and fittings; best quality, polished finish; including cement sand screed; complete; as specified and shown on Drawings
FPE | 9 | FINISHES | 096340 | STONE FLOORING | AR | Item | 420 | 096340 - STONE FLOORING | 096340 - STONE FLOORING | C | Saddles; type I | 30 | m | 27 | 810 | 27 | 810
FPE | 9 | FINISHES | 096340 | STONE FLOORING | AR | Item | 421 | Marble slabs and fittings; best quality, polished finish; including cement sand screed; complete; as specified and shown on Drawings | Marble slabs and fittings; best quality, polished finish; including cement sand screed; complete; as specified and shown on Drawings | D | Saddles; type II | 16 | m | 30 | 480 | 30 | 480
FPE | 9 | FINISHES | 096340 | STONE FLOORING | AR | Item | 422 | 096340 - STONE FLOORING | 096340 - STONE FLOORING | E | Saddles; type III | 2 | m | 30 | 60 | 30 | 60
FPE | 9 | FINISHES | 096340 | STONE FLOORING | AR | Item | 423 | Marble slabs and fittings; best quality, polished finish; including cement sand screed; complete; as specified and shown on Drawings | Marble slabs and fittings; best quality, polished finish; including cement sand screed; complete; as specified and shown on Drawings | F | Treads; 300 x 30 thick; including abrasive in lay aluminium oxide | 58 | m |  |  | 0 | 0
FPE | 9 | FINISHES | 096340 | STONE FLOORING | AR | Item | 424 | 096340 - STONE FLOORING | 096340 - STONE FLOORING | G | Risers; 140 x 20 thick | 58 | m |  |  | 0 | 0
FPE | 9 | FINISHES | 096340 | STONE FLOORING | AR | Item | 425 | Marble slabs and fittings; best quality, polished finish; including cement sand screed; complete; as specified and shown on Drawings | Marble slabs and fittings; best quality, polished finish; including cement sand screed; complete; as specified and shown on Drawings | A | Skirtings; 100 high | 8 | m |  |  | 0 | 0
FPE | 9 | FINISHES | 096340 | STONE FLOORING | AR | Item | 426 | 096340 - STONE FLOORING | 096340 - STONE FLOORING | B | Skirtings; 100 high; above nosing | 24 | m |  |  | 0 | 0
FPE | 9 | FINISHES | 096340 | STONE FLOORING | AR | Other | 427 | Granite slabs and fittings; best quality; polished finish; including cement-sand screed; complete; as specified and as shown on Drawings | Granite slabs and fittings; best quality; polished finish; including cement-sand screed; complete; as specified and as shown on Drawings |  | Granite slabs and fittings; best quality; polished finish; including cement-sand screed; complete; as specified and as shown on Drawings
FPE | 9 | FINISHES | 096340 | STONE FLOORING | AR | Item | 428 | 096340 - STONE FLOORING | 096340 - STONE FLOORING | C | Floors; 30 thick | 19 | m2 |  |  | 0 | 0
FPE | 9 | FINISHES | 096340 | STONE FLOORING | AR | Item | 429 | Granite slabs and fittings; best quality; polished finish; including cement-sand screed; complete; as specified and as shown on Drawings | Granite slabs and fittings; best quality; polished finish; including cement-sand screed; complete; as specified and as shown on Drawings | D | Landing; 30 thick | 27 | m2 |  |  | 0 | 0
FPE | 9 | FINISHES | 096340 | STONE FLOORING | AR | Item | 430 | 096340 - STONE FLOORING | 096340 - STONE FLOORING | E | Treads; 320 x 30 thick; including abrasive in lay aluminium oxide | 78 | m |  |  | 0 | 0
FPE | 9 | FINISHES | 096340 | STONE FLOORING | AR | Item | 431 | Granite slabs and fittings; best quality; polished finish; including cement-sand screed; complete; as specified and as shown on Drawings | Granite slabs and fittings; best quality; polished finish; including cement-sand screed; complete; as specified and as shown on Drawings | F | Risers; 138 x 20 thick | 78 | m |  |  | 0 | 0
FPE | 9 | FINISHES | 096340 | STONE FLOORING | AR | Item | 432 | 096340 - STONE FLOORING | 096340 - STONE FLOORING | G | Skirtings; 100 high | 51 | m |  |  | 0 | 0
FPE | 9 | FINISHES | 096340 | STONE FLOORING | AR | Item | 433 | Granite slabs and fittings; best quality; polished finish; including cement-sand screed; complete; as specified and as shown on Drawings | Granite slabs and fittings; best quality; polished finish; including cement-sand screed; complete; as specified and as shown on Drawings | H | Skirtings; 100 high; above nosing | 20 | m |  |  | 0 | 0
FPE | 9 | FINISHES | 096340 | STONE FLOORING | AR | Item | 434 | 096340 - STONE FLOORING | 096340 - STONE FLOORING | J | Curved treads; 320 x 30 thick; reception hall | 18 | m |  |  | 0 | 0
FPE | 9 | FINISHES | 096340 | STONE FLOORING | AR | Item | 435 | Granite slabs and fittings; best quality; polished finish; including cement-sand screed; complete; as specified and as shown on Drawings | Granite slabs and fittings; best quality; polished finish; including cement-sand screed; complete; as specified and as shown on Drawings | K | Curved risers; 138 x 20 thick; reception hall | 18 | m |  |  | 0 | 0
FPE | 9 | FINISHES | 099113 | EXTERIOR PAINTING | AR | Other | 436 | 099113 - EXTERIOR PAINTING | 099113 - EXTERIOR PAINTING |  | 099113 - EXTERIOR PAINTING
FPE | 9 | FINISHES | 099113 | EXTERIOR PAINTING | AR | Other | 437 | External textured acrylic emulsion paint, resin based, water-resistant suitable for repeated washing and scrubbing; to concrete, masonry, render and plaster | External textured acrylic emulsion paint, resin based, water-resistant suitable for repeated washing and scrubbing; to concrete, masonry, render and plaster |  | External textured acrylic emulsion paint, resin based, water-resistant suitable for repeated washing and scrubbing; to concrete, masonry, render and plaster
FPE | 9 | FINISHES | 099113 | EXTERIOR PAINTING | AR | Item | 438 | 099113 - EXTERIOR PAINTING | 099113 - EXTERIOR PAINTING | A | General surfaces; external | 1277 | m2 | 8.5 | 10854.5 | 8.5 | 10854.5
FPE | 9 | FINISHES | 099123 | INTERIOR PAINTING | AR | Other | 439 | 099123 - INTERIOR PAINTING | 099123 - INTERIOR PAINTING |  | 099123 - INTERIOR PAINTING
FPE | 9 | FINISHES | 099123 | INTERIOR PAINTING | AR | Other | 440 | Interior flat latex-based paint; emulsion paint, based on PVA and PVA acrylic copolymers, water resistant suitable for repeated washing and scrubbing, to concrete, masonry, render and plaster | Interior flat latex-based paint; emulsion paint, based on PVA and PVA acrylic copolymers, water resistant suitable for repeated washing and scrubbing, to concrete, masonry, render and plaster |  | Interior flat latex-based paint; emulsion paint, based on PVA and PVA acrylic copolymers, water resistant suitable for repeated washing and scrubbing, to concrete, masonry, render and plaster
FPE | 9 | FINISHES | 099123 | INTERIOR PAINTING | AR | Item | 441 | 099123 - INTERIOR PAINTING | 099123 - INTERIOR PAINTING | A | General surfaces; internal | 2057 | m2 | 6 | 12342 | 6 | 12342
FPE | 9 | FINISHES | 099123 | INTERIOR PAINTING | AR | Item | 442 | Interior flat latex-based paint; emulsion paint, based on PVA and PVA acrylic copolymers, water resistant suitable for repeated washing and scrubbing, to concrete, masonry, render and plaster | Interior flat latex-based paint; emulsion paint, based on PVA and PVA acrylic copolymers, water resistant suitable for repeated washing and scrubbing, to concrete, masonry, render and plaster | B | General surfaces; internal; fine textured | 472 | m2 |  |  | 0 | 0
FPE | 9 | FINISHES | 099123 | INTERIOR PAINTING | AR | Other | 443 | Oil paint; oleo-resinous alkyd paint; to primed metal | Oil paint; oleo-resinous alkyd paint; to primed metal |  | Oil paint; oleo-resinous alkyd paint; to primed metal
FPE | 9 | FINISHES | 099123 | INTERIOR PAINTING | AR | Item | 444 | Interior flat latex-based paint; emulsion paint, based on PVA and PVA acrylic copolymers, water resistant suitable for repeated washing and scrubbing, to concrete, masonry, render and plaster | Interior flat latex-based paint; emulsion paint, based on PVA and PVA acrylic copolymers, water resistant suitable for repeated washing and scrubbing, to concrete, masonry, render and plaster | B | General surfaces | 150 | m2 | 8 | 1200 | 8 | 1200
FPE | 9 | FINISHES | 099123 | INTERIOR PAINTING | AR | Other | 445 | Oil paint; oleo-resinous alkyd paint; to primed wood | Oil paint; oleo-resinous alkyd paint; to primed wood |  | Oil paint; oleo-resinous alkyd paint; to primed wood
FPE | 9 | FINISHES | 099123 | INTERIOR PAINTING | AR | Item | 446 | Interior flat latex-based paint; emulsion paint, based on PVA and PVA acrylic copolymers, water resistant suitable for repeated washing and scrubbing, to concrete, masonry, render and plaster | Interior flat latex-based paint; emulsion paint, based on PVA and PVA acrylic copolymers, water resistant suitable for repeated washing and scrubbing, to concrete, masonry, render and plaster | D | General surfaces | 22 | m2 |  |  | 0 | 0
FPE | 9 | FINISHES | 099123 | INTERIOR PAINTING | AR | Other | 447 | Varnish; to wood | Varnish; to wood |  | Varnish; to wood
FPE | 9 | FINISHES | 099123 | INTERIOR PAINTING | AR | Item | 448 | Interior flat latex-based paint; emulsion paint, based on PVA and PVA acrylic copolymers, water resistant suitable for repeated washing and scrubbing, to concrete, masonry, render and plaster | Interior flat latex-based paint; emulsion paint, based on PVA and PVA acrylic copolymers, water resistant suitable for repeated washing and scrubbing, to concrete, masonry, render and plaster | C | General surfaces | 5 | m2 | 35 | 175 | 35 | 175
FPE | 9 | FINISHES | 099600 | HIGH PERFORMANCE COATINGS | AR | Other | 449 | 099600 - HIGH PERFORMANCE COATINGS | 099600 - HIGH PERFORMANCE COATINGS |  | 099600 - HIGH PERFORMANCE COATINGS
FPE | 9 | FINISHES | 099600 | HIGH PERFORMANCE COATINGS | AR | Other | 450 | Epoxy concrete floor sealer; water dispersed, coloured, dustproofed and surface sealer; to | Epoxy concrete floor sealer; water dispersed, coloured, dustproofed and surface sealer; to |  | Epoxy concrete floor sealer; water dispersed, coloured, dustproofed and surface sealer; to
FPE | 9 | FINISHES | 099600 | HIGH PERFORMANCE COATINGS | AR | Item | 451 | 099600 - HIGH PERFORMANCE COATINGS | 099600 - HIGH PERFORMANCE COATINGS | D | Trenches; side and bottom | 7 | m2 | 30 | 210 | 30 | 210
FPE | 9 | FINISHES | 099600 | HIGH PERFORMANCE COATINGS | AR | Other | 452 | Polyurethane paint; to concrete, masonry, render and plaster; to | Polyurethane paint; to concrete, masonry, render and plaster; to |  | Polyurethane paint; to concrete, masonry, render and plaster; to
FPE | 9 | FINISHES | 099600 | HIGH PERFORMANCE COATINGS | AR | Item | 453 | 099600 - HIGH PERFORMANCE COATINGS | 099600 - HIGH PERFORMANCE COATINGS | E | General surfaces | 60 | m2 | 20 | 1200 | 20 | 1200
FPE | 9 | FINISHES | 099600 | HIGH PERFORMANCE COATINGS | AR | Other | 454 | Epoxy paint; to primed metal | Epoxy paint; to primed metal |  | Epoxy paint; to primed metal
FPE | 9 | FINISHES | 099600 | HIGH PERFORMANCE COATINGS | AR | Item | 455 | 099600 - HIGH PERFORMANCE COATINGS | 099600 - HIGH PERFORMANCE COATINGS | A | Surfaces of balustrade and the like; plain open type | 100 | m2 |  |  | 0 | 0
FPE | 9 | FINISHES | 099600 | HIGH PERFORMANCE COATINGS | AR | Other | 456 | Epoxy paint; to primed metal | Epoxy paint; to primed metal | BILL No. 9 - FINISHES
FPE | 9 | FINISHES | To Summary | To Summary | AR | Bill Sum | 457 | 099600 - HIGH PERFORMANCE COATINGS | 099600 - HIGH PERFORMANCE COATINGS | To Summary |  |  |  | J.D | 128912.5
FPE | 10 | SPECIALTIES | 101423 | PANEL SIGNAGE | AR | Other | 458 | Epoxy paint; to primed metal | Epoxy paint; to primed metal |  |  | BILL NO. 10
FPE | 10 | SPECIALTIES | 101423 | PANEL SIGNAGE | AR | Other | 459 | 099600 - HIGH PERFORMANCE COATINGS | 099600 - HIGH PERFORMANCE COATINGS |  |  | SPECIALTIES
FPE | 10 | SPECIALTIES | 101423 | PANEL SIGNAGE | AR | Other | 460 | Epoxy paint; to primed metal | Epoxy paint; to primed metal | Item | Description | Qty | Unit | Rate | Amount
FPE | 10 | SPECIALTIES | 101423 | PANEL SIGNAGE | AR | Other | 461 | 099600 - HIGH PERFORMANCE COATINGS | 099600 - HIGH PERFORMANCE COATINGS | [5 empty] | J.D
FPE | 10 | SPECIALTIES | 101423 | PANEL SIGNAGE | AR | Other | 462 | 101423 - PANEL SIGNAGE | 101423 - PANEL SIGNAGE |  | 101423 - PANEL SIGNAGE
FPE | 10 | SPECIALTIES | 101423 | PANEL SIGNAGE | AR | Other | 463 | Internal sign; comprising 3 thick MP plastic face, 10 high copy & graphics, braille dots, aluminium and wood profiles; including background, screws, fittings and fixings; complete; as specified and as Drg. A-503; detail 6 | Internal sign; comprising 3 thick MP plastic face, 10 high copy & graphics, braille dots, aluminium and wood profiles; including background, screws, fittings and fixings; complete; as specified and as Drg. A-503; detail 6 |  | Internal sign; comprising 3 thick MP plastic face, 10 high copy & graphics, braille dots, aluminium and wood profiles; including background, screws, fittings and fixings; complete; as specified and as Drg. A-503; detail 6
FPE | 10 | SPECIALTIES | 101423 | PANEL SIGNAGE | AR | Item | 464 | 101423 - PANEL SIGNAGE | 101423 - PANEL SIGNAGE | A | Type S1; size 120 x 120 high | 6 | Nr | 50 | 300 | 50 | 300
FPE | 10 | SPECIALTIES | 101423 | PANEL SIGNAGE | AR | Item | 465 | Internal sign; comprising 3 thick MP plastic face, 10 high copy & graphics, braille dots, aluminium and wood profiles; including background, screws, fittings and fixings; complete; as specified and as Drg. A-503; detail 6 | Internal sign; comprising 3 thick MP plastic face, 10 high copy & graphics, braille dots, aluminium and wood profiles; including background, screws, fittings and fixings; complete; as specified and as Drg. A-503; detail 6 | B | Type S2; size 210 x 130 high | 6 | Nr | 75 | 450 | 75 | 450
FPE | 10 | SPECIALTIES | 102800 | TOILET, BATH AND LAUNDRY ACCESSORIES | AR | Other | 466 | 102800 - TOILET, BATH AND LAUNDRY ACCESSORIES | 102800 - TOILET, BATH AND LAUNDRY ACCESSORIES |  | 102800 - TOILET, BATH AND LAUNDRY ACCESSORIES
FPE | 10 | SPECIALTIES | 102800 | TOILET, BATH AND LAUNDRY ACCESSORIES | AR | Other | 467 | Miscellaneous fixtures and fittings; complete; as specified and shown on Drawings | Miscellaneous fixtures and fittings; complete; as specified and shown on Drawings |  | Miscellaneous fixtures and fittings; complete; as specified and shown on Drawings
FPE | 10 | SPECIALTIES | 102800 | TOILET, BATH AND LAUNDRY ACCESSORIES | AR | Item | 468 | 102800 - TOILET, BATH AND LAUNDRY ACCESSORIES | 102800 - TOILET, BATH AND LAUNDRY ACCESSORIES | C | Coat hook | 7 | Nr | 15 | 105 | 15 | 105
FPE | 10 | SPECIALTIES | 102800 | TOILET, BATH AND LAUNDRY ACCESSORIES | AR | Item | 469 | Miscellaneous fixtures and fittings; complete; as specified and shown on Drawings | Miscellaneous fixtures and fittings; complete; as specified and shown on Drawings | D | Paper towel dispenser | 7 | Nr | 70 | 490 | 70 | 490
FPE | 10 | SPECIALTIES | 102800 | TOILET, BATH AND LAUNDRY ACCESSORIES | AR | Item | 470 | 102800 - TOILET, BATH AND LAUNDRY ACCESSORIES | 102800 - TOILET, BATH AND LAUNDRY ACCESSORIES | E | Liquid soap dispenser | 7 | Nr | 50 | 350 | 50 | 350
FPE | 10 | SPECIALTIES | 102800 | TOILET, BATH AND LAUNDRY ACCESSORIES | AR | Item | 471 | Miscellaneous fixtures and fittings; complete; as specified and shown on Drawings | Miscellaneous fixtures and fittings; complete; as specified and shown on Drawings | F | Grab bar; 635 long | 7 | Nr |  |  | 0 | 0
FPE | 10 | SPECIALTIES | 102800 | TOILET, BATH AND LAUNDRY ACCESSORIES | AR | Item | 472 | 102800 - TOILET, BATH AND LAUNDRY ACCESSORIES | 102800 - TOILET, BATH AND LAUNDRY ACCESSORIES | G | Hinged grab bar; 770 long | 7 | Nr |  |  | 0 | 0
FPE | 10 | SPECIALTIES | 102800 | TOILET, BATH AND LAUNDRY ACCESSORIES | AR | Item | 473 | Miscellaneous fixtures and fittings; complete; as specified and shown on Drawings | Miscellaneous fixtures and fittings; complete; as specified and shown on Drawings | H | Toilet paper holder | 7 | Nr | 50 | 350 | 50 | 350
FPE | 10 | SPECIALTIES | 102800 | TOILET, BATH AND LAUNDRY ACCESSORIES | AR | Item | 474 | 102800 - TOILET, BATH AND LAUNDRY ACCESSORIES | 102800 - TOILET, BATH AND LAUNDRY ACCESSORIES | J | Waste receptacle | 7 | Nr | 75 | 525 | 75 | 525
FPE | 10 | SPECIALTIES | 102800 | TOILET, BATH AND LAUNDRY ACCESSORIES | AR | Other | 475 | Mirror glass; 6 mm thick; polished plate glass, surfaces mounted type, with nickel plate brass; including cardboard filler; fittings and fixings; complete; as specified and as Drg. A-503; detail 8 | Mirror glass; 6 mm thick; polished plate glass, surfaces mounted type, with nickel plate brass; including cardboard filler; fittings and fixings; complete; as specified and as Drg. A-503; detail 8 |  | Mirror glass; 6 mm thick; polished plate glass, surfaces mounted type, with nickel plate brass; including cardboard filler; fittings and fixings; complete; as specified and as Drg. A-503; detail 8
FPE | 10 | SPECIALTIES | 102800 | TOILET, BATH AND LAUNDRY ACCESSORIES | AR | Item | 476 | 102800 - TOILET, BATH AND LAUNDRY ACCESSORIES | 102800 - TOILET, BATH AND LAUNDRY ACCESSORIES | A | Size 450 x 600 high | 7 | Nr | 95 | 665 | 95 | 665
FPE | 10 | SPECIALTIES | 104416 | FIRE-EXTINGUISHERS | ME | Other | 477 | 104416 - FIRE-EXTINGUISHERS | 104416 - FIRE-EXTINGUISHERS |  | 104416 - FIRE-EXTINGUISHERS
FPE | 10 | SPECIALTIES | 104416 | FIRE-EXTINGUISHERS | ME | Other | 478 | Portable fire extinguishers complete with all accessories | Portable fire extinguishers complete with all accessories |  | Portable fire extinguishers complete with all accessories
FPE | 10 | SPECIALTIES | 104416 | FIRE-EXTINGUISHERS | ME | Item | 479 | 104416 - FIRE-EXTINGUISHERS | 104416 - FIRE-EXTINGUISHERS | B | Type FE-1 | 11 | Nr | 120 | 1320 | 120 | 1320
FPE | 10 | SPECIALTIES | 104416 | FIRE-EXTINGUISHERS | ME | Item | 480 | Portable fire extinguishers complete with all accessories | Portable fire extinguishers complete with all accessories | C | Type FE-2 | 8 | Nr | 120 | 960 | 120 | 960
FPE | 10 | SPECIALTIES | 104416 | FIRE-EXTINGUISHERS | ME | Other | 481 | 104416 - FIRE-EXTINGUISHERS | 104416 - FIRE-EXTINGUISHERS | BILL No. 10 - SPECIALTIES
FPE | 10 | SPECIALTIES | To Summary | To Summary |  | Bill Sum | 482 | Portable fire extinguishers complete with all accessories | Portable fire extinguishers complete with all accessories | To Summary |  |  |  | J.D | 5515
FPE | 11 | EQUIPMENT | 114000 | FOOD SERVICE EQUIPMENT | ME | Other | 483 | 104416 - FIRE-EXTINGUISHERS | 104416 - FIRE-EXTINGUISHERS |  |  | BILL NO. 11
FPE | 11 | EQUIPMENT | 114000 | FOOD SERVICE EQUIPMENT | ME | Other | 484 | Portable fire extinguishers complete with all accessories | Portable fire extinguishers complete with all accessories |  |  | EQUIPMENT
FPE | 11 | EQUIPMENT | 114000 | FOOD SERVICE EQUIPMENT | ME | Other | 485 | 104416 - FIRE-EXTINGUISHERS | 104416 - FIRE-EXTINGUISHERS | Item | Description | Qty | Unit | Rate | Amount
FPE | 11 | EQUIPMENT | 114000 | FOOD SERVICE EQUIPMENT | ME | Other | 486 | Portable fire extinguishers complete with all accessories | Portable fire extinguishers complete with all accessories | [5 empty] | J.D
FPE | 11 | EQUIPMENT | 114000 | FOOD SERVICE EQUIPMENT | ME | Other | 487 | 114000 - FOOD SERVICE EQUIPMENT | 114000 - FOOD SERVICE EQUIPMENT |  | 114000 - FOOD SERVICE EQUIPMENT
FPE | 11 | EQUIPMENT | 114000 | FOOD SERVICE EQUIPMENT | ME | Other | 488 | KITCHEN AREA | KITCHEN AREA |  | KITCHEN AREA
FPE | 11 | EQUIPMENT | 114000 | FOOD SERVICE EQUIPMENT | ME | Other | 489 | Storages | Storages |  | Storages
FPE | 11 | EQUIPMENT | 114000 | FOOD SERVICE EQUIPMENT | ME | Item | 490 | KITCHEN AREA | KITCHEN AREA | A | Walk-In Cold & Freezer Room | 1 | Nr |  |  | 0 | 0
FPE | 11 | EQUIPMENT | 114000 | FOOD SERVICE EQUIPMENT | ME | Item | 491 | Storages | Storages | B | Floor Trough | 2 | Nr |  |  | 0 | 0
FPE | 11 | EQUIPMENT | 114000 | FOOD SERVICE EQUIPMENT | ME | Item | 492 | KITCHEN AREA | KITCHEN AREA | C | Walk-In Cold & Freezer Room | 1 | Nr |  |  | 0 | 0
FPE | 11 | EQUIPMENT | 114000 | FOOD SERVICE EQUIPMENT | ME | Item | 493 | Storages | Storages | D | Shelving | 14 | Nr |  |  | 0 | 0
FPE | 11 | EQUIPMENT | 114000 | FOOD SERVICE EQUIPMENT | ME | Item | 494 | KITCHEN AREA | KITCHEN AREA | E | Shelving | 18 | Nr |  |  | 0 | 0
FPE | 11 | EQUIPMENT | 114000 | FOOD SERVICE EQUIPMENT | ME | Other | 495 | Prewash Area | Prewash Area |  | Prewash Area
FPE | 11 | EQUIPMENT | 114000 | FOOD SERVICE EQUIPMENT | ME | Item | 496 | KITCHEN AREA | KITCHEN AREA | F | Table w/ sink | 1 | Nr |  |  | 0 | 0
FPE | 11 | EQUIPMENT | 114000 | FOOD SERVICE EQUIPMENT | ME | Item | 497 | Prewash Area | Prewash Area | G | Mixer Tap | 1 | Nr |  |  | 0 | 0
FPE | 11 | EQUIPMENT | 114000 | FOOD SERVICE EQUIPMENT | ME | Item | 498 | KITCHEN AREA | KITCHEN AREA | H | Table W/ Bowl Sink - existing | 1 | Nr |  |  | 0 | 0
FPE | 11 | EQUIPMENT | 114000 | FOOD SERVICE EQUIPMENT | ME | Item | 499 | Prewash Area | Prewash Area | J | Spray Gun | 1 | Nr |  |  | 0 | 0
FPE | 11 | EQUIPMENT | 114000 | FOOD SERVICE EQUIPMENT | ME | Item | 500 | KITCHEN AREA | KITCHEN AREA | K | Floor Drain | 1 | Nr |  |  | 0 | 0
FPE | 11 | EQUIPMENT | 114000 | FOOD SERVICE EQUIPMENT | ME | Item | 501 | Prewash Area | Prewash Area | L | Wall Cupboard- existing | 1 | Nr |  |  | 0 | 0
FPE | 11 | EQUIPMENT | 114000 | FOOD SERVICE EQUIPMENT | ME | Item | 502 | KITCHEN AREA | KITCHEN AREA | M | Shelving - existing | 1 | Nr |  |  | 0 | 0
FPE | 11 | EQUIPMENT | 114000 | FOOD SERVICE EQUIPMENT | ME | Other | 503 | Vegetable Preparation | Vegetable Preparation |  | Vegetable Preparation
FPE | 11 | EQUIPMENT | 114000 | FOOD SERVICE EQUIPMENT | ME | Item | 504 | KITCHEN AREA | KITCHEN AREA | N | Hand Wash Sink | 1 | Nr |  |  | 0 | 0
FPE | 11 | EQUIPMENT | 114000 | FOOD SERVICE EQUIPMENT | ME | Item | 505 | Vegetable Preparation | Vegetable Preparation | P | Prep Table - existing | 1 | Nr |  |  | 0 | 0
FPE | 11 | EQUIPMENT | 114000 | FOOD SERVICE EQUIPMENT | ME | Item | 506 | KITCHEN AREA | KITCHEN AREA | A | Mixer Tap | 2 | Nr |  |  | 0 | 0
FPE | 11 | EQUIPMENT | 114000 | FOOD SERVICE EQUIPMENT | ME | Item | 507 | Vegetable Preparation | Vegetable Preparation | B | Undercounter Fridge- 1200 mm | 1 | Nr |  |  | 0 | 0
FPE | 11 | EQUIPMENT | 114000 | FOOD SERVICE EQUIPMENT | ME | Item | 508 | KITCHEN AREA | KITCHEN AREA | C | Table w/ sink | 1 | Nr |  |  | 0 | 0
FPE | 11 | EQUIPMENT | 114000 | FOOD SERVICE EQUIPMENT | ME | Item | 509 | Vegetable Preparation | Vegetable Preparation | D | Floor Drain | 1 | Nr |  |  | 0 | 0
FPE | 11 | EQUIPMENT | 114000 | FOOD SERVICE EQUIPMENT | ME | Item | 510 | KITCHEN AREA | KITCHEN AREA | E | Potato Peeler- existing | 1 | Nr |  |  | 0 | 0
FPE | 11 | EQUIPMENT | 114000 | FOOD SERVICE EQUIPMENT | ME | Other | 511 | Meat & Poultry Preparation | Meat & Poultry Preparation |  | Meat & Poultry Preparation
FPE | 11 | EQUIPMENT | 114000 | FOOD SERVICE EQUIPMENT | ME | Item | 512 | KITCHEN AREA | KITCHEN AREA | F | Hand Wash Sink | 1 | Nr |  |  | 0 | 0
FPE | 11 | EQUIPMENT | 114000 | FOOD SERVICE EQUIPMENT | ME | Item | 513 | Meat & Poultry Preparation | Meat & Poultry Preparation | G | Prep Table | 1 | Nr |  |  | 0 | 0
FPE | 11 | EQUIPMENT | 114000 | FOOD SERVICE EQUIPMENT | ME | Item | 514 | KITCHEN AREA | KITCHEN AREA | H | Mixer Tap | 2 | Nr |  |  | 0 | 0
FPE | 11 | EQUIPMENT | 114000 | FOOD SERVICE EQUIPMENT | ME | Item | 515 | Meat & Poultry Preparation | Meat & Poultry Preparation | J | Undercounter Fridge-1200 mm | 1 | Nr |  |  | 0 | 0
FPE | 11 | EQUIPMENT | 114000 | FOOD SERVICE EQUIPMENT | ME | Item | 516 | KITCHEN AREA | KITCHEN AREA | K | Upright Fridge | 1 | Nr |  |  | 0 | 0
FPE | 11 | EQUIPMENT | 114000 | FOOD SERVICE EQUIPMENT | ME | Item | 517 | Meat & Poultry Preparation | Meat & Poultry Preparation | L | Floor Drain | 1 | Nr |  |  | 0 | 0
FPE | 11 | EQUIPMENT | 114000 | FOOD SERVICE EQUIPMENT | ME | Item | 518 | KITCHEN AREA | KITCHEN AREA | M | Meat Mincer- existing | 1 | Nr |  |  | 0 | 0
FPE | 11 | EQUIPMENT | 114000 | FOOD SERVICE EQUIPMENT | ME | Other | 519 | Bakery & Pastry | Bakery & Pastry |  | Bakery & Pastry
FPE | 11 | EQUIPMENT | 114000 | FOOD SERVICE EQUIPMENT | ME | Item | 520 | KITCHEN AREA | KITCHEN AREA | N | Table w/ Double Bowl Sink | 1 | Nr |  |  | 0 | 0
FPE | 11 | EQUIPMENT | 114000 | FOOD SERVICE EQUIPMENT | ME | Item | 521 | Bakery & Pastry | Bakery & Pastry | P | Undercounter Fridge-1200 mm | 2 | Nr |  |  | 0 | 0
FPE | 11 | EQUIPMENT | 114000 | FOOD SERVICE EQUIPMENT | ME | Item | 522 | KITCHEN AREA | KITCHEN AREA | Q | Mixer Tap | 2 | Nr |  |  | 0 | 0
FPE | 11 | EQUIPMENT | 114000 | FOOD SERVICE EQUIPMENT | ME | Item | 523 | Bakery & Pastry | Bakery & Pastry | R | Table w/ Sink | 1 | Nr |  |  | 0 | 0
FPE | 11 | EQUIPMENT | 114000 | FOOD SERVICE EQUIPMENT | ME | Item | 524 | KITCHEN AREA | KITCHEN AREA | S | Scale | 1 | Nr |  |  | 0 | 0
FPE | 11 | EQUIPMENT | 114000 | FOOD SERVICE EQUIPMENT | ME | Item | 525 | Bakery & Pastry | Bakery & Pastry | T | Table W/ Marble Top | 1 | Nr |  |  | 0 | 0
FPE | 11 | EQUIPMENT | 114000 | FOOD SERVICE EQUIPMENT | ME | Item | 526 | KITCHEN AREA | KITCHEN AREA | A | Floor Drain | 1 | Nr |  |  | 0 | 0
FPE | 11 | EQUIPMENT | 114000 | FOOD SERVICE EQUIPMENT | ME | Item | 527 | Bakery & Pastry | Bakery & Pastry | B | Gas Boiling Top- 400 x 700 | 1 | Nr |  |  | 0 | 0
FPE | 11 | EQUIPMENT | 114000 | FOOD SERVICE EQUIPMENT | ME | Item | 528 | KITCHEN AREA | KITCHEN AREA | C | Deck Oven | 1 | Nr |  |  | 0 | 0
FPE | 11 | EQUIPMENT | 114000 | FOOD SERVICE EQUIPMENT | ME | Item | 529 | Bakery & Pastry | Bakery & Pastry | D | Exhaust Hood w/Fire Suppression System | 1 | Nr |  |  | 0 | 0
FPE | 11 | EQUIPMENT | 114000 | FOOD SERVICE EQUIPMENT | ME | Item | 530 | KITCHEN AREA | KITCHEN AREA | E | Floor Drain | 1 | Nr |  |  | 0 | 0
FPE | 11 | EQUIPMENT | 114000 | FOOD SERVICE EQUIPMENT | ME | Item | 531 | Bakery & Pastry | Bakery & Pastry | F | Marble Top - Mobile Worktable | 1 | Nr |  |  | 0 | 0
FPE | 11 | EQUIPMENT | 114000 | FOOD SERVICE EQUIPMENT | ME | Item | 532 | KITCHEN AREA | KITCHEN AREA | G | Worktable- existing | 1 | Nr |  |  | 0 | 0
FPE | 11 | EQUIPMENT | 114000 | FOOD SERVICE EQUIPMENT | ME | Item | 533 | Bakery & Pastry | Bakery & Pastry | H | Mixer- existing | 1 | Nr |  |  | 0 | 0
FPE | 11 | EQUIPMENT | 114000 | FOOD SERVICE EQUIPMENT | ME | Other | 534 | Hot Kitchen | Hot Kitchen |  | Hot Kitchen
FPE | 11 | EQUIPMENT | 114000 | FOOD SERVICE EQUIPMENT | ME | Item | 535 | Bakery & Pastry | Bakery & Pastry | J | Hand Wash Sink | 2 | Nr |  |  | 0 | 0
FPE | 11 | EQUIPMENT | 114000 | FOOD SERVICE EQUIPMENT | ME | Item | 536 | Hot Kitchen | Hot Kitchen | K | Table w/ Sink- existing | 1 | Nr |  |  | 0 | 0
FPE | 11 | EQUIPMENT | 114000 | FOOD SERVICE EQUIPMENT | ME | Item | 537 | Bakery & Pastry | Bakery & Pastry | L | Mixer Tap | 2 | Nr |  |  | 0 | 0
FPE | 11 | EQUIPMENT | 114000 | FOOD SERVICE EQUIPMENT | ME | Item | 538 | Hot Kitchen | Hot Kitchen | M | Floor Drain | 1 | Nr |  |  | 0 | 0
FPE | 11 | EQUIPMENT | 114000 | FOOD SERVICE EQUIPMENT | ME | Item | 539 | Bakery & Pastry | Bakery & Pastry | N | Fryer- existing | 1 | Nr |  |  | 0 | 0
FPE | 11 | EQUIPMENT | 114000 | FOOD SERVICE EQUIPMENT | ME | Item | 540 | Hot Kitchen | Hot Kitchen | P | Ele. Chip Scuttle | 1 | Nr |  |  | 0 | 0
FPE | 11 | EQUIPMENT | 114000 | FOOD SERVICE EQUIPMENT | ME | Item | 541 | Bakery & Pastry | Bakery & Pastry | Q | Gas Range | 2 | Nr |  |  | 0 | 0
FPE | 11 | EQUIPMENT | 114000 | FOOD SERVICE EQUIPMENT | ME | Item | 542 | Hot Kitchen | Hot Kitchen | R | Gas Grill | 1 | Nr |  |  | 0 | 0
FPE | 11 | EQUIPMENT | 114000 | FOOD SERVICE EQUIPMENT | ME | Item | 543 | Bakery & Pastry | Bakery & Pastry | S | Exhaust Hood w/ Fire Suppression System | 1 | Nr |  |  | 0 | 0
FPE | 11 | EQUIPMENT | 114000 | FOOD SERVICE EQUIPMENT | ME | Item | 544 | Hot Kitchen | Hot Kitchen | T | Worktable- existing | 1 | Nr |  |  | 0 | 0
FPE | 11 | EQUIPMENT | 114000 | FOOD SERVICE EQUIPMENT | ME | Item | 545 | Bakery & Pastry | Bakery & Pastry | A | Table w/ Sink | 1 | Nr |  |  | 0 | 0
FPE | 11 | EQUIPMENT | 114000 | FOOD SERVICE EQUIPMENT | ME | Item | 546 | Hot Kitchen | Hot Kitchen | B | Cupboard W/ Drawer- existing | 1 | Nr |  |  | 0 | 0
FPE | 11 | EQUIPMENT | 114000 | FOOD SERVICE EQUIPMENT | ME | Item | 547 | Bakery & Pastry | Bakery & Pastry | C | Worktable- existing | 1 | Nr |  |  | 0 | 0
FPE | 11 | EQUIPMENT | 114000 | FOOD SERVICE EQUIPMENT | ME | Item | 548 | Hot Kitchen | Hot Kitchen | D | Undercounter Fridge-1200 mm | 1 | Nr |  |  | 0 | 0
FPE | 11 | EQUIPMENT | 114000 | FOOD SERVICE EQUIPMENT | ME | Other | 549 | Cold Kitchen | Cold Kitchen |  | Cold Kitchen
FPE | 11 | EQUIPMENT | 114000 | FOOD SERVICE EQUIPMENT | ME | Item | 550 | Hot Kitchen | Hot Kitchen | E | Upright Fridge | 1 | Nr |  |  | 0 | 0
FPE | 11 | EQUIPMENT | 114000 | FOOD SERVICE EQUIPMENT | ME | Item | 551 | Cold Kitchen | Cold Kitchen | F | Upright Freezer | 1 | Nr |  |  | 0 | 0
FPE | 11 | EQUIPMENT | 114000 | FOOD SERVICE EQUIPMENT | ME | Item | 552 | Hot Kitchen | Hot Kitchen | G | Worktable W/ Sink | 1 | Nr |  |  | 0 | 0
FPE | 11 | EQUIPMENT | 114000 | FOOD SERVICE EQUIPMENT | ME | Item | 553 | Cold Kitchen | Cold Kitchen | H | Mixer Tap | 1 | Nr |  |  | 0 | 0
FPE | 11 | EQUIPMENT | 114000 | FOOD SERVICE EQUIPMENT | ME | Item | 554 | Hot Kitchen | Hot Kitchen | J | Floor Drain | 2 | Nr |  |  | 0 | 0
FPE | 11 | EQUIPMENT | 114000 | FOOD SERVICE EQUIPMENT | ME | Item | 555 | Cold Kitchen | Cold Kitchen | K | Salad Table | 1 | Nr |  |  | 0 | 0
FPE | 11 | EQUIPMENT | 114000 | FOOD SERVICE EQUIPMENT | ME | Item | 556 | Hot Kitchen | Hot Kitchen | L | Worktable | 1 | Nr |  |  | 0 | 0
FPE | 11 | EQUIPMENT | 114000 | FOOD SERVICE EQUIPMENT | ME | Item | 557 | Cold Kitchen | Cold Kitchen | M | Undercounter Fridge | 1 | Nr |  |  | 0 | 0
FPE | 11 | EQUIPMENT | 114000 | FOOD SERVICE EQUIPMENT | ME | Other | 558 | Potwash Area | Potwash Area |  | Potwash Area
FPE | 11 | EQUIPMENT | 114000 | FOOD SERVICE EQUIPMENT | ME | Item | 559 | Cold Kitchen | Cold Kitchen | N | Triple Bowl Sink | 1 | Nr |  |  | 0 | 0
FPE | 11 | EQUIPMENT | 114000 | FOOD SERVICE EQUIPMENT | ME | Item | 560 | Potwash Area | Potwash Area | P | Spray Gun | 1 | Nr |  |  | 0 | 0
FPE | 11 | EQUIPMENT | 114000 | FOOD SERVICE EQUIPMENT | ME | Item | 561 | Cold Kitchen | Cold Kitchen | Q | Mixer Tap | 1 | Nr |  |  | 0 | 0
FPE | 11 | EQUIPMENT | 114000 | FOOD SERVICE EQUIPMENT | ME | Item | 562 | Potwash Area | Potwash Area | R | Shelving unit | 3 | Nr |  |  | 0 | 0
FPE | 11 | EQUIPMENT | 114000 | FOOD SERVICE EQUIPMENT | ME | Item | 563 | Cold Kitchen | Cold Kitchen | S | Floor Drain | 1 | Nr |  |  | 0 | 0
FPE | 11 | EQUIPMENT | 114000 | FOOD SERVICE EQUIPMENT | ME | Other | 564 | Dishwash Area | Dishwash Area |  | Dishwash Area
FPE | 11 | EQUIPMENT | 114000 | FOOD SERVICE EQUIPMENT | ME | Item | 565 | Cold Kitchen | Cold Kitchen | A | Triple Bowl Sink | 1 | Nr |  |  | 0 | 0
FPE | 11 | EQUIPMENT | 114000 | FOOD SERVICE EQUIPMENT | ME | Item | 566 | Dishwash Area | Dishwash Area | B | Spray Gun | 1 | Nr |  |  | 0 | 0
FPE | 11 | EQUIPMENT | 114000 | FOOD SERVICE EQUIPMENT | ME | Item | 567 | Cold Kitchen | Cold Kitchen | C | Mixer Tap | 1 | Nr |  |  | 0 | 0
FPE | 11 | EQUIPMENT | 114000 | FOOD SERVICE EQUIPMENT | ME | Item | 568 | Dishwash Area | Dishwash Area | D | Shelving Unit | 5 | Nr |  |  | 0 | 0
FPE | 11 | EQUIPMENT | 114000 | FOOD SERVICE EQUIPMENT | ME | Item | 569 | Cold Kitchen | Cold Kitchen | E | Floor Drain | 1 | Nr |  |  | 0 | 0
FPE | 11 | EQUIPMENT | 114000 | FOOD SERVICE EQUIPMENT | ME | Other | 570 | Corridor | Corridor |  | Corridor
FPE | 11 | EQUIPMENT | 114000 | FOOD SERVICE EQUIPMENT | ME | Item | 571 | Cold Kitchen | Cold Kitchen | F | Hand Wash Sink | 2 | Nr |  |  | 0 | 0
FPE | 11 | EQUIPMENT | 114000 | FOOD SERVICE EQUIPMENT | ME | Item | 572 | Corridor | Corridor | G | Container Trolleys | 3 | Nr |  |  | 0 | 0
FPE | 11 | EQUIPMENT | 114000 | FOOD SERVICE EQUIPMENT | ME | Item | 573 | Cold Kitchen | Cold Kitchen | H | Platform Scale | 1 | Nr |  |  | 0 | 0
FPE | 11 | EQUIPMENT | 114000 | FOOD SERVICE EQUIPMENT | ME | Other | 574 | Plating Area | Plating Area |  | Plating Area
FPE | 11 | EQUIPMENT | 114000 | FOOD SERVICE EQUIPMENT | ME | Item | 575 | Cold Kitchen | Cold Kitchen | J | Hand Wash Sink | 1 | Nr |  |  | 0 | 0
FPE | 11 | EQUIPMENT | 114000 | FOOD SERVICE EQUIPMENT | ME | Item | 576 | Plating Area | Plating Area | K | Floor Drain | 1 | Nr |  |  | 0 | 0
FPE | 11 | EQUIPMENT | 114000 | FOOD SERVICE EQUIPMENT | ME | Item | 577 | Cold Kitchen | Cold Kitchen | L | Cupboard Table- existing | 2 | Nr |  |  | 0 | 0
FPE | 11 | EQUIPMENT | 114000 | FOOD SERVICE EQUIPMENT | ME | Item | 578 | Plating Area | Plating Area | M | Worktable | 1 | Nr |  |  | 0 | 0
FPE | 11 | EQUIPMENT | 114000 | FOOD SERVICE EQUIPMENT | ME | Item | 579 | Cold Kitchen | Cold Kitchen | N | Mobile Worktable | 1 | Nr |  |  | 0 | 0
FPE | 11 | EQUIPMENT | 114000 | FOOD SERVICE EQUIPMENT | ME | Item | 580 | Plating Area | Plating Area | P | Mobile Hot Cupboard | 1 | Nr |  |  | 0 | 0
FPE | 11 | EQUIPMENT | 117000 | LAUNDRY EQUIPMENT | ME | Other | 581 | 117000 - LAUNDRY EQUIPMENT | 117000 - LAUNDRY EQUIPMENT |  | 117000 - LAUNDRY EQUIPMENT
FPE | 11 | EQUIPMENT | 117000 | LAUNDRY EQUIPMENT | ME | Other | 582 | LAUNDRY | LAUNDRY |  | LAUNDRY
FPE | 11 | EQUIPMENT | 117000 | LAUNDRY EQUIPMENT | ME | Item | 583 | 117000 - LAUNDRY EQUIPMENT | 117000 - LAUNDRY EQUIPMENT | A | Hand Wash Sink | 2 | Nr |  |  | 0 | 0
FPE | 11 | EQUIPMENT | 117000 | LAUNDRY EQUIPMENT | ME | Item | 584 | LAUNDRY | LAUNDRY | B | Platform Scale | 1 | Nr |  |  | 0 | 0
FPE | 11 | EQUIPMENT | 117000 | LAUNDRY EQUIPMENT | ME | Item | 585 | 117000 - LAUNDRY EQUIPMENT | 117000 - LAUNDRY EQUIPMENT | C | Table W/ Sink | 1 | Nr |  |  | 0 | 0
FPE | 11 | EQUIPMENT | 117000 | LAUNDRY EQUIPMENT | ME | Item | 586 | LAUNDRY | LAUNDRY | D | Mixer Tap | 1 | Nr |  |  | 0 | 0
FPE | 11 | EQUIPMENT | 117000 | LAUNDRY EQUIPMENT | ME | Item | 587 | 117000 - LAUNDRY EQUIPMENT | 117000 - LAUNDRY EQUIPMENT | E | Dirty Linen Trolley (existing) | 2 | Nr |  |  | 0 | 0
FPE | 11 | EQUIPMENT | 117000 | LAUNDRY EQUIPMENT | ME | Item | 588 | LAUNDRY | LAUNDRY | F | Spin Dryer (existing) | 1 | Nr |  |  | 0 | 0
FPE | 11 | EQUIPMENT | 117000 | LAUNDRY EQUIPMENT | ME | Item | 589 | 117000 - LAUNDRY EQUIPMENT | 117000 - LAUNDRY EQUIPMENT | G | 25 Kg Extractor Washer (existing) | 1 | Nr |  |  | 0 | 0
FPE | 11 | EQUIPMENT | 117000 | LAUNDRY EQUIPMENT | ME | Item | 590 | LAUNDRY | LAUNDRY | H | 36 Kg Extractor Washer | 1 | Nr |  |  | 0 | 0
FPE | 11 | EQUIPMENT | 117000 | LAUNDRY EQUIPMENT | ME | Item | 591 | 117000 - LAUNDRY EQUIPMENT | 117000 - LAUNDRY EQUIPMENT | J | 7 Kg Extractor Washer (existing) | 1 | Nr |  |  | 0 | 0
FPE | 11 | EQUIPMENT | 117000 | LAUNDRY EQUIPMENT | ME | Item | 592 | LAUNDRY | LAUNDRY | K | 16 Kg Dryer (existing) | 1 | Nr |  |  | 0 | 0
FPE | 11 | EQUIPMENT | 117000 | LAUNDRY EQUIPMENT | ME | Item | 593 | 117000 - LAUNDRY EQUIPMENT | 117000 - LAUNDRY EQUIPMENT | L | Flat Ironer | 1 | Nr |  |  | 0 | 0
FPE | 11 | EQUIPMENT | 117000 | LAUNDRY EQUIPMENT | ME | Item | 594 | LAUNDRY | LAUNDRY | M | Mobile Worktable | 1 | Nr |  |  | 0 | 0
FPE | 11 | EQUIPMENT | 117000 | LAUNDRY EQUIPMENT | ME | Item | 595 | 117000 - LAUNDRY EQUIPMENT | 117000 - LAUNDRY EQUIPMENT | N | Utility Press (existing) | 1 | Nr |  |  | 0 | 0
FPE | 11 | EQUIPMENT | 117000 | LAUNDRY EQUIPMENT | ME | Item | 596 | LAUNDRY | LAUNDRY | P | Ironer | 2 | Nr |  |  | 0 | 0
FPE | 11 | EQUIPMENT | 117000 | LAUNDRY EQUIPMENT | ME | Item | 597 | 117000 - LAUNDRY EQUIPMENT | 117000 - LAUNDRY EQUIPMENT | Q | Clean Linen Trolley (existing) | 2 | Nr |  |  | 0 | 0
FPE | 11 | EQUIPMENT | 117000 | LAUNDRY EQUIPMENT | ME | Item | 598 | LAUNDRY | LAUNDRY | R | Mobile Worktable | 2 | Nr |  |  | 0 | 0
FPE | 11 | EQUIPMENT | 117000 | LAUNDRY EQUIPMENT | ME | Item | 599 | 117000 - LAUNDRY EQUIPMENT | 117000 - LAUNDRY EQUIPMENT | S | Hanging Rail | 1 | Nr |  |  | 0 | 0
FPE | 11 | EQUIPMENT | 117000 | LAUNDRY EQUIPMENT | ME | Item | 600 | LAUNDRY | LAUNDRY | T | Sewing Machine (existing) | 1 | Nr |  |  | 0 | 0
FPE | 11 | EQUIPMENT | 117000 | LAUNDRY EQUIPMENT | ME | Other | 601 | 117000 - LAUNDRY EQUIPMENT | 117000 - LAUNDRY EQUIPMENT | BILL No. 11 - EQUIPMENT |  |  |  | J.D
FPE | 11 | EQUIPMENT | To Summary | To Summary |  | Bill Sum | 602 | LAUNDRY | LAUNDRY | To Summary
FPE | 12 | FURNISHINGS | 123640 | STONE CONTERTOPS | AR | Other | 603 | 117000 - LAUNDRY EQUIPMENT | 117000 - LAUNDRY EQUIPMENT |  |  | BILL NO. 12
FPE | 12 | FURNISHINGS | 123640 | STONE CONTERTOPS | AR | Other | 604 | LAUNDRY | LAUNDRY |  |  | FURNISHINGS
FPE | 12 | FURNISHINGS | 123640 | STONE CONTERTOPS | AR | Other | 605 | 117000 - LAUNDRY EQUIPMENT | 117000 - LAUNDRY EQUIPMENT | Item | Description | Qty | Unit | Rate | Amount
FPE | 12 | FURNISHINGS | 123640 | STONE CONTERTOPS | AR | Other | 606 | LAUNDRY | LAUNDRY | [5 empty] | J.D
FPE | 12 | FURNISHINGS | 123640 | STONE CONTERTOPS | AR | Other | 607 | 123640 - STONE CONTERTOPS | 123640 - STONE CONTERTOPS |  | 123640 - STONE CONTERTOPS
FPE | 12 | FURNISHINGS | 123640 | STONE CONTERTOPS | AR | Other | 608 | Reception counter units; constructed from 100 thick hollow concrete blocks, filled with concrete and reinforced 12 diameter steel bars, faced with plaster and paint on both sides, comprising 30 thick granite serving counter top, 25 thick blockboard counter top faced on all exposed surfaces with plastic laminate veneer; including base steel angle brackets, 6 thick cork board on plywood, fittings and fixings; complete; as specified and as Drg. A-503; detail 11 | Reception counter units; constructed from 100 thick hollow concrete blocks, filled with concrete and reinforced 12 diameter steel bars, faced with plaster and paint on both sides, comprising 30 thick granite serving counter top, 25 thick blockboard counter top faced on all exposed surfaces with plastic laminate veneer; including base steel angle brackets, 6 thick cork board on plywood, fittings and fixings; complete; as specified and as Drg. A-503; detail 11 |  | Reception counter units; constructed from 100 thick hollow concrete blocks, filled with concrete and reinforced 12 diameter steel bars, faced with plaster and paint on both sides, comprising 30 thick granite serving counter top, 25 thick blockboard counter top faced on all exposed surfaces with plastic laminate veneer; including base steel angle brackets, 6 thick cork board on plywood, fittings and fixings; complete; as specified and as Drg. A-503; detail 11
FPE | 12 | FURNISHINGS | 123640 | STONE CONTERTOPS | AR | Item | 609 | 123640 - STONE CONTERTOPS | 123640 - STONE CONTERTOPS | A | Overall size 640 x 1200 high; straight, curved | 6 | m | 350 | 2100 | 350 | 2100
FPE | 12 | FURNISHINGS | 123640 | STONE CONTERTOPS | AR | Other | 610 | Pantry worktop; 30 thick granite; including 20 thick backsplash, supports and fixings; complete; as specified and as Drg. A-501; detail 14 | Pantry worktop; 30 thick granite; including 20 thick backsplash, supports and fixings; complete; as specified and as Drg. A-501; detail 14 |  | Pantry worktop; 30 thick granite; including 20 thick backsplash, supports and fixings; complete; as specified and as Drg. A-501; detail 14
FPE | 12 | FURNISHINGS | 123640 | STONE CONTERTOPS | AR | Item | 611 | 123640 - STONE CONTERTOPS | 123640 - STONE CONTERTOPS | B | 600 wide | 23 | m | 280 | 6440 | 280 | 6440
FPE | 12 | FURNISHINGS | 123640 | STONE CONTERTOPS | AR | Item | 612 | Pantry worktop; 30 thick granite; including 20 thick backsplash, supports and fixings; complete; as specified and as Drg. A-501; detail 14 | Pantry worktop; 30 thick granite; including 20 thick backsplash, supports and fixings; complete; as specified and as Drg. A-501; detail 14 | C | 600 wide; U shape | 7 | m | 336 | 2352 | 336 | 2352
FPE | 12 | FURNISHINGS | 123640 | STONE CONTERTOPS | AR | Item | 613 | 123640 - STONE CONTERTOPS | 123640 - STONE CONTERTOPS | D | 750 wide; curved | 12 | m |  |  | 0 | 0
FPE | 12 | FURNISHINGS | 124813 | ENTRANCE FLOOR MATS AND FRAME | AR | Other | 614 | 124813 - ENTRANCE FLOOR MATS AND FRAME | 124813 - ENTRANCE FLOOR MATS AND FRAME |  | 124813 - ENTRANCE FLOOR MATS AND FRAME
FPE | 12 | FURNISHINGS | 124813 | ENTRANCE FLOOR MATS AND FRAME | AR | Other | 615 | Door mats and frames; corrugated rubber mat strips with aluminium slates; including aluminium frame with patent-clip-on polypropylene corner brackets for building in; including cement-sand screed levelling; complete; as specified and as Drg. A-501; detail 15 | Door mats and frames; corrugated rubber mat strips with aluminium slates; including aluminium frame with patent-clip-on polypropylene corner brackets for building in; including cement-sand screed levelling; complete; as specified and as Drg. A-501; detail 15 |  | Door mats and frames; corrugated rubber mat strips with aluminium slates; including aluminium frame with patent-clip-on polypropylene corner brackets for building in; including cement-sand screed levelling; complete; as specified and as Drg. A-501; detail 15
FPE | 12 | FURNISHINGS | 124813 | ENTRANCE FLOOR MATS AND FRAME | AR | Item | 616 | 124813 - ENTRANCE FLOOR MATS AND FRAME | 124813 - ENTRANCE FLOOR MATS AND FRAME | A | Size 800 x 2400 | 1 | Nr | 1344 | 1344 | 1344 | 1344
FPE | 12 | FURNISHINGS | 124813 | ENTRANCE FLOOR MATS AND FRAME | AR | Item | 617 | Door mats and frames; corrugated rubber mat strips with aluminium slates; including aluminium frame with patent-clip-on polypropylene corner brackets for building in; including cement-sand screed levelling; complete; as specified and as Drg. A-501; detail 15 | Door mats and frames; corrugated rubber mat strips with aluminium slates; including aluminium frame with patent-clip-on polypropylene corner brackets for building in; including cement-sand screed levelling; complete; as specified and as Drg. A-501; detail 15 | B | Size 1000 x 1800 | 1 | Nr | 1260 | 1260 | 1260 | 1260
FPE | 12 | FURNISHINGS | 124813 | ENTRANCE FLOOR MATS AND FRAME | AR | Item | 618 | 124813 - ENTRANCE FLOOR MATS AND FRAME | 124813 - ENTRANCE FLOOR MATS AND FRAME | C | Size 600 x 1750 | 1 | Nr | 735 | 735 | 735 | 735
FPE | 12 | FURNISHINGS | 124813 | ENTRANCE FLOOR MATS AND FRAME | AR | Other | 619 | Door mats and frames; corrugated rubber mat strips with aluminium slates; including aluminium frame with patent-clip-on polypropylene corner brackets for building in; including cement-sand screed levelling; complete; as specified and as Drg. A-501; detail 15 | Door mats and frames; corrugated rubber mat strips with aluminium slates; including aluminium frame with patent-clip-on polypropylene corner brackets for building in; including cement-sand screed levelling; complete; as specified and as Drg. A-501; detail 15 | BILL No. 12 - FURNISHINGS
FPE | 12 | FURNISHINGS | To Summary | To Summary |  | Bill Sum | 620 | 124813 - ENTRANCE FLOOR MATS AND FRAME | 124813 - ENTRANCE FLOOR MATS AND FRAME | To Summary |  |  |  | J.D | 14231
FPE | 14 | CONVEYING EQUIPMENT | 142100 | ELECTRIC TRACTION ELEVATORS | EL | Other | 621 | Door mats and frames; corrugated rubber mat strips with aluminium slates; including aluminium frame with patent-clip-on polypropylene corner brackets for building in; including cement-sand screed levelling; complete; as specified and as Drg. A-501; detail 15 | Door mats and frames; corrugated rubber mat strips with aluminium slates; including aluminium frame with patent-clip-on polypropylene corner brackets for building in; including cement-sand screed levelling; complete; as specified and as Drg. A-501; detail 15 | BILL NO. 14
FPE | 14 | CONVEYING EQUIPMENT | 142100 | ELECTRIC TRACTION ELEVATORS | EL | Other | 622 | 124813 - ENTRANCE FLOOR MATS AND FRAME | 124813 - ENTRANCE FLOOR MATS AND FRAME | CONVEYING EQUIPMENT
FPE | 14 | CONVEYING EQUIPMENT | 142100 | ELECTRIC TRACTION ELEVATORS | EL | Other | 623 | Door mats and frames; corrugated rubber mat strips with aluminium slates; including aluminium frame with patent-clip-on polypropylene corner brackets for building in; including cement-sand screed levelling; complete; as specified and as Drg. A-501; detail 15 | Door mats and frames; corrugated rubber mat strips with aluminium slates; including aluminium frame with patent-clip-on polypropylene corner brackets for building in; including cement-sand screed levelling; complete; as specified and as Drg. A-501; detail 15 | Item | Description | Qty | Unit | Rate | Amount
FPE | 14 | CONVEYING EQUIPMENT | 142100 | ELECTRIC TRACTION ELEVATORS | EL | Other | 624 | 124813 - ENTRANCE FLOOR MATS AND FRAME | 124813 - ENTRANCE FLOOR MATS AND FRAME | [5 empty] | JD
FPE | 14 | CONVEYING EQUIPMENT | 142100 | ELECTRIC TRACTION ELEVATORS | EL | Other | 625 | 142100 - ELECTRIC TRACTION ELEVATORS | 142100 - ELECTRIC TRACTION ELEVATORS |  | 142100 - ELECTRIC TRACTION ELEVATORS
FPE | 14 | CONVEYING EQUIPMENT | 142100 | ELECTRIC TRACTION ELEVATORS | EL | Other | 626 | Passenger, bed, & service lifts, including all necessary controls and accessories | Passenger, bed, & service lifts, including all necessary controls and accessories |  | Passenger, bed, & service lifts, including all necessary controls and accessories
FPE | 14 | CONVEYING EQUIPMENT | 142100 | ELECTRIC TRACTION ELEVATORS | EL | Item | 627 | 142100 - ELECTRIC TRACTION ELEVATORS | 142100 - ELECTRIC TRACTION ELEVATORS | A | Reference Elevator (L1) 800 kg (passenger), 1 m/s, as specified and shown on the drawings | 1 | Nr |  |  | 0 | 0
FPE | 14 | CONVEYING EQUIPMENT | 142100 | ELECTRIC TRACTION ELEVATORS | EL | Item | 628 | Passenger, bed, & service lifts, including all necessary controls and accessories | Passenger, bed, & service lifts, including all necessary controls and accessories | B | Reference Elevator (L2) 1600 kg (bed), 1 m/s, as specified and shown on the drawings | 1 | Nr |  |  | 0 | 0
FPE | 14 | CONVEYING EQUIPMENT | 142100 | ELECTRIC TRACTION ELEVATORS | EL | Item | 629 | 142100 - ELECTRIC TRACTION ELEVATORS | 142100 - ELECTRIC TRACTION ELEVATORS | C | Reference Elevator (L3) 1000 kg (service), 1 m/s, as specified and shown on the drawings | 1 | Nr |  |  | 0 | 0
FPE | 14 | CONVEYING EQUIPMENT | 142100 | ELECTRIC TRACTION ELEVATORS | EL | Other | 630 | Passenger, bed, & service lifts, including all necessary controls and accessories | Passenger, bed, & service lifts, including all necessary controls and accessories | BILL NO. 14 - CONVEYING EQUIPMENT
FPE | 14 | CONVEYING EQUIPMENT | To Summary | To Summary |  | Bill Sum | 631 | 142100 - ELECTRIC TRACTION ELEVATORS | 142100 - ELECTRIC TRACTION ELEVATORS | To Summary |  |  |  | JD
FPE | 21 | FIRE SUPPRESSION | 211100 | FACILITY FIRE-SUPPRESSION WATER- SERVICE PIPING | ME | Other | 632 | Passenger, bed, & service lifts, including all necessary controls and accessories | Passenger, bed, & service lifts, including all necessary controls and accessories |  |  | BILL NO. 21
FPE | 21 | FIRE SUPPRESSION | 211100 | FACILITY FIRE-SUPPRESSION WATER- SERVICE PIPING | ME | Other | 633 | 142100 - ELECTRIC TRACTION ELEVATORS | 142100 - ELECTRIC TRACTION ELEVATORS |  |  | FIRE SUPPRESSION
FPE | 21 | FIRE SUPPRESSION | 211100 | FACILITY FIRE-SUPPRESSION WATER- SERVICE PIPING | ME | Other | 634 | Passenger, bed, & service lifts, including all necessary controls and accessories | Passenger, bed, & service lifts, including all necessary controls and accessories | Item | Description | Qty | Unit | Rate | Amount
FPE | 21 | FIRE SUPPRESSION | 211100 | FACILITY FIRE-SUPPRESSION WATER- SERVICE PIPING | ME | Other | 635 | 142100 - ELECTRIC TRACTION ELEVATORS | 142100 - ELECTRIC TRACTION ELEVATORS | [5 empty] | J.D
FPE | 21 | FIRE SUPPRESSION | 211100 | FACILITY FIRE-SUPPRESSION WATER- SERVICE PIPING | ME | Other | 636 | 211100 - FACILITY FIRE-SUPPRESSION WATER- SERVICE PIPING | 211100 - FACILITY FIRE-SUPPRESSION WATER- SERVICE PIPING |  | 211100 - FACILITY FIRE-SUPPRESSION WATER- SERVICE PIPING
FPE | 21 | FIRE SUPPRESSION | 211100 | FACILITY FIRE-SUPPRESSION WATER- SERVICE PIPING | ME | Other | 637 | Standpipes and wet-pipe sprinlers | Black Steel Pipes and fittings |  | Standpipes and wet-pipe sprinlers
FPE | 21 | FIRE SUPPRESSION | 211100 | FACILITY FIRE-SUPPRESSION WATER- SERVICE PIPING | ME | Other | 638 | Standpipes and wet-pipe sprinlers | Black Steel Pipes and fittings |  | Black Steel Pipes and fittings
FPE | 21 | FIRE SUPPRESSION | 211100 | FACILITY FIRE-SUPPRESSION WATER- SERVICE PIPING | ME | Item | 639 | Standpipes and wet-pipe sprinlers | Black Steel Pipes and fittings | A | 25 dn | 480 | m | 16.8 | 8064 | 16.8 | 8064
FPE | 21 | FIRE SUPPRESSION | 211100 | FACILITY FIRE-SUPPRESSION WATER- SERVICE PIPING | ME | Item | 640 | Standpipes and wet-pipe sprinlers | Black Steel Pipes and fittings | B | 32 dn | 22 | m | 19 | 418 | 19 | 418
FPE | 21 | FIRE SUPPRESSION | 211100 | FACILITY FIRE-SUPPRESSION WATER- SERVICE PIPING | ME | Item | 641 | Standpipes and wet-pipe sprinlers | Black Steel Pipes and fittings | C | 40 dn | 30 | m | 24 | 720 | 24 | 720
FPE | 21 | FIRE SUPPRESSION | 211100 | FACILITY FIRE-SUPPRESSION WATER- SERVICE PIPING | ME | Item | 642 | Standpipes and wet-pipe sprinlers | Black Steel Pipes and fittings | D | 50 dn | 50 | m | 32 | 1600 | 32 | 1600
FPE | 21 | FIRE SUPPRESSION | 211100 | FACILITY FIRE-SUPPRESSION WATER- SERVICE PIPING | ME | Item | 643 | Standpipes and wet-pipe sprinlers | Black Steel Pipes and fittings | E | 65 dn | 20 | m | 43 | 860 | 43 | 860
FPE | 21 | FIRE SUPPRESSION | 211100 | FACILITY FIRE-SUPPRESSION WATER- SERVICE PIPING | ME | Item | 644 | Standpipes and wet-pipe sprinlers | Black Steel Pipes and fittings | F | 80 dn | 21 | m |  |  | 0 | 0
FPE | 21 | FIRE SUPPRESSION | 211100 | FACILITY FIRE-SUPPRESSION WATER- SERVICE PIPING | ME | Item | 645 | Standpipes and wet-pipe sprinlers | Black Steel Pipes and fittings | F | 100 dn | 65 | m | 86 | 5590 | 86 | 5590
FPE | 21 | FIRE SUPPRESSION | 211100 | FACILITY FIRE-SUPPRESSION WATER- SERVICE PIPING | ME | Item | 646 | Standpipes and wet-pipe sprinlers | Black Steel Pipes and fittings | G | 150 dn | 19 | m | 115 | 2185 | 115 | 2185
FPE | 21 | FIRE SUPPRESSION | 211100 | FACILITY FIRE-SUPPRESSION WATER- SERVICE PIPING | ME | Other | 647 | Valves | Gate valves |  | Valves
FPE | 21 | FIRE SUPPRESSION | 211100 | FACILITY FIRE-SUPPRESSION WATER- SERVICE PIPING | ME | Other | 648 | Valves | Gate valves |  | Gate valves
FPE | 21 | FIRE SUPPRESSION | 211100 | FACILITY FIRE-SUPPRESSION WATER- SERVICE PIPING | ME | Item | 649 | Valves | Gate valves | H | 25 dn | 1 | Nr | 36 | 36 | 36 | 36
FPE | 21 | FIRE SUPPRESSION | 211100 | FACILITY FIRE-SUPPRESSION WATER- SERVICE PIPING | ME | Item | 650 | Valves | Gate valves | J | 40 dn | 1 | Nr | 66 | 66 | 66 | 66
FPE | 21 | FIRE SUPPRESSION | 211100 | FACILITY FIRE-SUPPRESSION WATER- SERVICE PIPING | ME | Item | 651 | Valves | Gate valves | K | 50 dn | 4 | Nr | 93 | 372 | 93 | 372
FPE | 21 | FIRE SUPPRESSION | 211100 | FACILITY FIRE-SUPPRESSION WATER- SERVICE PIPING | ME | Item | 652 | Valves | Gate valves | L | 100 dn | 1 | Nr | 440 | 440 | 440 | 440
FPE | 21 | FIRE SUPPRESSION | 211100 | FACILITY FIRE-SUPPRESSION WATER- SERVICE PIPING | ME | Item | 653 | Valves | Gate valves | M | 150 dn | 4 | Nr | 1092 | 4368 | 1092 | 4368
FPE | 21 | FIRE SUPPRESSION | 211100 | FACILITY FIRE-SUPPRESSION WATER- SERVICE PIPING | ME | Other | 654 | Test and drain valves | Test and drain valves |  | Test and drain valves
FPE | 21 | FIRE SUPPRESSION | 211100 | FACILITY FIRE-SUPPRESSION WATER- SERVICE PIPING | ME | Item | 655 | Valves | Gate valves | A | 25 dn | 2 | Nr |  |  | 0 | 0
FPE | 21 | FIRE SUPPRESSION | 211100 | FACILITY FIRE-SUPPRESSION WATER- SERVICE PIPING | ME | Other | 656 | Specialty Valves | Specialty Valves |  | Specialty Valves
FPE | 21 | FIRE SUPPRESSION | 211100 | FACILITY FIRE-SUPPRESSION WATER- SERVICE PIPING | ME | Other | 657 | Specialty Valves | Fire-Protection-Service Valves |  | Fire-Protection-Service Valves
FPE | 21 | FIRE SUPPRESSION | 211100 | FACILITY FIRE-SUPPRESSION WATER- SERVICE PIPING | ME | Other | 658 | Specialty Valves | Alarm check valves |  | Alarm check valves
FPE | 21 | FIRE SUPPRESSION | 211100 | FACILITY FIRE-SUPPRESSION WATER- SERVICE PIPING | ME | Item | 659 | Specialty Valves | Alarm check valves | A | 100 dn | 1 | Nr | 1600 | 1600 | 1600 | 1600
FPE | 21 | FIRE SUPPRESSION | 211100 | FACILITY FIRE-SUPPRESSION WATER- SERVICE PIPING | ME | Other | 660 | Specialty Valves | Check valves |  | Check valves
FPE | 21 | FIRE SUPPRESSION | 211100 | FACILITY FIRE-SUPPRESSION WATER- SERVICE PIPING | ME | Item | 661 | Specialty Valves | Check valves | B | 100 dn | 1 | Nr | 352 | 352 | 352 | 352
FPE | 21 | FIRE SUPPRESSION | 211100 | FACILITY FIRE-SUPPRESSION WATER- SERVICE PIPING | ME | Item | 662 | Specialty Valves | Check valves | C | 150 dn | 2 | Nr | 880 | 1760 | 880 | 1760
FPE | 21 | FIRE SUPPRESSION | 211100 | FACILITY FIRE-SUPPRESSION WATER- SERVICE PIPING | ME | Other | 663 | Specialty Valves | Zone valve assembly |  | Zone valve assembly
FPE | 21 | FIRE SUPPRESSION | 211100 | FACILITY FIRE-SUPPRESSION WATER- SERVICE PIPING | ME | Item | 664 | Specialty Valves | Zone valve assembly | D | 100 dn | 2 | Nr | 1375 | 2750 | 1375 | 2750
FPE | 21 | FIRE SUPPRESSION | 211100 | FACILITY FIRE-SUPPRESSION WATER- SERVICE PIPING | ME | Other | 665 | Specialty Valves | Automatic Sprinklers |  | Automatic Sprinklers
FPE | 21 | FIRE SUPPRESSION | 211100 | FACILITY FIRE-SUPPRESSION WATER- SERVICE PIPING | ME | Item | 666 | Specialty Valves | Automatic Sprinklers | F | Type SP-1 | 27 | Nr |  |  | 0 | 0
FPE | 21 | FIRE SUPPRESSION | 211100 | FACILITY FIRE-SUPPRESSION WATER- SERVICE PIPING | ME | Item | 667 | Specialty Valves | Automatic Sprinklers | G | Type SP-2 | 92 | Nr |  |  | 0 | 0
FPE | 21 | FIRE SUPPRESSION | 211100 | FACILITY FIRE-SUPPRESSION WATER- SERVICE PIPING | ME | Item | 668 | Specialty Valves | Automatic Sprinklers | H | Type SP-3 | 6 | Nr |  |  | 0 | 0
FPE | 21 | FIRE SUPPRESSION | 211100 | FACILITY FIRE-SUPPRESSION WATER- SERVICE PIPING | ME | Other | 669 | Specialty Valves | Hose Connection |  | Hose Connection
FPE | 21 | FIRE SUPPRESSION | 211100 | FACILITY FIRE-SUPPRESSION WATER- SERVICE PIPING | ME | Item | 670 | Specialty Valves | Hose Connection | E | Type FHR-1 | 3 | Nr | 550 | 1650 | 550 | 1650
FPE | 21 | FIRE SUPPRESSION | 211100 | FACILITY FIRE-SUPPRESSION WATER- SERVICE PIPING | ME | Item | 671 | Specialty Valves | Hose Connection | F | Type FHR-2 | 2 | Nr | 400 | 800 | 400 | 800
FPE | 21 | FIRE SUPPRESSION | 211100 | FACILITY FIRE-SUPPRESSION WATER- SERVICE PIPING | ME | Other | 672 | Specialty Valves | Fire Department Connections |  | Fire Department Connections
FPE | 21 | FIRE SUPPRESSION | 211100 | FACILITY FIRE-SUPPRESSION WATER- SERVICE PIPING | ME | Item | 673 | Specialty Valves | Fire Department Connections | G | 100 dn | 1 | Nr | 825 | 825 | 825 | 825
FPE | 21 | FIRE SUPPRESSION | 211100 | FACILITY FIRE-SUPPRESSION WATER- SERVICE PIPING | ME | Item | 674 | Specialty Valves | Fire Department Connections | H | Automatic air vent | 1 | Item | 212 | 212 | 212 | 212
FPE | 21 | FIRE SUPPRESSION | 213113 | ELECTRIC-DRIVE, CENTRIFUGAL FIRE PUMPS | ME | Other | 675 | 213113 - ELECTRIC-DRIVE, CENTRIFUGAL FIRE PUMPS | 213113 - ELECTRIC-DRIVE, CENTRIFUGAL FIRE PUMPS |  | 213113 - ELECTRIC-DRIVE, CENTRIFUGAL FIRE PUMPS
FPE | 21 | FIRE SUPPRESSION | 213113 | ELECTRIC-DRIVE, CENTRIFUGAL FIRE PUMPS | ME | Other | 676 | End Suction Fire Pumps | End Suction Fire Pumps |  | End Suction Fire Pumps
FPE | 21 | FIRE SUPPRESSION | 213113 | ELECTRIC-DRIVE, CENTRIFUGAL FIRE PUMPS | ME | Item | 677 | 213113 - ELECTRIC-DRIVE, CENTRIFUGAL FIRE PUMPS | 213113 - ELECTRIC-DRIVE, CENTRIFUGAL FIRE PUMPS | A | Type FP-B1-01& 02 | 2 | Nr |  |  | 0 | 0
FPE | 21 | FIRE SUPPRESSION | 213113 | ELECTRIC-DRIVE, CENTRIFUGAL FIRE PUMPS | ME | Other | 678 | Pressure-Maintenance Pumps | Pressure-Maintenance Pumps |  | Pressure-Maintenance Pumps
FPE | 21 | FIRE SUPPRESSION | 213113 | ELECTRIC-DRIVE, CENTRIFUGAL FIRE PUMPS | ME | Item | 679 | 213113 - ELECTRIC-DRIVE, CENTRIFUGAL FIRE PUMPS | 213113 - ELECTRIC-DRIVE, CENTRIFUGAL FIRE PUMPS | A | Type JP-B1-01 | 1 | Nr | 1970 | 1970 | 1970 | 1970
FPE | 21 | FIRE SUPPRESSION | 213113 | ELECTRIC-DRIVE, CENTRIFUGAL FIRE PUMPS | ME | Item | 680 | Pressure-Maintenance Pumps | Pressure-Maintenance Pumps | C | Spare parts a specified for split case fire pump and pressure maintenance pump | 1 | Item |  |  | 0 | 0
FPE | 21 | FIRE SUPPRESSION | 213113 | ELECTRIC-DRIVE, CENTRIFUGAL FIRE PUMPS | ME | Other | 681 | Pressure-Maintenance Pumps | Pressure-Maintenance Pumps | BILL NO. 21 - FIRE SUPPRESSION
FPE | 21 | FIRE SUPPRESSION | To Summary | To Summary |  | Bill Sum | 682 | Pressure-Maintenance Pumps | Pressure-Maintenance Pumps | To Summary |  |  |  | J.D | 36638
FPE | 22 | PLUMBING | 220719 | PLUMBING PIPING INSULATION | ME | Other | 683 | Pressure-Maintenance Pumps | Pressure-Maintenance Pumps |  |  | BILL NO. 22
FPE | 22 | PLUMBING | 220719 | PLUMBING PIPING INSULATION | ME | Other | 684 | Pressure-Maintenance Pumps | Pressure-Maintenance Pumps |  |  | PLUMBING
FPE | 22 | PLUMBING | 220719 | PLUMBING PIPING INSULATION | ME | Other | 685 | Pressure-Maintenance Pumps | Pressure-Maintenance Pumps | Item | Description | Qty | Unit | Rate | Amount
FPE | 22 | PLUMBING | 220719 | PLUMBING PIPING INSULATION | ME | Other | 686 | Pressure-Maintenance Pumps | Pressure-Maintenance Pumps | [5 empty] | J.D
FPE | 22 | PLUMBING | 220719 | PLUMBING PIPING INSULATION | ME | Other | 687 | 220719 - PLUMBING PIPING INSULATION | 220719 - PLUMBING PIPING INSULATION |  | 220719 - PLUMBING PIPING INSULATION
FPE | 22 | PLUMBING | 220719 | PLUMBING PIPING INSULATION | ME | Other | 688 | Interior Insulation, Mineral Fiber | Interior Insulation, Mineral Fiber |  | Interior Insulation, Mineral Fiber
FPE | 22 | PLUMBING | 220719 | PLUMBING PIPING INSULATION | ME | Other | 689 | Domestic hot and recirculated hot water, concealed | 25 mm thick |  | Domestic hot and recirculated hot water, concealed
FPE | 22 | PLUMBING | 220719 | PLUMBING PIPING INSULATION | ME | Other | 690 | Domestic hot and recirculated hot water, concealed | 25 mm thick |  | 25 mm thick
FPE | 22 | PLUMBING | 220719 | PLUMBING PIPING INSULATION | ME | Item | 691 | Domestic hot and recirculated hot water, concealed | 25 mm thick | A | 15 dn | 150 | m | 3.9 | 585 | 3.9 | 585
FPE | 22 | PLUMBING | 220719 | PLUMBING PIPING INSULATION | ME | Item | 692 | Domestic hot and recirculated hot water, concealed | 25 mm thick | B | 20 dn | 100 | m | 4.9 | 490 | 4.9 | 490
FPE | 22 | PLUMBING | 220719 | PLUMBING PIPING INSULATION | ME | Item | 693 | Domestic hot and recirculated hot water, concealed | 25 mm thick | C | 25dn | 50 | m | 5.9 | 295 | 5.9 | 295
FPE | 22 | PLUMBING | 220719 | PLUMBING PIPING INSULATION | ME | Item | 694 | Domestic hot and recirculated hot water, concealed | 25 mm thick | D | 32 dn | 80 | m | 6.9 | 552 | 6.9 | 552
FPE | 22 | PLUMBING | 220719 | PLUMBING PIPING INSULATION | ME | Item | 695 | Domestic hot and recirculated hot water, concealed | 25 mm thick | E | 40 dn | 55 | m | 7.9 | 434.5 | 7.9 | 434.5
FPE | 22 | PLUMBING | 220719 | PLUMBING PIPING INSULATION | ME | Item | 696 | Domestic hot and recirculated hot water, concealed | 25 mm thick | F | 50 dn | 80 | m | 8.9 | 712 | 8.9 | 712
FPE | 22 | PLUMBING | 220719 | PLUMBING PIPING INSULATION | ME | Item | 697 | Domestic hot and recirculated hot water, concealed | 25 mm thick | G | 65 dn | 15 | m | 16 | 240 | 16 | 240
FPE | 22 | PLUMBING | 220719 | PLUMBING PIPING INSULATION | ME | Other | 698 | Domestic hot and recirculated hot water, on all pipes running in mechanical rooms or exposed to view, Mineral fiber with AL jacketing | 25 mm thick |  | Domestic hot and recirculated hot water, on all pipes running in mechanical rooms or exposed to view, Mineral fiber with AL jacketing
FPE | 22 | PLUMBING | 220719 | PLUMBING PIPING INSULATION | ME | Other | 699 | Domestic hot and recirculated hot water, on all pipes running in mechanical rooms or exposed to view, Mineral fiber with AL jacketing | 25 mm thick |  | 25 mm thick
FPE | 22 | PLUMBING | 220719 | PLUMBING PIPING INSULATION | ME | Item | 700 | Domestic hot and recirculated hot water, on all pipes running in mechanical rooms or exposed to view, Mineral fiber with AL jacketing | 25 mm thick | H | 20 dn | 10 | m | 16.8 | 168 | 16.8 | 168
FPE | 22 | PLUMBING | 220719 | PLUMBING PIPING INSULATION | ME | Item | 701 | Domestic hot and recirculated hot water, on all pipes running in mechanical rooms or exposed to view, Mineral fiber with AL jacketing | 25 mm thick | J | 25dn | 10 | m | 17.8 | 178 | 17.8 | 178
FPE | 22 | PLUMBING | 220719 | PLUMBING PIPING INSULATION | ME | Item | 702 | Domestic hot and recirculated hot water, on all pipes running in mechanical rooms or exposed to view, Mineral fiber with AL jacketing | 25 mm thick | K | 40dn | 10 | m | 21.8 | 218 | 21.8 | 218
FPE | 22 | PLUMBING | 220719 | PLUMBING PIPING INSULATION | ME | Item | 703 | Domestic hot and recirculated hot water, on all pipes running in mechanical rooms or exposed to view, Mineral fiber with AL jacketing | 25 mm thick | L | 50 dn | 20 | m | 22.7 | 454 | 22.7 | 454
FPE | 22 | PLUMBING | 220719 | PLUMBING PIPING INSULATION | ME | Item | 704 | Domestic hot and recirculated hot water, on all pipes running in mechanical rooms or exposed to view, Mineral fiber with AL jacketing | 25 mm thick | A | 65 dn | 15 | m | 23.7 | 355.5 | 23.7 | 355.5
FPE | 22 | PLUMBING | 221116 | WATER DISTRIBUTION PIPING | ME | Other | 705 | 221116 - WATER DISTRIBUTION PIPING | 221116 - WATER DISTRIBUTION PIPING |  | 221116 - WATER DISTRIBUTION PIPING
FPE | 22 | PLUMBING | 221116 | WATER DISTRIBUTION PIPING | ME | Other | 706 | Aboveground, Water Distribution Piping | Cold Water PVC Pipes and fittings |  | Aboveground, Water Distribution Piping
FPE | 22 | PLUMBING | 221116 | WATER DISTRIBUTION PIPING | ME | Other | 707 | Aboveground, Water Distribution Piping | Cold Water PVC Pipes and fittings |  | Cold Water PVC Pipes and fittings
FPE | 22 | PLUMBING | 221116 | WATER DISTRIBUTION PIPING | ME | Item | 708 | Aboveground, Water Distribution Piping | Cold Water PVC Pipes and fittings | B | 15 dn | 190 | m | 12.9 | 2451 | 12.9 | 2451
FPE | 22 | PLUMBING | 221116 | WATER DISTRIBUTION PIPING | ME | Item | 709 | Aboveground, Water Distribution Piping | Cold Water PVC Pipes and fittings | C | 20 dn | 120 | m | 12.9 | 1548 | 12.9 | 1548
FPE | 22 | PLUMBING | 221116 | WATER DISTRIBUTION PIPING | ME | Item | 710 | Aboveground, Water Distribution Piping | Cold Water PVC Pipes and fittings | D | 25dn | 80 | m | 13.9 | 1112 | 13.9 | 1112
FPE | 22 | PLUMBING | 221116 | WATER DISTRIBUTION PIPING | ME | Item | 711 | Aboveground, Water Distribution Piping | Cold Water PVC Pipes and fittings | E | 32 dn | 70 | m | 14.9 | 1043 | 14.9 | 1043
FPE | 22 | PLUMBING | 221116 | WATER DISTRIBUTION PIPING | ME | Item | 712 | Aboveground, Water Distribution Piping | Cold Water PVC Pipes and fittings | F | 40 dn | 57 | m | 23.8 | 1356.6 | 23.8 | 1356.6
FPE | 22 | PLUMBING | 221116 | WATER DISTRIBUTION PIPING | ME | Item | 713 | Aboveground, Water Distribution Piping | Cold Water PVC Pipes and fittings | G | 50 dn | 168 | m | 31 | 5208 | 31 | 5208
FPE | 22 | PLUMBING | 221116 | WATER DISTRIBUTION PIPING | ME | Item | 714 | Aboveground, Water Distribution Piping | Cold Water PVC Pipes and fittings | H | 65 dn | 41 | m | 39 | 1599 | 39 | 1599
FPE | 22 | PLUMBING | 221116 | WATER DISTRIBUTION PIPING | ME | Item | 715 | Aboveground, Water Distribution Piping | Cold Water PVC Pipes and fittings | J | 80 dn | 17 | m | 48 | 816 | 48 | 816
FPE | 22 | PLUMBING | 221116 | WATER DISTRIBUTION PIPING | ME | Other | 716 | Aboveground, Water Distribution Piping | Hot Water CPVC Pipes and fittings |  | Hot Water CPVC Pipes and fittings
FPE | 22 | PLUMBING | 221116 | WATER DISTRIBUTION PIPING | ME | Item | 717 | Aboveground, Water Distribution Piping | Cold Water PVC Pipes and fittings | K | 15 dn | 150 | m | 12.9 | 1935 | 12.9 | 1935
FPE | 22 | PLUMBING | 221116 | WATER DISTRIBUTION PIPING | ME | Item | 718 | Aboveground, Water Distribution Piping | Hot Water CPVC Pipes and fittings | L | 20 dn | 110 | m | 12.9 | 1419 | 12.9 | 1419
FPE | 22 | PLUMBING | 221116 | WATER DISTRIBUTION PIPING | ME | Item | 719 | Aboveground, Water Distribution Piping | Cold Water PVC Pipes and fittings | M | 25dn | 60 | m | 13.9 | 834 | 13.9 | 834
FPE | 22 | PLUMBING | 221116 | WATER DISTRIBUTION PIPING | ME | Item | 720 | Aboveground, Water Distribution Piping | Hot Water CPVC Pipes and fittings | N | 32 dn | 80 | m | 14.9 | 1192 | 14.9 | 1192
FPE | 22 | PLUMBING | 221116 | WATER DISTRIBUTION PIPING | ME | Item | 721 | Aboveground, Water Distribution Piping | Cold Water PVC Pipes and fittings | P | 40 dn | 65 | m | 23.8 | 1547 | 23.8 | 1547
FPE | 22 | PLUMBING | 221116 | WATER DISTRIBUTION PIPING | ME | Item | 722 | Aboveground, Water Distribution Piping | Hot Water CPVC Pipes and fittings | Q | 50 dn | 100 | m | 31 | 3100 | 31 | 3100
FPE | 22 | PLUMBING | 221116 | WATER DISTRIBUTION PIPING | ME | Item | 723 | Aboveground, Water Distribution Piping | Cold Water PVC Pipes and fittings | R | 65 dn | 34 | m | 39 | 1326 | 39 | 1326
FPE | 22 | PLUMBING | 221116 | WATER DISTRIBUTION PIPING | ME | Other | 724 | Aboveground, Water Distribution Piping | Valves |  | Valves
FPE | 22 | PLUMBING | 221116 | WATER DISTRIBUTION PIPING | ME | Item | 725 | Aboveground, Water Distribution Piping | Cold Water PVC Pipes and fittings | A | Ball valves | 1 | Item |  |  | 0 | 0
FPE | 22 | PLUMBING | 221116 | WATER DISTRIBUTION PIPING | ME | Item | 726 | Aboveground, Water Distribution Piping | Valves | B | Globe valves | 1 | Item |  |  | 0 | 0
FPE | 22 | PLUMBING | 221116 | WATER DISTRIBUTION PIPING | ME | Item | 727 | Aboveground, Water Distribution Piping | Cold Water PVC Pipes and fittings | C | Gate valves | 1 | Item | 10839.125 | 10839.125 | 10839.125 | 10839.125
FPE | 22 | PLUMBING | 221116 | WATER DISTRIBUTION PIPING | ME | Item | 728 | Aboveground, Water Distribution Piping | Valves | D | Check valves | 1 | Item |  |  | 0 | 0
FPE | 22 | PLUMBING | 221116 | WATER DISTRIBUTION PIPING | ME | Item | 729 | Aboveground, Water Distribution Piping | Cold Water PVC Pipes and fittings | E | Automatic air valves | 1 | Item |  |  | 0 | 0
FPE | 22 | PLUMBING | 221123 | DOMESTIC WATER PIPING SPECIALTIES | ME | Other | 730 | 221123 - DOMESTIC WATER PIPING SPECIALTIES | 221123 - DOMESTIC WATER PIPING SPECIALTIES |  | 221123 - DOMESTIC WATER PIPING SPECIALTIES
FPE | 22 | PLUMBING | 221123 | DOMESTIC WATER PIPING SPECIALTIES | ME | Other | 731 | WATER TAPS | WATER TAPS |  | WATER TAPS
FPE | 22 | PLUMBING | 221123 | DOMESTIC WATER PIPING SPECIALTIES | ME | Item | 732 | 221123 - DOMESTIC WATER PIPING SPECIALTIES | 221123 - DOMESTIC WATER PIPING SPECIALTIES | F | Type WT-1 | 1 | Nr | 100 | 100 | 100 | 100
FPE | 22 | PLUMBING | 221123 | DOMESTIC WATER PIPING SPECIALTIES | ME | Other | 733 | PERINAL BIP COCK | PERINAL BIP COCK |  | PERINAL BIP COCK
FPE | 22 | PLUMBING | 221123 | DOMESTIC WATER PIPING SPECIALTIES | ME | Item | 734 | 221123 - DOMESTIC WATER PIPING SPECIALTIES | 221123 - DOMESTIC WATER PIPING SPECIALTIES | G | Type BPH-1 | 7 | Nr | 67 | 469 | 67 | 469
FPE | 22 | PLUMBING | 221123 | DOMESTIC WATER PIPING SPECIALTIES | ME | Other | 735 | Float valve | Float valve |  | Float valve
FPE | 22 | PLUMBING | 221123 | DOMESTIC WATER PIPING SPECIALTIES | ME | Item | 736 | 221123 - DOMESTIC WATER PIPING SPECIALTIES | 221123 - DOMESTIC WATER PIPING SPECIALTIES | H | 50 dn | 4 | Nr | 260 | 1040 | 260 | 1040
FPE | 22 | PLUMBING | 221123 | DOMESTIC WATER PIPING SPECIALTIES | ME | Item | 737 | Float valve | Float valve | J | 3-Way Mixing Valve | 1 | Nr | 735 | 735 | 735 | 735
FPE | 22 | PLUMBING | 221123 | DOMESTIC WATER PUMPS | ME | Other | 738 | 221123 - DOMESTIC WATER PUMPS | 221123 - DOMESTIC WATER PUMPS |  | 221123 - DOMESTIC WATER PUMPS
FPE | 22 | PLUMBING | 221123 | DOMESTIC WATER PUMPS | ME | Other | 739 | In-Line Circulators | In-Line Circulators |  | In-Line Circulators
FPE | 22 | PLUMBING | 221123 | DOMESTIC WATER PUMPS | ME | Item | 740 | 221123 - DOMESTIC WATER PUMPS | 221123 - DOMESTIC WATER PUMPS | K | Type P-RF-02 | 2 | Nr | 500 | 1000 | 500 | 1000
FPE | 22 | PLUMBING | 221123 | DOMESTIC WATER PUMPS | ME | Item | 741 | In-Line Circulators | In-Line Circulators | L | Type P-RF-03 | 2 | Nr | 500 | 1000 | 500 | 1000
FPE | 22 | PLUMBING | 221123 | DOMESTIC WATER PUMPS | ME | Other | 742 | End suction centrifugal pumps | End suction centrifugal pumps |  | End suction centrifugal pumps
FPE | 22 | PLUMBING | 221123 | DOMESTIC WATER PUMPS | ME | Item | 743 | In-Line Circulators | In-Line Circulators | A | Type P-B-01 | 2 | Nr | 825 | 1650 | 825 | 1650
FPE | 22 | PLUMBING | 221123 | DOMESTIC WATER PUMPS | ME | Item | 744 | End suction centrifugal pumps | End suction centrifugal pumps | B | Type P-RF-01-1 & -2 | 2 | Nr | 1325 | 2650 | 1325 | 2650
FPE | 22 | PLUMBING | 221123 | DOMESTIC WATER PUMPS | ME | Item | 745 | In-Line Circulators | In-Line Circulators | C | Spare parts as specified for water distribution pumps | 1 | Item | 600 | 600 | 600 | 600
FPE | 22 | PLUMBING | 221123.13 | DOMESTIC WATER PACKAGED BOOSTER PUMP SETS | ME | Other | 746 | 221123.13 - DOMESTIC WATER PACKAGED BOOSTER PUMP SETS | 221123.13 - DOMESTIC WATER PACKAGED BOOSTER PUMP SETS |  | 221123.13 - DOMESTIC WATER PACKAGED BOOSTER PUMP SETS
FPE | 22 | PLUMBING | 221123.13 | DOMESTIC WATER PACKAGED BOOSTER PUMP SETS | ME | Item | 747 | In-Line Circulators | In-Line Circulators | D | Type PU-RF-1 | 1 | Set | 6500 | 6500 | 6500 | 6500
FPE | 22 | PLUMBING | 221123.13 | DOMESTIC WATER PACKAGED BOOSTER PUMP SETS | ME | Item | 748 | 221123.13 - DOMESTIC WATER PACKAGED BOOSTER PUMP SETS | 221123.13 - DOMESTIC WATER PACKAGED BOOSTER PUMP SETS | E | Type PU-RF-2 | 1 | Set | 4000 | 4000 | 4000 | 4000
FPE | 22 | PLUMBING | 221123.13 | DOMESTIC WATER PACKAGED BOOSTER PUMP SETS | ME | Item | 749 | In-Line Circulators | In-Line Circulators | F | Spare parts as specified for packaged booster pumps | 1 | Item | 380 | 380 | 380 | 380
FPE | 22 | PLUMBING | 221316 | SANITARY WASTE AND VENT PIPING | ME | Other | 750 | 221316 - SANITARY WASTE AND VENT PIPING | 221316 - SANITARY WASTE AND VENT PIPING |  | 221316 - SANITARY WASTE AND VENT PIPING
FPE | 22 | PLUMBING | 221316 | SANITARY WASTE AND VENT PIPING | ME | Other | 751 | Above Ground / Underground , Soil, Waste and Vent Piping | Above Ground / Underground , Soil, Waste and Vent Piping |  | Above Ground / Underground , Soil, Waste and Vent Piping
FPE | 22 | PLUMBING | 221316 | SANITARY WASTE AND VENT PIPING | ME | Other | 752 | PVC pipes | PVC pipes |  | PVC pipes
FPE | 22 | PLUMBING | 221316 | SANITARY WASTE AND VENT PIPING | ME | Item | 753 | Above Ground / Underground , Soil, Waste and Vent Piping | Above Ground / Underground , Soil, Waste and Vent Piping | G | 32dn | 167 | m | 9.9 | 1653.3 | 9.9 | 1653.3
FPE | 22 | PLUMBING | 221316 | SANITARY WASTE AND VENT PIPING | ME | Item | 754 | PVC pipes | PVC pipes | H | 50 dn | 475 | m | 12.9 | 6127.5 | 12.9 | 6127.5
FPE | 22 | PLUMBING | 221316 | SANITARY WASTE AND VENT PIPING | ME | Item | 755 | Above Ground / Underground , Soil, Waste and Vent Piping | Above Ground / Underground , Soil, Waste and Vent Piping | J | 82 dn | 97 | m | 17.8 | 1726.6 | 17.8 | 1726.6
FPE | 22 | PLUMBING | 221316 | SANITARY WASTE AND VENT PIPING | ME | Item | 756 | PVC pipes | PVC pipes | K | 110 dn | 265 | m | 20.8 | 5512 | 20.8 | 5512
FPE | 22 | PLUMBING | 221316 | SANITARY WASTE AND VENT PIPING | ME | Item | 757 | Above Ground / Underground , Soil, Waste and Vent Piping | Above Ground / Underground , Soil, Waste and Vent Piping | L | 150 dn | 55 | m | 30 | 1650 | 30 | 1650
FPE | 22 | PLUMBING | 221316 | SANITARY WASTE AND VENT PIPING | ME | Other | 758 | Underground, soil, waste and vent piping connecting inspection chambers | Underground, soil, waste and vent piping connecting inspection chambers |  | Underground, soil, waste and vent piping connecting inspection chambers
FPE | 22 | PLUMBING | 221316 | SANITARY WASTE AND VENT PIPING | ME | Other | 759 | PVC pipes | PVC pipes |  | PVC pipes
FPE | 22 | PLUMBING | 221316 | SANITARY WASTE AND VENT PIPING | ME | Item | 760 | Underground, soil, waste and vent piping connecting inspection chambers | Underground, soil, waste and vent piping connecting inspection chambers | A | 150 dn | 185 | m | 30 | 5550 | 30 | 5550
FPE | 22 | PLUMBING | 221316 | SANITARY WASTE AND VENT PIPING | ME | Other | 761 | Inspection Chambers | Inspection Chambers |  | Inspection Chambers
FPE | 22 | PLUMBING | 221316 | SANITARY WASTE AND VENT PIPING | ME | Item | 762 | Underground, soil, waste and vent piping connecting inspection chambers | Underground, soil, waste and vent piping connecting inspection chambers | B | Sewer Inspection Chambers | 5 | Nr | 316 | 1580 | 316 | 1580
FPE | 22 | PLUMBING | 221316 | SANITARY WASTE AND VENT PIPING | ME | Other | 763 | Aboveground / Underground , Soil, Waste Force Mains | Aboveground / Underground , Soil, Waste Force Mains |  | Aboveground / Underground , Soil, Waste Force Mains
FPE | 22 | PLUMBING | 221316 | SANITARY WASTE AND VENT PIPING | ME | Other | 764 | Ductile-iron pipes | Ductile-iron pipes |  | Ductile-iron pipes
FPE | 22 | PLUMBING | 221316 | SANITARY WASTE AND VENT PIPING | ME | Item | 765 | Aboveground / Underground , Soil, Waste Force Mains | Aboveground / Underground , Soil, Waste Force Mains | C | 50 dn | 15 | m | 41.16 | 617.4 | 41.16 | 617.4
FPE | 22 | PLUMBING | 221316 | SANITARY WASTE AND VENT PIPING | ME | Other | 766 | Aboveground , Storm Drainage Piping | Aboveground , Storm Drainage Piping |  | Aboveground , Storm Drainage Piping
FPE | 22 | PLUMBING | 221316 | SANITARY WASTE AND VENT PIPING | ME | Other | 767 | PVC pipes | PVC pipes |  | PVC pipes
FPE | 22 | PLUMBING | 221316 | SANITARY WASTE AND VENT PIPING | ME | Item | 768 | Aboveground , Storm Drainage Piping | Aboveground , Storm Drainage Piping | D | 50 dn | 76 | m | 12.9 | 980.4 | 12.9 | 980.4
FPE | 22 | PLUMBING | 221316 | SANITARY WASTE AND VENT PIPING | ME | Item | 769 | PVC pipes | PVC pipes | E | 80 dn | 81 | m | 17.8 | 1441.8 | 17.8 | 1441.8
FPE | 22 | PLUMBING | 221316 | SANITARY WASTE AND VENT PIPING | ME | Item | 770 | Aboveground , Storm Drainage Piping | Aboveground , Storm Drainage Piping | F | 110 dn | 19 | m | 20.8 | 395.2 | 20.8 | 395.2
FPE | 22 | PLUMBING | 221319 | SANITARY WATER PIPING SPECIALTIES | ME | Other | 771 | 22112 - SANITARY WATER PIPING SPECIALTIES | 22112 - SANITARY WATER PIPING SPECIALTIES |  | 22112 - SANITARY WATER PIPING SPECIALTIES
FPE | 22 | PLUMBING | 221319 | SANITARY WATER PIPING SPECIALTIES | ME | Other | 772 | Floor drains | Floor drains |  | Floor drains
FPE | 22 | PLUMBING | 221319 | SANITARY WATER PIPING SPECIALTIES | ME | Item | 773 | 22112 - SANITARY WATER PIPING SPECIALTIES | 22112 - SANITARY WATER PIPING SPECIALTIES | G | Type FD-1; 82 dn | 18 | Nr | 54.5 | 981 | 54.5 | 981
FPE | 22 | PLUMBING | 221319 | SANITARY WATER PIPING SPECIALTIES | ME | Item | 774 | Floor drains | Floor drains | H | Type FD-2; 100 dn | 6 | Nr |  |  | 0 | 0
FPE | 22 | PLUMBING | 221319 | SANITARY WATER PIPING SPECIALTIES | ME | Other | 775 | Floor cleanouts | Floor cleanouts |  | Floor cleanouts
FPE | 22 | PLUMBING | 221319 | SANITARY WATER PIPING SPECIALTIES | ME | Item | 776 | Floor drains | Floor drains | H | Type FCO; 110 dn | 5 | Nr |  |  | 0 | 0
FPE | 22 | PLUMBING | 221319 | SANITARY WATER PIPING SPECIALTIES | ME | Item | 777 | Floor cleanouts | Floor cleanouts | H | Type FCO; 100 dn | 4 | Nr | 67.71 | 270.84 | 67.71 | 270.84
FPE | 22 | PLUMBING | 221319 | SANITARY WATER PIPING SPECIALTIES | ME | Item | 778 | Floor drains | Floor drains | A | Cowls | 1 | Item | 401 | 401 | 401 | 401
FPE | 22 | PLUMBING | 221319 | SANITARY WATER PIPING SPECIALTIES | ME | Other | 779 | Roof drains | Roof drains |  | Roof drains
FPE | 22 | PLUMBING | 221319 | SANITARY WATER PIPING SPECIALTIES | ME | Item | 780 | Floor drains | Floor drains | B | Type RD-1; 82 dn | 10 | Nr | 113 | 1130 | 113 | 1130
FPE | 22 | PLUMBING | 221319 | SANITARY WATER PIPING SPECIALTIES | ME | Item | 781 | Roof drains | Roof drains | C | Type SCD-1; 50 dn | 4 | Nr | 100 | 400 | 100 | 400
FPE | 22 | PLUMBING | 221319 | SANITARY WATER PIPING SPECIALTIES | ME | Other | 782 | Balcony drains | Balcony drains |  | Balcony drains
FPE | 22 | PLUMBING | 221319 | SANITARY WATER PIPING SPECIALTIES | ME | Item | 783 | Roof drains | Roof drains | D | Type BD-1; 50 dn | 6 | Nr | 90 | 540 | 90 | 540
FPE | 22 | PLUMBING | 221319 | SANITARY WATER PIPING SPECIALTIES | ME | Other | 784 | Terrace drains | Terrace drains |  | Terrace drains
FPE | 22 | PLUMBING | 221319 | SANITARY WATER PIPING SPECIALTIES | ME | Item | 785 | Roof drains | Roof drains | E | Type TD-1; 82 dn | 7 | Nr | 110 | 770 | 110 | 770
FPE | 22 | PLUMBING | 221429 | SUMP PUMPS | ME | Other | 786 | 221429 - SUMP PUMPS | 221429 - SUMP PUMPS |  | 221429 - SUMP PUMPS
FPE | 22 | PLUMBING | 221429 | SUMP PUMPS | ME | Other | 787 | Duplex sump pumps | Duplex sump pumps |  | Duplex sump pumps
FPE | 22 | PLUMBING | 221429 | SUMP PUMPS | ME | Item | 788 | 221429 - SUMP PUMPS | 221429 - SUMP PUMPS | F | Type SP-B-01 | 1 | Set | 1650 | 1650 | 1650 | 1650
FPE | 22 | PLUMBING | 221429 | SUMP PUMPS | ME | Item | 789 | Duplex sump pumps | Duplex sump pumps | G | Spare parts as specified for sewage and sump pumps | 1 | Item | 275 | 275 | 275 | 275
FPE | 22 | PLUMBING | 223100 | DOMESTIC WATER SOFTNERS | ME | Other | 790 | 223100 - DOMESTIC WATER SOFTNERS | 223100 - DOMESTIC WATER SOFTNERS |  | 223100 - DOMESTIC WATER SOFTNERS
FPE | 22 | PLUMBING | 223100 | DOMESTIC WATER SOFTNERS | ME | Item | 791 | Duplex sump pumps | Duplex sump pumps | H | Type WS-1 | 1 | Nr | 3800 | 3800 | 3800 | 3800
FPE | 22 | PLUMBING | 223500 | DOMESTIC WATER HEAT EXCHANGERS | ME | Other | 792 | 223500- DOMESTIC WATER HEAT EXCHANGERS | 223500- DOMESTIC WATER HEAT EXCHANGERS |  | 223500- DOMESTIC WATER HEAT EXCHANGERS
FPE | 22 | PLUMBING | 223500 | DOMESTIC WATER HEAT EXCHANGERS | ME | Other | 793 | Large-capacity storage heat exchangers | Large-capacity storage heat exchangers |  | Large-capacity storage heat exchangers
FPE | 22 | PLUMBING | 223500 | DOMESTIC WATER HEAT EXCHANGERS | ME | Item | 794 | 223500- DOMESTIC WATER HEAT EXCHANGERS | 223500- DOMESTIC WATER HEAT EXCHANGERS | J | HWST-RF-01-1 & 2 | 2 | Nr |  |  | 0 | 0
FPE | 22 | PLUMBING | 223500 | DOMESTIC WATER HEAT EXCHANGERS | ME | Item | 795 | Large-capacity storage heat exchangers | Large-capacity storage heat exchangers | K | HWST-RF-02-1 & 2 | 2 | Nr |  |  | 0 | 0
FPE | 22 | PLUMBING | 223500 | DOMESTIC WATER HEAT EXCHANGERS | ME | Item | 796 | 223500- DOMESTIC WATER HEAT EXCHANGERS | 223500- DOMESTIC WATER HEAT EXCHANGERS | J | EWH 50 Ltr | 10 | Nr | 300 | 3000 | 300 | 3000
FPE | 22 | PLUMBING | 224000 | PLUMBING FIXTURES | ME | Other | 797 | 224000 - PLUMBING FIXTURES | 224000 - PLUMBING FIXTURES |  | 224000 - PLUMBING FIXTURES
FPE | 22 | PLUMBING | 224000 | PLUMBING FIXTURES | ME | Other | 798 | Lavatories | Lavatories |  | Lavatories
FPE | 22 | PLUMBING | 224000 | PLUMBING FIXTURES | ME | Item | 799 | 224000 - PLUMBING FIXTURES | 224000 - PLUMBING FIXTURES | A | Type LAV-1 | 8 | Nr | 530 | 4240 | 530 | 4240
FPE | 22 | PLUMBING | 224000 | PLUMBING FIXTURES | ME | Item | 800 | Lavatories | Lavatories | B | Type LAV-2 | 1 | Nr | 530 | 530 | 530 | 530
FPE | 22 | PLUMBING | 224000 | PLUMBING FIXTURES | ME | Other | 801 | Water closets | Water closets |  | Water closets
FPE | 22 | PLUMBING | 224000 | PLUMBING FIXTURES | ME | Item | 802 | Lavatories | Lavatories | C | Type EWC-1 | 7 | Nr | 669 | 4683 | 669 | 4683
FPE | 22 | PLUMBING | 224000 | PLUMBING FIXTURES | ME | Item | 803 | Water closets | Water closets | D | Type EWC-2 | 1 | Nr |  |  | 0 | 0
FPE | 22 | PLUMBING | 224000 | PLUMBING FIXTURES | ME | Other | 804 | Bathtubs | Bathtubs |  | Bathtubs
FPE | 22 | PLUMBING | 224000 | PLUMBING FIXTURES | ME | Item | 805 | Water closets | Water closets | E | Type BT-1 | 6 | Nr |  |  | 0 | 0
FPE | 22 | PLUMBING | 224000 | PLUMBING FIXTURES | ME | Other | 806 | Showers | Showers |  | Showers
FPE | 22 | PLUMBING | 224000 | PLUMBING FIXTURES | ME | Item | 807 | Water closets | Water closets | D | Type SH-1 | 6 | Nr | 383 | 2298 | 383 | 2298
FPE | 22 | PLUMBING | 224000 | PLUMBING FIXTURES | ME | Other | 808 | Sinks | Sinks |  | Sinks
FPE | 22 | PLUMBING | 224000 | PLUMBING FIXTURES | ME | Item | 809 | Water closets | Water closets | E | Type MS-1 | 1 | Nr | 661 | 661 | 661 | 661
FPE | 22 | PLUMBING | 224000 | PLUMBING FIXTURES | ME | Item | 810 | Sinks | Sinks | F | Type KS-1 | 9 | Nr | 394 | 3546 | 394 | 3546
FPE | 22 | PLUMBING | 224000 | PLUMBING FIXTURES | ME | Item | 811 | Water closets | Water closets | J | Type KS-2 | 1 | Nr |  |  | 0 | 0
FPE | 22 | PLUMBING | 224000 | PLUMBING FIXTURES | ME | Other | 812 | Sinks | Sinks | BILL NO. 22 - PLUMBING
FPE | 22 | PLUMBING | To Summary | To Summary |  | Bill Sum | 813 | Water closets | Water closets | To Summary |  |  |  | J.D | 118541.765
FPE | 23 | HEATING, VENTILATING AND AIR CONDITIONING | 230713 | DUCT INSULATION | ME | Other | 814 | Sinks | Sinks | BILL NO. 23
FPE | 23 | HEATING, VENTILATING AND AIR CONDITIONING | 230713 | DUCT INSULATION | ME | Other | 815 | Water closets | Water closets | HEATING, VENTILATING AND AIR CONDITIONING
FPE | 23 | HEATING, VENTILATING AND AIR CONDITIONING | 230713 | DUCT INSULATION | ME | Other | 816 | Sinks | Sinks | Item | Description | Qty | Unit | Rate | Amount
FPE | 23 | HEATING, VENTILATING AND AIR CONDITIONING | 230713 | DUCT INSULATION | ME | Other | 817 | Water closets | Water closets | [5 empty] | J.D
FPE | 23 | HEATING, VENTILATING AND AIR CONDITIONING | 230713 | DUCT INSULATION | ME | Other | 818 | 230713 - DUCT INSULATION | 230713 - DUCT INSULATION |  | 230713 - DUCT INSULATION
FPE | 23 | HEATING, VENTILATING AND AIR CONDITIONING | 230713 | DUCT INSULATION | ME | Other | 819 | Indoor Duct And Plenum Insulation | Indoor Duct And Plenum Insulation |  | Indoor Duct And Plenum Insulation
FPE | 23 | HEATING, VENTILATING AND AIR CONDITIONING | 230713 | DUCT INSULATION | ME | Other | 820 | Rectangular, supply and Return ducts, concealed | Rectangular, supply and Return ducts, concealed |  | Rectangular, supply and Return ducts, concealed
FPE | 23 | HEATING, VENTILATING AND AIR CONDITIONING | 230713 | DUCT INSULATION | ME | Item | 821 | Indoor Duct And Plenum Insulation | Indoor Duct And Plenum Insulation | A | 50 mm thick Mineral Fiber Blanket | 70 | m2 | 12.48 | 873.6 | 12.48 | 873.6
FPE | 23 | HEATING, VENTILATING AND AIR CONDITIONING | 230713 | DUCT INSULATION | ME | Other | 822 | Rectangular, treated fresh air ducts, concealed | Rectangular, treated fresh air ducts, concealed |  | Rectangular, treated fresh air ducts, concealed
FPE | 23 | HEATING, VENTILATING AND AIR CONDITIONING | 230713 | DUCT INSULATION | ME | Item | 823 | Indoor Duct And Plenum Insulation | Indoor Duct And Plenum Insulation | B | 50 mm thick Mineral Fiber Blanket | 50 | m2 | 12.48 | 624 | 12.48 | 624
FPE | 23 | HEATING, VENTILATING AND AIR CONDITIONING | 230713 | DUCT INSULATION | ME | Other | 824 | Rectangular, range-hood exhaust ducts, concealed | Rectangular, range-hood exhaust ducts, concealed |  | Rectangular, range-hood exhaust ducts, concealed
FPE | 23 | HEATING, VENTILATING AND AIR CONDITIONING | 230713 | DUCT INSULATION | ME | Item | 825 | Indoor Duct And Plenum Insulation | Indoor Duct And Plenum Insulation | C | 25 mm thick Mineral Fiber Board | 90 | m2 |  |  | 0 | 0
FPE | 23 | HEATING, VENTILATING AND AIR CONDITIONING | 230713 | DUCT INSULATION | ME | Other | 826 | Outdoor Duct And Plenum Insulation | Rectangular, supply and Return ducts, concealed |  | Outdoor Duct And Plenum Insulation
FPE | 23 | HEATING, VENTILATING AND AIR CONDITIONING | 230713 | DUCT INSULATION | ME | Other | 827 | Outdoor Duct And Plenum Insulation | Rectangular, supply and Return ducts, concealed |  | Rectangular, supply and Return ducts, concealed
FPE | 23 | HEATING, VENTILATING AND AIR CONDITIONING | 230713 | DUCT INSULATION | ME | Item | 828 | Outdoor Duct And Plenum Insulation | Rectangular, supply and Return ducts, concealed | D | 50 mm thick Mineral Fiber Blanket with Al jacketing | 150 | m2 |  |  | 0 | 0
FPE | 23 | HEATING, VENTILATING AND AIR CONDITIONING | 230713 | DUCT INSULATION | ME | Other | 829 | Boiler Breeching And Connector Insulation | Round |  | Boiler Breeching And Connector Insulation
FPE | 23 | HEATING, VENTILATING AND AIR CONDITIONING | 230713 | DUCT INSULATION | ME | Other | 830 | Boiler Breeching And Connector Insulation | Round |  | Round
FPE | 23 | HEATING, VENTILATING AND AIR CONDITIONING | 230713 | DUCT INSULATION | ME | Item | 831 | Boiler Breeching And Connector Insulation | Round | E | 50 mm thick Calcium Cilicate with Al jacketing | 30 | m2 |  |  | 0 | 0
FPE | 23 | HEATING, VENTILATING AND AIR CONDITIONING | 230719 | HVAC PIPE INSULATION | ME | Other | 832 | 230719 - HVAC PIPE INSULATION | 230719 - HVAC PIPE INSULATION |  | 230719 - HVAC PIPE INSULATION
FPE | 23 | HEATING, VENTILATING AND AIR CONDITIONING | 230719 | HVAC PIPE INSULATION | ME | Other | 833 | Interior Insulation | Condensate drain piping |  | Interior Insulation
FPE | 23 | HEATING, VENTILATING AND AIR CONDITIONING | 230719 | HVAC PIPE INSULATION | ME | Other | 834 | Interior Insulation | Condensate drain piping |  | Condensate drain piping
FPE | 23 | HEATING, VENTILATING AND AIR CONDITIONING | 230719 | HVAC PIPE INSULATION | ME | Other | 835 | Condensate drain piping | 19 mm thick |  | 19 mm thick
FPE | 23 | HEATING, VENTILATING AND AIR CONDITIONING | 230719 | HVAC PIPE INSULATION | ME | Item | 836 | Interior Insulation | Condensate drain piping | A | 20 dn | 60 | m | 5 | 300 | 5 | 300
FPE | 23 | HEATING, VENTILATING AND AIR CONDITIONING | 230719 | HVAC PIPE INSULATION | ME | Other | 837 | Heating hot-water supply and return, concealed | Heating hot-water supply and return, concealed |  | Heating hot-water supply and return, concealed
FPE | 23 | HEATING, VENTILATING AND AIR CONDITIONING | 230719 | HVAC PIPE INSULATION | ME | Other | 838 | Heating hot-water supply and return, concealed | 25 mm thick |  | 25 mm thick
FPE | 23 | HEATING, VENTILATING AND AIR CONDITIONING | 230719 | HVAC PIPE INSULATION | ME | Item | 839 | Heating hot-water supply and return, concealed |  | B | 20 dn | 5 | m | 5 | 25 | 5 | 25
FPE | 23 | HEATING, VENTILATING AND AIR CONDITIONING | 230719 | HVAC PIPE INSULATION | ME | Item | 840 | Heating hot-water supply and return, concealed |  | C | 25 dn | 50 | m | 5 | 250 | 5 | 250
FPE | 23 | HEATING, VENTILATING AND AIR CONDITIONING | 230719 | HVAC PIPE INSULATION | ME | Item | 841 | Heating hot-water supply and return, concealed |  | D | 32 dn | 3 | m | 5 | 15 | 5 | 15
FPE | 23 | HEATING, VENTILATING AND AIR CONDITIONING | 230719 | HVAC PIPE INSULATION | ME | Item | 842 | Heating hot-water supply and return, concealed |  | E | 40 dn | 150 | m |  |  | 0 | 0
FPE | 23 | HEATING, VENTILATING AND AIR CONDITIONING | 230719 | HVAC PIPE INSULATION | ME | Other | 843 | Heating hot-water supply and return, concealed | 38 mm thick |  | 38 mm thick
FPE | 23 | HEATING, VENTILATING AND AIR CONDITIONING | 230719 | HVAC PIPE INSULATION | ME | Item | 844 | Heating hot-water supply and return, concealed | 38 mm thick | F | 65 dn | 70 | m |  |  | 0 | 0
FPE | 23 | HEATING, VENTILATING AND AIR CONDITIONING | 230719 | HVAC PIPE INSULATION | ME | Other | 845 | Heating hot-water supply and return, concealed | Heating hot-water supply and return, on all pipes running in mechanical rooms or exposed to view with AL jacketing |  | Heating hot-water supply and return, on all pipes running in mechanical rooms or exposed to view with AL jacketing
FPE | 23 | HEATING, VENTILATING AND AIR CONDITIONING | 230719 | HVAC PIPE INSULATION | ME | Other | 846 | Heating hot-water supply and return, concealed | 50 mm thick |  | 50 mm thick
FPE | 23 | HEATING, VENTILATING AND AIR CONDITIONING | 230719 | HVAC PIPE INSULATION | ME | Item | 847 | Heating hot-water supply and return, concealed | Heating hot-water supply and return, on all pipes running in mechanical rooms or exposed to view with AL jacketing | E | 40 dn | 17 | m |  |  | 0 | 0
FPE | 23 | HEATING, VENTILATING AND AIR CONDITIONING | 230719 | HVAC PIPE INSULATION | ME | Item | 848 | Heating hot-water supply and return, concealed | 50 mm thick | F | 65 dn | 15 | m |  |  | 0 | 0
FPE | 23 | HEATING, VENTILATING AND AIR CONDITIONING | 230719 | HVAC PIPE INSULATION | ME | Item | 849 | Heating hot-water supply and return, concealed | Heating hot-water supply and return, on all pipes running in mechanical rooms or exposed to view with AL jacketing | G | 80 dn | 50 | m |  |  | 0 | 0
FPE | 23 | HEATING, VENTILATING AND AIR CONDITIONING | 230900 | BUILDING MANAGEMENT SYSTEM (BMS), INSTRUMENTATION AND CONTROLS | ME | Other | 850 | 230900 - BUILDING MANAGEMENT SYSTEM (BMS), INSTRUMENTATION AND CONTROLS | 230900 - BUILDING MANAGEMENT SYSTEM (BMS), INSTRUMENTATION AND CONTROLS |  | 230900 - BUILDING MANAGEMENT SYSTEM (BMS), INSTRUMENTATION AND CONTROLS
FPE | 23 | HEATING, VENTILATING AND AIR CONDITIONING | 230900 | BUILDING MANAGEMENT SYSTEM (BMS), INSTRUMENTATION AND CONTROLS | ME | Other | 851 | System complete as specified and as shown on drawings | System complete as specified and as shown on drawings |  | System complete as specified and as shown on drawings
FPE | 23 | HEATING, VENTILATING AND AIR CONDITIONING | 230900 | BUILDING MANAGEMENT SYSTEM (BMS), INSTRUMENTATION AND CONTROLS | ME | Item | 852 | 230900 - BUILDING MANAGEMENT SYSTEM (BMS), INSTRUMENTATION AND CONTROLS | 230900 - BUILDING MANAGEMENT SYSTEM (BMS), INSTRUMENTATION AND CONTROLS | A | Spare parts as specified for BMS | 1 | Item |  |  | 0 | 0
FPE | 23 | HEATING, VENTILATING AND AIR CONDITIONING | 231113 | FACILITY FUEL OIL PIPING | ME | Other | 853 | 231113 - FACILITY FUEL OIL PIPING | 231113 - FACILITY FUEL OIL PIPING |  | 231113 - FACILITY FUEL OIL PIPING
FPE | 23 | HEATING, VENTILATING AND AIR CONDITIONING | 231113 | FACILITY FUEL OIL PIPING | ME | Other | 854 | Black steel pipes and fittings | Black steel pipes and fittings |  | Black steel pipes and fittings
FPE | 23 | HEATING, VENTILATING AND AIR CONDITIONING | 231113 | FACILITY FUEL OIL PIPING | ME | Item | 855 | 231113 - FACILITY FUEL OIL PIPING | 231113 - FACILITY FUEL OIL PIPING | B | 15 dn | 11 | m |  |  | 0 | 0
FPE | 23 | HEATING, VENTILATING AND AIR CONDITIONING | 231113 | FACILITY FUEL OIL PIPING | ME | Item | 856 | Black steel pipes and fittings | Black steel pipes and fittings | A | 20 dn | 8 | m | 16.8 | 134.4 | 16.8 | 134.4
FPE | 23 | HEATING, VENTILATING AND AIR CONDITIONING | 231113 | FACILITY FUEL OIL PIPING | ME | Other | 857 | Valves | Valves |  | Valves
FPE | 23 | HEATING, VENTILATING AND AIR CONDITIONING | 231113 | FACILITY FUEL OIL PIPING | ME | Other | 858 | Gate valves | Gate valves |  | Gate valves
FPE | 23 | HEATING, VENTILATING AND AIR CONDITIONING | 231113 | FACILITY FUEL OIL PIPING | ME | Item | 859 | Valves | Valves | B | 20 dn | 1 | Item |  |  | 0 | 0
FPE | 23 | HEATING, VENTILATING AND AIR CONDITIONING | 231113 | FACILITY FUEL OIL PIPING | ME | Other | 860 | Check valves | Check valves |  | Check valves
FPE | 23 | HEATING, VENTILATING AND AIR CONDITIONING | 231113 | FACILITY FUEL OIL PIPING | ME | Item | 861 | Valves | Valves | C | 20 dn | 1 | Item |  |  | 0 | 0
FPE | 23 | HEATING, VENTILATING AND AIR CONDITIONING | 231113 | FACILITY FUEL OIL PIPING | ME | Other | 862 | Fuel oil storage tanks | Fuel oil storage tanks |  | Fuel oil storage tanks
FPE | 23 | HEATING, VENTILATING AND AIR CONDITIONING | 231113 | FACILITY FUEL OIL PIPING | ME | Item | 863 | Valves | Valves | F | Type FOT-01 | 3 | Nr |  |  | 0 | 0
FPE | 23 | HEATING, VENTILATING AND AIR CONDITIONING | 231113 | FACILITY FUEL OIL PIPING | ME | Item | 864 | Fuel oil storage tanks | Fuel oil storage tanks | D | Type FOT-02 | 2 | Nr | 1000 | 2000 | 1000 | 2000
FPE | 23 | HEATING, VENTILATING AND AIR CONDITIONING | 231113 | FACILITY FUEL OIL PIPING | ME | Other | 865 | Strainer | Strainer |  | Strainer
FPE | 23 | HEATING, VENTILATING AND AIR CONDITIONING | 231113 | FACILITY FUEL OIL PIPING | ME | Item | 866 | Fuel oil storage tanks | Fuel oil storage tanks | E | 20 dn | 1 | Nr | 31.3 | 31.3 | 31.3 | 31.3
FPE | 23 | HEATING, VENTILATING AND AIR CONDITIONING | 231126 | FACILITY LIQUEFIED PETROLIUM GAS PIPING | ME | Other | 867 | 231126 - FACILITY LIQUEFIED PETROLIUM GAS PIPING | 231126 - FACILITY LIQUEFIED PETROLIUM GAS PIPING |  | 231126 - FACILITY LIQUEFIED PETROLIUM GAS PIPING
FPE | 23 | HEATING, VENTILATING AND AIR CONDITIONING | 231126 | FACILITY LIQUEFIED PETROLIUM GAS PIPING | ME | Other | 868 | Aboveground pipes and fittings | Black steel pipes and fittings |  | Aboveground pipes and fittings
FPE | 23 | HEATING, VENTILATING AND AIR CONDITIONING | 231126 | FACILITY LIQUEFIED PETROLIUM GAS PIPING | ME | Other | 869 | Aboveground pipes and fittings | Black steel pipes and fittings |  | Black steel pipes and fittings
FPE | 23 | HEATING, VENTILATING AND AIR CONDITIONING | 231126 | FACILITY LIQUEFIED PETROLIUM GAS PIPING | ME | Item | 870 | Aboveground pipes and fittings | Black steel pipes and fittings | A | 32 dn | 30 | m |  |  | 0 | 0
FPE | 23 | HEATING, VENTILATING AND AIR CONDITIONING | 231126 | FACILITY LIQUEFIED PETROLIUM GAS PIPING | ME | Other | 871 | Copper pipes running under tiles | Copper pipes running under tiles |  | Copper pipes running under tiles
FPE | 23 | HEATING, VENTILATING AND AIR CONDITIONING | 231126 | FACILITY LIQUEFIED PETROLIUM GAS PIPING | ME | Item | 872 | Aboveground pipes and fittings | Black steel pipes and fittings | B | 22 dn | 25 | m |  |  | 0 | 0
FPE | 23 | HEATING, VENTILATING AND AIR CONDITIONING | 231126 | FACILITY LIQUEFIED PETROLIUM GAS PIPING | ME | Item | 873 | Copper pipes running under tiles | Copper pipes running under tiles | C | 35 dn | 5 | m |  |  | 0 | 0
FPE | 23 | HEATING, VENTILATING AND AIR CONDITIONING | 231126 | FACILITY LIQUEFIED PETROLIUM GAS PIPING | ME | Item | 874 | Aboveground pipes and fittings | Black steel pipes and fittings | D | Gas Tank, with gas vaporiser and all other accessories | 1 | Nr |  |  | 0 | 0
FPE | 23 | HEATING, VENTILATING AND AIR CONDITIONING | 231126 | FACILITY LIQUEFIED PETROLIUM GAS PIPING | ME | Other | 875 | Gas panels | Gas panels |  | Gas panels
FPE | 23 | HEATING, VENTILATING AND AIR CONDITIONING | 231126 | FACILITY LIQUEFIED PETROLIUM GAS PIPING | ME | Item | 876 | Aboveground pipes and fittings | Black steel pipes and fittings | E | For Main Kitchen | 1 | Nr |  |  | 0 | 0
FPE | 23 | HEATING, VENTILATING AND AIR CONDITIONING | 231126 | FACILITY LIQUEFIED PETROLIUM GAS PIPING | ME | Other | 877 | Solenoid valve | Solenoid valve |  | Solenoid valve
FPE | 23 | HEATING, VENTILATING AND AIR CONDITIONING | 231126 | FACILITY LIQUEFIED PETROLIUM GAS PIPING | ME | Item | 878 | Aboveground pipes and fittings | Black steel pipes and fittings | F | 32 dn | 1 | Nr |  |  | 0 | 0
FPE | 23 | HEATING, VENTILATING AND AIR CONDITIONING | 231126 | FACILITY LIQUEFIED PETROLIUM GAS PIPING | ME | Other | 879 | Excess flow shut-off valve | Excess flow shut-off valve |  | Excess flow shut-off valve
FPE | 23 | HEATING, VENTILATING AND AIR CONDITIONING | 231126 | FACILITY LIQUEFIED PETROLIUM GAS PIPING | ME | Item | 880 | Aboveground pipes and fittings | Black steel pipes and fittings | G | 32 dn | 1 | Nr |  |  | 0 | 0
FPE | 23 | HEATING, VENTILATING AND AIR CONDITIONING | 231126 | FACILITY LIQUEFIED PETROLIUM GAS PIPING | ME | Item | 881 | Excess flow shut-off valve | Excess flow shut-off valve | H | Gas leak detection system complete with all Accessories | 1 | Item |  |  | 0 | 0
FPE | 23 | HEATING, VENTILATING AND AIR CONDITIONING | 232113 | HYDRONIC PIPING | ME | Other | 882 | 232113 - HYDRONIC PIPING | 232113 - HYDRONIC PIPING |  | 232113 - HYDRONIC PIPING
FPE | 23 | HEATING, VENTILATING AND AIR CONDITIONING | 232113 | HYDRONIC PIPING | ME | Other | 883 | Hot Water Pipes | Black steel pipes and fittings |  | Hot Water Pipes
FPE | 23 | HEATING, VENTILATING AND AIR CONDITIONING | 232113 | HYDRONIC PIPING | ME | Other | 884 | Hot Water Pipes | Black steel pipes and fittings |  | Black steel pipes and fittings
FPE | 23 | HEATING, VENTILATING AND AIR CONDITIONING | 232113 | HYDRONIC PIPING | ME | Item | 885 | Hot Water Pipes | Black steel pipes and fittings | A | 20 dn | 5 | m | 16.8 | 84 | 16.8 | 84
FPE | 23 | HEATING, VENTILATING AND AIR CONDITIONING | 232113 | HYDRONIC PIPING | ME | Item | 886 | Hot Water Pipes | Black steel pipes and fittings | B | 25 dn | 50 | m | 18.7 | 935 | 18.7 | 935
FPE | 23 | HEATING, VENTILATING AND AIR CONDITIONING | 232113 | HYDRONIC PIPING | ME | Item | 887 | Hot Water Pipes | Black steel pipes and fittings | A | 32 dn | 3 | m | 23.92 | 71.76 | 23.92 | 71.76
FPE | 23 | HEATING, VENTILATING AND AIR CONDITIONING | 232113 | HYDRONIC PIPING | ME | Item | 888 | Hot Water Pipes | Black steel pipes and fittings | B | 40 dn | 170 | m |  |  | 0 | 0
FPE | 23 | HEATING, VENTILATING AND AIR CONDITIONING | 232113 | HYDRONIC PIPING | ME | Item | 889 | Hot Water Pipes | Black steel pipes and fittings | C | 50 dn | 175 | m |  |  | 0 | 0
FPE | 23 | HEATING, VENTILATING AND AIR CONDITIONING | 232113 | HYDRONIC PIPING | ME | Item | 890 | Hot Water Pipes | Black steel pipes and fittings | D | 65 dn | 105 | m |  |  | 0 | 0
FPE | 23 | HEATING, VENTILATING AND AIR CONDITIONING | 232113 | HYDRONIC PIPING | ME | Item | 891 | Hot Water Pipes | Black steel pipes and fittings | E | 80 dn | 50 | m |  |  | 0 | 0
FPE | 23 | HEATING, VENTILATING AND AIR CONDITIONING | 232113 | HYDRONIC PIPING | ME | Other | 892 | PEX-A Flexible pipe, complete with fittings, valves, controls , joints, flexible connectors, unions, flanges, couplings, sleeves and all the accessories required for system operation, maintenance and occupants comfort. | PEX-A Flexible pipe, complete with fittings, valves, controls , joints, flexible connectors, unions, flanges, couplings, sleeves and all the accessories required for system operation, maintenance and occupants comfort. |  | PEX-A Flexible pipe, complete with fittings, valves, controls , joints, flexible connectors, unions, flanges, couplings, sleeves and all the accessories required for system operation, maintenance and occupants comfort.
FPE | 23 | HEATING, VENTILATING AND AIR CONDITIONING | 232113 | HYDRONIC PIPING | ME | Item | 893 | Hot Water Pipes | Black steel pipes and fittings | B | 16 dn | 278 | m | 4.37 | 1214.86 | 4.37 | 1214.86
FPE | 23 | HEATING, VENTILATING AND AIR CONDITIONING | 232113 | HYDRONIC PIPING | ME | Other | 894 | Condensate Drain Pipes | PVC pipes and fittings |  | Condensate Drain Pipes
FPE | 23 | HEATING, VENTILATING AND AIR CONDITIONING | 232113 | HYDRONIC PIPING | ME | Other | 895 | Condensate Drain Pipes | PVC pipes and fittings |  | PVC pipes and fittings
FPE | 23 | HEATING, VENTILATING AND AIR CONDITIONING | 232113 | HYDRONIC PIPING | ME | Item | 896 | Condensate Drain Pipes | PVC pipes and fittings | C | 20 dn | 100 | m | 4.5 | 450 | 4.5 | 450
FPE | 23 | HEATING, VENTILATING AND AIR CONDITIONING | 232113 | HYDRONIC PIPING | ME | Other | 897 | Valves | Valves |  | Valves
FPE | 23 | HEATING, VENTILATING AND AIR CONDITIONING | 232113 | HYDRONIC PIPING | ME | Item | 898 | Condensate Drain Pipes | PVC pipes and fittings | H | Ball valves | 1 | Item |  |  | 0 | 0
FPE | 23 | HEATING, VENTILATING AND AIR CONDITIONING | 232113 | HYDRONIC PIPING | ME | Other | 899 | Hydronic Specialties | Expansion Tanks |  | Hydronic Specialties
FPE | 23 | HEATING, VENTILATING AND AIR CONDITIONING | 232113 | HYDRONIC PIPING | ME | Other | 900 | Hydronic Specialties | Expansion Tanks |  | Expansion Tanks
FPE | 23 | HEATING, VENTILATING AND AIR CONDITIONING | 232113 | HYDRONIC PIPING | ME | Item | 901 | Hydronic Specialties | Expansion Tanks | J | Type ET-01 | 1 | Nr |  |  | 0 | 0
FPE | 23 | HEATING, VENTILATING AND AIR CONDITIONING | 232123 | HYDRONIC PUMPS | ME | Other | 902 | 232123 - HYDRONIC PUMPS | 232123 - HYDRONIC PUMPS |  | 232123 - HYDRONIC PUMPS
FPE | 23 | HEATING, VENTILATING AND AIR CONDITIONING | 232123 | HYDRONIC PUMPS | ME | Other | 903 | Centrifugal Flexible-coupled end suction pumps | Centrifugal Flexible-coupled end suction pumps |  | Centrifugal Flexible-coupled end suction pumps
FPE | 23 | HEATING, VENTILATING AND AIR CONDITIONING | 232123 | HYDRONIC PUMPS | ME | Item | 904 | 232123 - HYDRONIC PUMPS | 232123 - HYDRONIC PUMPS | A | HWP-GF-01-1 | 2 | Nr |  |  | 0 | 0
FPE | 23 | HEATING, VENTILATING AND AIR CONDITIONING | 232123 | HYDRONIC PUMPS | ME | Item | 905 | Centrifugal Flexible-coupled end suction pumps | Centrifugal Flexible-coupled end suction pumps | B | HWP-GF-01-2 | 2 | Nr |  |  | 0 | 0
FPE | 23 | HEATING, VENTILATING AND AIR CONDITIONING | 232123 | HYDRONIC PUMPS | ME | Item | 906 | 232123 - HYDRONIC PUMPS | 232123 - HYDRONIC PUMPS | C | HWP-GF-01-3 | 2 | Nr |  |  | 0 | 0
FPE | 23 | HEATING, VENTILATING AND AIR CONDITIONING | 232123 | HYDRONIC PUMPS | ME | Item | 907 | Centrifugal Flexible-coupled end suction pumps | Centrifugal Flexible-coupled end suction pumps | D | Type SHP-RF-01 | 2 | Nr |  |  | 0 | 0
FPE | 23 | HEATING, VENTILATING AND AIR CONDITIONING | 232123 | HYDRONIC PUMPS | ME | Item | 908 | 232123 - HYDRONIC PUMPS | 232123 - HYDRONIC PUMPS | E | Spare parts as specified for all hydronic pumps | 1 | Item |  |  | 0 | 0
FPE | 23 | HEATING, VENTILATING AND AIR CONDITIONING | 232500 | HVAC WATER TREATMENT | ME | Other | 909 | 232500- HVAC WATER TREATMENT | 232500- HVAC WATER TREATMENT |  | 232500- HVAC WATER TREATMENT
FPE | 23 | HEATING, VENTILATING AND AIR CONDITIONING | 232500 | HVAC WATER TREATMENT | ME | Item | 910 | 232123 - HYDRONIC PUMPS | 232123 - HYDRONIC PUMPS | F | Closed-loop chemical feed system for heating water distribution systems | 1 | Item |  |  | 0 | 0
FPE | 23 | HEATING, VENTILATING AND AIR CONDITIONING | 232500 | HVAC WATER TREATMENT | ME | Item | 911 | 232500- HVAC WATER TREATMENT | 232500- HVAC WATER TREATMENT | G | Closed-loop chemical feed system for solar hot water distribution systems | 1 | Item |  |  | 0 | 0
FPE | 23 | HEATING, VENTILATING AND AIR CONDITIONING | 233113 | METAL DUCTS | ME | Other | 912 | 233113- METAL DUCTS | 233113- METAL DUCTS |  | 233113- METAL DUCTS
FPE | 23 | HEATING, VENTILATING AND AIR CONDITIONING | 233113 | METAL DUCTS | ME | Item | 913 | 232500- HVAC WATER TREATMENT | 232500- HVAC WATER TREATMENT | A | Galvanized steel ductwork | 2400 | Kg | 5.2 | 12480 | 5.2 | 12480
FPE | 23 | HEATING, VENTILATING AND AIR CONDITIONING | 233113 | METAL DUCTS | ME | Item | 914 | 233113- METAL DUCTS | 233113- METAL DUCTS | J | Carbon steel for range hood exhaust | 402 | Kg |  |  | 0 | 0
FPE | 23 | HEATING, VENTILATING AND AIR CONDITIONING | 233300 | AIR DUCT ACCESSORIES | ME | Other | 915 | 233300 - AIR DUCT ACCESSORIES | 233300 - AIR DUCT ACCESSORIES |  | 233300 - AIR DUCT ACCESSORIES
FPE | 23 | HEATING, VENTILATING AND AIR CONDITIONING | 233300 | AIR DUCT ACCESSORIES | ME | Item | 916 | 233113- METAL DUCTS | 233113- METAL DUCTS | B | Manual volume dampers | 1 | Item | 2400 | 2400 | 2400 | 2400
FPE | 23 | HEATING, VENTILATING AND AIR CONDITIONING | 233300 | AIR DUCT ACCESSORIES | ME | Item | 917 | 233300 - AIR DUCT ACCESSORIES | 233300 - AIR DUCT ACCESSORIES | C | Fire dampers | 1 | Item | 3375 | 3375 | 3375 | 3375
FPE | 23 | HEATING, VENTILATING AND AIR CONDITIONING | 233300 | AIR DUCT ACCESSORIES | ME | Item | 918 | 233113- METAL DUCTS | 233113- METAL DUCTS | D | Motorized dampers | 1 | Item | 4730 | 4730 | 4730 | 4730
FPE | 23 | HEATING, VENTILATING AND AIR CONDITIONING | 233300 | AIR DUCT ACCESSORIES | ME | Other | 919 | Flexible ducts | Flexible ducts |  | Flexible ducts
FPE | 23 | HEATING, VENTILATING AND AIR CONDITIONING | 233300 | AIR DUCT ACCESSORIES | ME | Item | 920 | 233113- METAL DUCTS | 233113- METAL DUCTS | A | 150 dn | 3 | m | 14.56 | 43.68 | 14.56 | 43.68
FPE | 23 | HEATING, VENTILATING AND AIR CONDITIONING | 233423 | POWER VENTILATOR UTILITY SET FANS | ME | Other | 921 | 233423- POWER VENTILATOR UTILITY SET FANS | 233423- POWER VENTILATOR UTILITY SET FANS |  | 233423- POWER VENTILATOR UTILITY SET FANS
FPE | 23 | HEATING, VENTILATING AND AIR CONDITIONING | 233423 | POWER VENTILATOR UTILITY SET FANS | ME | Other | 922 | Centrifugal inline fans | Centrifugal inline fans |  | Centrifugal inline fans
FPE | 23 | HEATING, VENTILATING AND AIR CONDITIONING | 233423 | POWER VENTILATOR UTILITY SET FANS | ME | Item | 923 | 233423- POWER VENTILATOR UTILITY SET FANS | 233423- POWER VENTILATOR UTILITY SET FANS | B | Type EF-GF-01 | 1 | Nr |  |  | 0 | 0
FPE | 23 | HEATING, VENTILATING AND AIR CONDITIONING | 233423 | POWER VENTILATOR UTILITY SET FANS | ME | Item | 924 | Centrifugal inline fans | Centrifugal inline fans | C | Type EF-RF-01 | 1 | Nr |  |  | 0 | 0
FPE | 23 | HEATING, VENTILATING AND AIR CONDITIONING | 233423 | POWER VENTILATOR UTILITY SET FANS | ME | Item | 925 | 233423- POWER VENTILATOR UTILITY SET FANS | 233423- POWER VENTILATOR UTILITY SET FANS | D | Type EF-RF-02 | 1 | Nr |  |  | 0 | 0
FPE | 23 | HEATING, VENTILATING AND AIR CONDITIONING | 233423 | POWER VENTILATOR UTILITY SET FANS | ME | Item | 926 | Centrifugal inline fans | Centrifugal inline fans | E | Type EF-RF-03 | 1 | Nr |  |  | 0 | 0
FPE | 23 | HEATING, VENTILATING AND AIR CONDITIONING | 233423 | POWER VENTILATOR UTILITY SET FANS | ME | Item | 927 | 233423- POWER VENTILATOR UTILITY SET FANS | 233423- POWER VENTILATOR UTILITY SET FANS | F | Type EF-RF-05 | 1 | Nr |  |  | 0 | 0
FPE | 23 | HEATING, VENTILATING AND AIR CONDITIONING | 233423 | POWER VENTILATOR UTILITY SET FANS | ME | Item | 928 | Centrifugal inline fans | Centrifugal inline fans | G | Type EF-RF-06 | 1 | Nr |  |  | 0 | 0
FPE | 23 | HEATING, VENTILATING AND AIR CONDITIONING | 233423 | POWER VENTILATOR UTILITY SET FANS | ME | Item | 929 | 233423- POWER VENTILATOR UTILITY SET FANS | 233423- POWER VENTILATOR UTILITY SET FANS | B | Type EF-RF-07 | 1 | Nr | 765 | 765 | 765 | 765
FPE | 23 | HEATING, VENTILATING AND AIR CONDITIONING | 233423 | POWER VENTILATOR UTILITY SET FANS | ME | Item | 930 | Centrifugal inline fans | Centrifugal inline fans | J | Type EF-RF-08 | 1 | Nr |  |  | 0 | 0
FPE | 23 | HEATING, VENTILATING AND AIR CONDITIONING | 233423 | POWER VENTILATOR UTILITY SET FANS | ME | Item | 931 | 233423- POWER VENTILATOR UTILITY SET FANS | 233423- POWER VENTILATOR UTILITY SET FANS | K | Type EF-RF-09 | 1 | Nr |  |  | 0 | 0
FPE | 23 | HEATING, VENTILATING AND AIR CONDITIONING | 233423 | POWER VENTILATOR UTILITY SET FANS | ME | Item | 932 | Centrifugal inline fans | Centrifugal inline fans | L | Type EF-RF-10 | 1 | Nr |  |  | 0 | 0
FPE | 23 | HEATING, VENTILATING AND AIR CONDITIONING | 233423 | POWER VENTILATOR UTILITY SET FANS | ME | Item | 933 | 233423- POWER VENTILATOR UTILITY SET FANS | 233423- POWER VENTILATOR UTILITY SET FANS | M | Type EF-TR-01 | 1 | Nr |  |  | 0 | 0
FPE | 23 | HEATING, VENTILATING AND AIR CONDITIONING | 233423 | POWER VENTILATOR UTILITY SET FANS | ME | Item | 934 | Centrifugal inline fans | Centrifugal inline fans | N | Type EF-TR-02 | 1 | Nr |  |  | 0 | 0
FPE | 23 | HEATING, VENTILATING AND AIR CONDITIONING | 233423 | POWER VENTILATOR UTILITY SET FANS | ME | Other | 935 | Roof Exhaust fans | Roof Exhaust fans |  | Roof Exhaust fans
FPE | 23 | HEATING, VENTILATING AND AIR CONDITIONING | 233423 | POWER VENTILATOR UTILITY SET FANS | ME | Item | 936 | Centrifugal inline fans | Centrifugal inline fans | C | Type EF-FF-01 | 1 | Nr | 260 | 260 | 260 | 260
FPE | 23 | HEATING, VENTILATING AND AIR CONDITIONING | 233423 | POWER VENTILATOR UTILITY SET FANS | ME | Item | 937 | Roof Exhaust fans | Roof Exhaust fans | Q | Type EF-FF-02 | 1 | Nr |  |  | 0 | 0
FPE | 23 | HEATING, VENTILATING AND AIR CONDITIONING | 233423 | POWER VENTILATOR UTILITY SET FANS | ME | Item | 938 | Centrifugal inline fans | Centrifugal inline fans | R | Type EF-RF-04 | 1 | Nr |  |  | 0 | 0
FPE | 23 | HEATING, VENTILATING AND AIR CONDITIONING | 233423 | POWER VENTILATOR UTILITY SET FANS | ME | Item | 939 | Roof Exhaust fans | Roof Exhaust fans | A | Type EF-TR-01 | 1 | Nr | 600 | 600 | 600 | 600
FPE | 23 | HEATING, VENTILATING AND AIR CONDITIONING | 233423 | POWER VENTILATOR UTILITY SET FANS | ME | Item | 940 | Centrifugal inline fans | Centrifugal inline fans | B | Spare parts as specified on fans | 1 | Item | 400 | 400 | 400 | 400
FPE | 23 | HEATING, VENTILATING AND AIR CONDITIONING | 233713 | DIFFUSERS, REGISTERS, AND GRILLES | ME | Other | 941 | 233713 - DIFFUSERS, REGISTERS, AND GRILLES | 233713 - DIFFUSERS, REGISTERS, AND GRILLES |  | 233713 - DIFFUSERS, REGISTERS, AND GRILLES
FPE | 23 | HEATING, VENTILATING AND AIR CONDITIONING | 233713 | DIFFUSERS, REGISTERS, AND GRILLES | ME | Other | 942 | Diffusers | Diffusers |  | Diffusers
FPE | 23 | HEATING, VENTILATING AND AIR CONDITIONING | 233713 | DIFFUSERS, REGISTERS, AND GRILLES | ME | Other | 943 | Diffusers | Supply diffusers 600x600 |  | Supply diffusers 600x600
FPE | 23 | HEATING, VENTILATING AND AIR CONDITIONING | 233713 | DIFFUSERS, REGISTERS, AND GRILLES | ME | Item | 944 | Diffusers | Supply diffusers 600x600 | C | 150 dn | 11 | Nr | 95 | 1045 | 95 | 1045
FPE | 23 | HEATING, VENTILATING AND AIR CONDITIONING | 233713 | DIFFUSERS, REGISTERS, AND GRILLES | ME | Item | 945 | Diffusers | Supply diffusers 600x600 | D | 200 dn | 3 | Nr | 95 | 285 | 95 | 285
FPE | 23 | HEATING, VENTILATING AND AIR CONDITIONING | 233713 | DIFFUSERS, REGISTERS, AND GRILLES | ME | Item | 946 | Diffusers | Supply diffusers 600x600 | E | 250 dn | 1 | Nr | 95 | 95 | 95 | 95
FPE | 23 | HEATING, VENTILATING AND AIR CONDITIONING | 233713 | DIFFUSERS, REGISTERS, AND GRILLES | ME | Item | 947 | Diffusers | Supply diffusers 600x600 | F | 300 dn | 7 | Nr |  |  | 0 | 0
FPE | 23 | HEATING, VENTILATING AND AIR CONDITIONING | 233713 | DIFFUSERS, REGISTERS, AND GRILLES | ME | Item | 948 | Diffusers | Supply diffusers 600x600 | G | 350 dn | 5 | Nr |  |  | 0 | 0
FPE | 23 | HEATING, VENTILATING AND AIR CONDITIONING | 233713 | DIFFUSERS, REGISTERS, AND GRILLES | ME | Item | 949 | Diffusers | Supply diffusers 600x600 | F | 400 dn | 2 | Nr | 95 | 190 | 95 | 190
FPE | 23 | HEATING, VENTILATING AND AIR CONDITIONING | 233713 | DIFFUSERS, REGISTERS, AND GRILLES | ME | Other | 950 | Diffusers | Return diffusers 600x600 |  | Return diffusers 600x600
FPE | 23 | HEATING, VENTILATING AND AIR CONDITIONING | 233713 | DIFFUSERS, REGISTERS, AND GRILLES | ME | Item | 951 | Diffusers | Return diffusers 600x600 | G | 150 dn | 2 | Nr | 75 | 150 | 75 | 150
FPE | 23 | HEATING, VENTILATING AND AIR CONDITIONING | 233713 | DIFFUSERS, REGISTERS, AND GRILLES | ME | Item | 952 | Diffusers | Return diffusers 600x600 | H | 250 dn | 4 | Nr | 75 | 300 | 75 | 300
FPE | 23 | HEATING, VENTILATING AND AIR CONDITIONING | 233713 | DIFFUSERS, REGISTERS, AND GRILLES | ME | Item | 953 | Diffusers | Return diffusers 600x600 | L | 300 dn | 10 | Nr |  |  | 0 | 0
FPE | 23 | HEATING, VENTILATING AND AIR CONDITIONING | 233713 | DIFFUSERS, REGISTERS, AND GRILLES | ME | Item | 954 | Diffusers | Return diffusers 600x600 | M | 350 dn | 1 | Nr |  |  | 0 | 0
FPE | 23 | HEATING, VENTILATING AND AIR CONDITIONING | 233713 | DIFFUSERS, REGISTERS, AND GRILLES | ME | Item | 955 | Diffusers | Return diffusers 600x600 | J | 400 dn | 1 | Nr | 75 | 75 | 75 | 75
FPE | 23 | HEATING, VENTILATING AND AIR CONDITIONING | 233713 | DIFFUSERS, REGISTERS, AND GRILLES | ME | Other | 956 | Diffusers | Exhaust diffusers 600x600 |  | Exhaust diffusers 600x600
FPE | 23 | HEATING, VENTILATING AND AIR CONDITIONING | 233713 | DIFFUSERS, REGISTERS, AND GRILLES | ME | Item | 957 | Diffusers | Exhaust diffusers 600x600 | P | 150 dn | 9 | Nr |  |  | 0 | 0
FPE | 23 | HEATING, VENTILATING AND AIR CONDITIONING | 233713 | DIFFUSERS, REGISTERS, AND GRILLES | ME | Item | 958 | Diffusers | Exhaust diffusers 600x600 | Q | 250 dn | 6 | Nr |  |  | 0 | 0
FPE | 23 | HEATING, VENTILATING AND AIR CONDITIONING | 233713 | DIFFUSERS, REGISTERS, AND GRILLES | ME | Item | 959 | Diffusers | Exhaust diffusers 600x600 | A | 350 dn | 3 | Nr |  |  | 0 | 0
FPE | 23 | HEATING, VENTILATING AND AIR CONDITIONING | 233713 | DIFFUSERS, REGISTERS, AND GRILLES | ME | Item | 960 | Diffusers | Exhaust diffusers 600x600 | B | 400 dn | 1 | Nr |  |  | 0 | 0
FPE | 23 | HEATING, VENTILATING AND AIR CONDITIONING | 233713 | DIFFUSERS, REGISTERS, AND GRILLES | ME | Other | 961 | Registers | Registers |  | Registers
FPE | 23 | HEATING, VENTILATING AND AIR CONDITIONING | 233713 | DIFFUSERS, REGISTERS, AND GRILLES | ME | Other | 962 | Registers | Supply registers |  | Supply registers
FPE | 23 | HEATING, VENTILATING AND AIR CONDITIONING | 233713 | DIFFUSERS, REGISTERS, AND GRILLES | ME | Item | 963 | Registers | Supply registers | A | 350 x 200 | 6 | Nr | 35 | 210 | 35 | 210
FPE | 23 | HEATING, VENTILATING AND AIR CONDITIONING | 233713 | DIFFUSERS, REGISTERS, AND GRILLES | ME | Item | 964 | Registers | Supply registers | D | 400 x 250 | 2 | Nr |  |  | 0 | 0
FPE | 23 | HEATING, VENTILATING AND AIR CONDITIONING | 233713 | DIFFUSERS, REGISTERS, AND GRILLES | ME | Item | 965 | Registers | Supply registers | E | 900 x 900 | 1 | Nr |  |  | 0 | 0
FPE | 23 | HEATING, VENTILATING AND AIR CONDITIONING | 233713 | DIFFUSERS, REGISTERS, AND GRILLES | ME | Item | 966 | Registers | Supply registers | B | 600 x 350 | 2 | Nr | 57 | 114 | 57 | 114
FPE | 23 | HEATING, VENTILATING AND AIR CONDITIONING | 233713 | DIFFUSERS, REGISTERS, AND GRILLES | ME | Item | 967 | Registers | Supply registers | C | 450 x 300 | 4 | Nr |  |  | 0 | 0
FPE | 23 | HEATING, VENTILATING AND AIR CONDITIONING | 233713 | DIFFUSERS, REGISTERS, AND GRILLES | ME | Item | 968 | Registers | Supply registers | H | 600 x 300 | 1 | Nr |  |  | 0 | 0
FPE | 23 | HEATING, VENTILATING AND AIR CONDITIONING | 233713 | DIFFUSERS, REGISTERS, AND GRILLES | ME | Other | 969 | Registers | Return air registers |  | Return air registers
FPE | 23 | HEATING, VENTILATING AND AIR CONDITIONING | 233713 | DIFFUSERS, REGISTERS, AND GRILLES | ME | Item | 970 | Registers | Return air registers | C | 350 x 200 | 6 | Nr | 35 | 210 | 35 | 210
FPE | 23 | HEATING, VENTILATING AND AIR CONDITIONING | 233713 | DIFFUSERS, REGISTERS, AND GRILLES | ME | Item | 971 | Registers | Return air registers | K | 400 x 250 | 2 | Nr |  |  | 0 | 0
FPE | 23 | HEATING, VENTILATING AND AIR CONDITIONING | 233713 | DIFFUSERS, REGISTERS, AND GRILLES | ME | Item | 972 | Registers | Return air registers | L | 150 x 150 | 1 | Nr |  |  | 0 | 0
FPE | 23 | HEATING, VENTILATING AND AIR CONDITIONING | 233713 | DIFFUSERS, REGISTERS, AND GRILLES | ME | Item | 973 | Registers | Return air registers | M | 900 x 900 | 1 | Nr |  |  | 0 | 0
FPE | 23 | HEATING, VENTILATING AND AIR CONDITIONING | 233713 | DIFFUSERS, REGISTERS, AND GRILLES | ME | Item | 974 | Registers | Return air registers | D | 600 x 350 | 2 | Nr | 57 | 114 | 57 | 114
FPE | 23 | HEATING, VENTILATING AND AIR CONDITIONING | 233713 | DIFFUSERS, REGISTERS, AND GRILLES | ME | Item | 975 | Registers | Return air registers | p | 450 x 300 | 4 | Nr |  |  | 0 | 0
FPE | 23 | HEATING, VENTILATING AND AIR CONDITIONING | 233713 | DIFFUSERS, REGISTERS, AND GRILLES | ME | Item | 976 | Registers | Return air registers | Q | 600 x 300 | 1 | Nr |  |  | 0 | 0
FPE | 23 | HEATING, VENTILATING AND AIR CONDITIONING | 233713 | DIFFUSERS, REGISTERS, AND GRILLES | ME | Other | 977 | Registers | Exhaust air registers |  | Exhaust air registers
FPE | 23 | HEATING, VENTILATING AND AIR CONDITIONING | 233713 | DIFFUSERS, REGISTERS, AND GRILLES | ME | Item | 978 | Registers | Exhaust air registers | A | 150 x 150 | 12 | Nr | 22.8 | 273.6 | 22.8 | 273.6
FPE | 23 | HEATING, VENTILATING AND AIR CONDITIONING | 233713 | DIFFUSERS, REGISTERS, AND GRILLES | ME | Item | 979 | Registers | Exhaust air registers | B | 300 x 200 | 1 | Nr |  |  | 0 | 0
FPE | 23 | HEATING, VENTILATING AND AIR CONDITIONING | 233713 | DIFFUSERS, REGISTERS, AND GRILLES | ME | Item | 980 | Registers | Exhaust air registers | B | 200 x 200 | 1 | Nr | 23 | 23 | 23 | 23
FPE | 23 | HEATING, VENTILATING AND AIR CONDITIONING | 233713 | DIFFUSERS, REGISTERS, AND GRILLES | ME | Other | 981 | Grilles | Grilles |  | Grilles
FPE | 23 | HEATING, VENTILATING AND AIR CONDITIONING | 233713 | DIFFUSERS, REGISTERS, AND GRILLES | ME | Other | 982 | Grilles | Door grilles |  | Door grilles
FPE | 23 | HEATING, VENTILATING AND AIR CONDITIONING | 233713 | DIFFUSERS, REGISTERS, AND GRILLES | ME | Item | 983 | Grilles | Door grilles | C | 200 x 100 | 12 | Nr | 37 | 444 | 37 | 444
FPE | 23 | HEATING, VENTILATING AND AIR CONDITIONING | 233713 | DIFFUSERS, REGISTERS, AND GRILLES | ME | Item | 984 | Grilles | Door grilles | E | 300 x 250 | 1 | Nr |  |  | 0 | 0
FPE | 23 | HEATING, VENTILATING AND AIR CONDITIONING | 233713 | DIFFUSERS, REGISTERS, AND GRILLES | ME | Item | 985 | Grilles | Door grilles | F | 350 x 150 | 2 | Nr |  |  | 0 | 0
FPE | 23 | HEATING, VENTILATING AND AIR CONDITIONING | 235100 | BREECHINGS, CHIMNEYS, AND STACKS | ME | Other | 986 | 235100 - BREECHINGS, CHIMNEYS, AND STACKS | 235100 - BREECHINGS, CHIMNEYS, AND STACKS |  | 235100 - BREECHINGS, CHIMNEYS, AND STACKS
FPE | 23 | HEATING, VENTILATING AND AIR CONDITIONING | 235100 | BREECHINGS, CHIMNEYS, AND STACKS | ME | Other | 987 | Boiler breeching ductwork | Boiler breeching ductwork |  | Boiler breeching ductwork
FPE | 23 | HEATING, VENTILATING AND AIR CONDITIONING | 235100 | BREECHINGS, CHIMNEYS, AND STACKS | ME | Item | 988 | 235100 - BREECHINGS, CHIMNEYS, AND STACKS | 235100 - BREECHINGS, CHIMNEYS, AND STACKS | G | 600 dn | 13 | m |  |  | 0 | 0
FPE | 23 | HEATING, VENTILATING AND AIR CONDITIONING | 235223 | CAST IRON BOILERS | ME | Other | 989 | 235223 - CAST IRON BOILERS | 235223 - CAST IRON BOILERS |  | 235223 - CAST IRON BOILERS
FPE | 23 | HEATING, VENTILATING AND AIR CONDITIONING | 235223 | CAST IRON BOILERS | ME | Other | 990 | Hot-water boilers | Hot-water boilers |  | Hot-water boilers
FPE | 23 | HEATING, VENTILATING AND AIR CONDITIONING | 235223 | CAST IRON BOILERS | ME | Item | 991 | 235223 - CAST IRON BOILERS | 235223 - CAST IRON BOILERS | H | Type B-GF-01 & 02 | 2 | Nr |  |  | 0 | 0
FPE | 23 | HEATING, VENTILATING AND AIR CONDITIONING | 235223 | CAST IRON BOILERS | ME | Item | 992 | Hot-water boilers | Hot-water boilers | J | Spare parts as specified for and hot water boilers | 1 | Item |  |  | 0 | 0
FPE | 23 | HEATING, VENTILATING AND AIR CONDITIONING | 237320 | VARIABLE REFRIGERANT VOLUME AIR CONDITIONNING UNITS | ME | Other | 993 | 237320 - VARIABLE REFRIGERANT VOLUME AIR CONDITIONNING UNITS | 237320 - VARIABLE REFRIGERANT VOLUME AIR CONDITIONNING UNITS |  | 237320 - VARIABLE REFRIGERANT VOLUME AIR CONDITIONNING UNITS
FPE | 23 | HEATING, VENTILATING AND AIR CONDITIONING | 237320 | VARIABLE REFRIGERANT VOLUME AIR CONDITIONNING UNITS | ME | Other | 994 | Indoor Units | Indoor Units |  | Indoor Units
FPE | 23 | HEATING, VENTILATING AND AIR CONDITIONING | 237320 | VARIABLE REFRIGERANT VOLUME AIR CONDITIONNING UNITS | ME | Item | 995 | 237320 - VARIABLE REFRIGERANT VOLUME AIR CONDITIONNING UNITS | 237320 - VARIABLE REFRIGERANT VOLUME AIR CONDITIONNING UNITS | A | Type VRAC-01 | 3 | Nr | 1775 | 5325 | 1775 | 5325
FPE | 23 | HEATING, VENTILATING AND AIR CONDITIONING | 237320 | VARIABLE REFRIGERANT VOLUME AIR CONDITIONNING UNITS | ME | Item | 996 | Indoor Units | Indoor Units | B | Type VRAC-02 | 2 | Nr | 1775 | 3550 | 1775 | 3550
FPE | 23 | HEATING, VENTILATING AND AIR CONDITIONING | 237320 | VARIABLE REFRIGERANT VOLUME AIR CONDITIONNING UNITS | ME | Item | 997 | 237320 - VARIABLE REFRIGERANT VOLUME AIR CONDITIONNING UNITS | 237320 - VARIABLE REFRIGERANT VOLUME AIR CONDITIONNING UNITS | C | Type VRAC-03 | 6 | Nr | 1775 | 10650 | 1775 | 10650
FPE | 23 | HEATING, VENTILATING AND AIR CONDITIONING | 237320 | VARIABLE REFRIGERANT VOLUME AIR CONDITIONNING UNITS | ME | Item | 998 | Indoor Units | Indoor Units | D | Type VRAC-04 | 2 | Nr |  |  | 0 | 0
FPE | 23 | HEATING, VENTILATING AND AIR CONDITIONING | 237320 | VARIABLE REFRIGERANT VOLUME AIR CONDITIONNING UNITS | ME | Item | 999 | 237320 - VARIABLE REFRIGERANT VOLUME AIR CONDITIONNING UNITS | 237320 - VARIABLE REFRIGERANT VOLUME AIR CONDITIONNING UNITS | D | Type VRAC-05 | 1 | Nr | 2120 | 2120 | 2120 | 2120
FPE | 23 | HEATING, VENTILATING AND AIR CONDITIONING | 237320 | VARIABLE REFRIGERANT VOLUME AIR CONDITIONNING UNITS | ME | Item | 1000 | Indoor Units | Indoor Units | F | Type VRAC-06 | 2 | Nr |  |  | 0 | 0
FPE | 23 | HEATING, VENTILATING AND AIR CONDITIONING | 237320 | VARIABLE REFRIGERANT VOLUME AIR CONDITIONNING UNITS | ME | Item | 1001 | 237320 - VARIABLE REFRIGERANT VOLUME AIR CONDITIONNING UNITS | 237320 - VARIABLE REFRIGERANT VOLUME AIR CONDITIONNING UNITS | G | Type VRAC-07 | 1 | Nr |  |  | 0 | 0
FPE | 23 | HEATING, VENTILATING AND AIR CONDITIONING | 237320 | VARIABLE REFRIGERANT VOLUME AIR CONDITIONNING UNITS | ME | Item | 1002 | Indoor Units | Indoor Units | E | Type VRAC-08 | 3 | Nr | 2472 | 7416 | 2472 | 7416
FPE | 23 | HEATING, VENTILATING AND AIR CONDITIONING | 237320 | VARIABLE REFRIGERANT VOLUME AIR CONDITIONNING UNITS | ME | Other | 1003 | Outdoor Units | Outdoor Units |  | Outdoor Units
FPE | 23 | HEATING, VENTILATING AND AIR CONDITIONING | 237320 | VARIABLE REFRIGERANT VOLUME AIR CONDITIONNING UNITS | ME | Item | 1004 | Indoor Units | Indoor Units | J | Type VRCU-01 | 1 | Nr |  |  | 0 | 0
FPE | 23 | HEATING, VENTILATING AND AIR CONDITIONING | 237320 | VARIABLE REFRIGERANT VOLUME AIR CONDITIONNING UNITS | ME | Item | 1005 | Outdoor Units | Outdoor Units | K | Type VRCU-02 | 1 | Nr | 20269 | 20269 | 20269 | 20269
FPE | 23 | HEATING, VENTILATING AND AIR CONDITIONING | 237320 | VARIABLE REFRIGERANT VOLUME AIR CONDITIONNING UNITS | ME | Item | 1006 | Indoor Units | Indoor Units | L | Type VRCU-03 | 1 | Nr |  |  | 0 | 0
FPE | 23 | HEATING, VENTILATING AND AIR CONDITIONING | 237320 | VARIABLE REFRIGERANT VOLUME AIR CONDITIONNING UNITS | ME | Item | 1007 | Outdoor Units | Outdoor Units | F | Refrigerant Piping, complete with all Insulation, Valves and Fittings. | 1 | Item | 10000 | 10000 | 10000 | 10000
FPE | 23 | HEATING, VENTILATING AND AIR CONDITIONING | 237413 | PACKAGED, OUTDOOR, CENTRAL STATION AIR-HANDLING UNITS | ME | Other | 1008 | 237413 - PACKAGED, OUTDOOR, CENTRAL STATION AIR-HANDLING UNITS | 237413 - PACKAGED, OUTDOOR, CENTRAL STATION AIR-HANDLING UNITS |  | 237413 - PACKAGED, OUTDOOR, CENTRAL STATION AIR-HANDLING UNITS
FPE | 23 | HEATING, VENTILATING AND AIR CONDITIONING | 237413 | PACKAGED, OUTDOOR, CENTRAL STATION AIR-HANDLING UNITS | ME | Item | 1009 | Outdoor Units | Outdoor Units | A | Type RTU-FF-01 | 1 | Nr |  |  | 0 | 0
FPE | 23 | HEATING, VENTILATING AND AIR CONDITIONING | 237413 | PACKAGED, OUTDOOR, CENTRAL STATION AIR-HANDLING UNITS | ME | Item | 1010 | 237413 - PACKAGED, OUTDOOR, CENTRAL STATION AIR-HANDLING UNITS | 237413 - PACKAGED, OUTDOOR, CENTRAL STATION AIR-HANDLING UNITS | B | Type RTU-RF-01 | 1 | Nr |  |  | 0 | 0
FPE | 23 | HEATING, VENTILATING AND AIR CONDITIONING | 237413 | PACKAGED, OUTDOOR, CENTRAL STATION AIR-HANDLING UNITS | ME | Item | 1011 | Outdoor Units | Outdoor Units | C | Type RTU-RF-02 | 1 | Nr |  |  | 0 | 0
FPE | 23 | HEATING, VENTILATING AND AIR CONDITIONING | 237413 | PACKAGED, OUTDOOR, CENTRAL STATION AIR-HANDLING UNITS | ME | Item | 1012 | 237413 - PACKAGED, OUTDOOR, CENTRAL STATION AIR-HANDLING UNITS | 237413 - PACKAGED, OUTDOOR, CENTRAL STATION AIR-HANDLING UNITS | D | Type RTU-RF-03 | 1 | Nr |  |  | 0 | 0
FPE | 23 | HEATING, VENTILATING AND AIR CONDITIONING | 237413 | PACKAGED, OUTDOOR, CENTRAL STATION AIR-HANDLING UNITS | ME | Item | 1013 | Outdoor Units | Outdoor Units | E | Spare parts as specified for air handling units | 1 | Item |  |  | 0 | 0
FPE | 23 | HEATING, VENTILATING AND AIR CONDITIONING | 238126 | Split System Air Conditionners | ME | Other | 1014 | 238126 - Split System Air Conditionners | 238126 - Split System Air Conditionners |  | 238126 - Split System Air Conditionners
FPE | 23 | HEATING, VENTILATING AND AIR CONDITIONING | 238126 | Split System Air Conditionners | ME | Item | 1015 | Outdoor Units | Outdoor Units | A | Type SRAC-GF-01/ SRCU-GF-01 | 3 | Nr | 1300 | 3900 | 1300 | 3900
FPE | 23 | HEATING, VENTILATING AND AIR CONDITIONING | 238126 | Split System Air Conditionners | ME | Item | 1016 | 238126 - Split System Air Conditionners | 238126 - Split System Air Conditionners | G | Type SRAC-RF-02/ SRCU-RF-02 | 1 | Nr |  |  | 0 | 0
FPE | 23 | HEATING, VENTILATING AND AIR CONDITIONING | 238126 | Split System Air Conditionners | ME | Item | 1017 | Outdoor Units | Outdoor Units | H | Type SRAC-RF-03/ SRCU-RF-03 | 1 | Nr |  |  | 0 | 0
FPE | 23 | HEATING, VENTILATING AND AIR CONDITIONING | 238233 | CONVECTORS | ME | Other | 1018 | 238233 - CONVECTORS | 238233 - CONVECTORS |  | 238233 - CONVECTORS
FPE | 23 | HEATING, VENTILATING AND AIR CONDITIONING | 238233 | CONVECTORS | ME | Other | 1019 | Radiators | Room Radiators: |  | Radiators
FPE | 23 | HEATING, VENTILATING AND AIR CONDITIONING | 238233 | CONVECTORS | ME | Other | 1020 | Radiators | Room Radiators: |  | Room Radiators:
FPE | 23 | HEATING, VENTILATING AND AIR CONDITIONING | 238233 | CONVECTORS | ME | Item | 1021 | Radiators | Room Radiators: | J | Type R4-750 | 4 | Nr |  |  | 0 | 0
FPE | 23 | HEATING, VENTILATING AND AIR CONDITIONING | 238233 | CONVECTORS | ME | Item | 1022 | Radiators | Room Radiators: | K | Type R5-750 | 13 | Nr |  |  | 0 | 0
FPE | 23 | HEATING, VENTILATING AND AIR CONDITIONING | 238233 | CONVECTORS | ME | Item | 1023 | Radiators | Room Radiators: | L | Type R6-750 | 6 | Nr |  |  | 0 | 0
FPE | 23 | HEATING, VENTILATING AND AIR CONDITIONING | 238233 | CONVECTORS | ME | Item | 1024 | Radiators | Room Radiators: | M | Type R9-750 | 1 | Nr |  |  | 0 | 0
FPE | 23 | HEATING, VENTILATING AND AIR CONDITIONING | 238233 | CONVECTORS | ME | Item | 1025 | Radiators | Room Radiators: | N | Type R10-750 | 3 | Nr |  |  | 0 | 0
FPE | 23 | HEATING, VENTILATING AND AIR CONDITIONING | 238233 | CONVECTORS | ME | Item | 1026 | Radiators | Room Radiators: | P | Type R11-750 | 9 | Nr |  |  | 0 | 0
FPE | 23 | HEATING, VENTILATING AND AIR CONDITIONING | 238233 | CONVECTORS | ME | Item | 1027 | Radiators | Room Radiators: | A | Type R12-750 | 9 | Nr |  |  | 0 | 0
FPE | 23 | HEATING, VENTILATING AND AIR CONDITIONING | 238233 | CONVECTORS | ME | Item | 1028 | Radiators | Room Radiators: | B | Type R13-750 | 10 | Nr |  |  | 0 | 0
FPE | 23 | HEATING, VENTILATING AND AIR CONDITIONING | 238233 | CONVECTORS | ME | Item | 1029 | Radiators | Room Radiators: | C | Type R14-750 | 7 | Nr |  |  | 0 | 0
FPE | 23 | HEATING, VENTILATING AND AIR CONDITIONING | 238233 | CONVECTORS | ME | Item | 1030 | Radiators | Room Radiators: | D | Type R15-750 | 4 | Nr |  |  | 0 | 0
FPE | 23 | HEATING, VENTILATING AND AIR CONDITIONING | 238233 | CONVECTORS | ME | Item | 1031 | Radiators | Room Radiators: | E | Type R16-750 | 1 | Nr |  |  | 0 | 0
FPE | 23 | HEATING, VENTILATING AND AIR CONDITIONING | 238233 | CONVECTORS | ME | Other | 1032 | Water Cabinets | Steel cabinet only |  | Water Cabinets
FPE | 23 | HEATING, VENTILATING AND AIR CONDITIONING | 238233 | CONVECTORS | ME | Other | 1033 | Water Cabinets | Steel cabinet only |  | Steel cabinet only
FPE | 23 | HEATING, VENTILATING AND AIR CONDITIONING | 238233 | CONVECTORS | ME | Other | 1034 | includes two manifolds, one supply and one return, with all necessary accessories, valves, & fittings required for system operation and maintenance | includes two manifolds, one supply and one return, with all necessary accessories, valves, & fittings required for system operation and maintenance |  | includes two manifolds, one supply and one return, with all necessary accessories, valves, & fittings required for system operation and maintenance
FPE | 23 | HEATING, VENTILATING AND AIR CONDITIONING | 238233 | CONVECTORS | ME | Other | 1035 | Manifold (number of inlets & outlets as shown on drawings) | Manifold (number of inlets & outlets as shown on drawings) |  | Manifold (number of inlets & outlets as shown on drawings)
FPE | 23 | HEATING, VENTILATING AND AIR CONDITIONING | 238233 | CONVECTORS | ME | Item | 1036 | Water Cabinets | Steel cabinet only | A | WHC-GF-01 | 1 | Nr | 900 | 900 | 900 | 900
FPE | 23 | HEATING, VENTILATING AND AIR CONDITIONING | 238233 | CONVECTORS | ME | Item | 1037 | Water Cabinets | Steel cabinet only | B | WHC-FF-01 | 1 | Nr | 900 | 900 | 900 | 900
FPE | 23 | HEATING, VENTILATING AND AIR CONDITIONING | 238233 | CONVECTORS | ME | Item | 1038 | Water Cabinets | Steel cabinet only | C | WHC-FF-02 | 1 | Nr | 750 | 750 | 750 | 750
FPE | 23 | HEATING, VENTILATING AND AIR CONDITIONING | 238233 | CONVECTORS | ME | Item | 1039 | Water Cabinets | Steel cabinet only | D | WHC-FF-03 | 1 | Nr | 900 | 900 | 900 | 900
FPE | 23 | HEATING, VENTILATING AND AIR CONDITIONING | 238233 | CONVECTORS | ME | Item | 1040 | Water Cabinets | Steel cabinet only | E | WHC-SF-01 | 1 | Nr | 900 | 900 | 900 | 900
FPE | 23 | HEATING, VENTILATING AND AIR CONDITIONING | 238233 | CONVECTORS | ME | Item | 1041 | Water Cabinets | Steel cabinet only | F | WHC-SF-02 | 1 | Nr | 900 | 900 | 900 | 900
FPE | 23 | HEATING, VENTILATING AND AIR CONDITIONING | 238233 | CONVECTORS | ME | Item | 1042 | Water Cabinets | Steel cabinet only | G | WHC-SF-03 | 1 | Nr | 900 | 900 | 900 | 900
FPE | 23 | HEATING, VENTILATING AND AIR CONDITIONING | 239000 | SOLAR HEATING SYSTEM | ME | Other | 1043 | 239000 - SOLAR HEATING SYSTEM | 239000 - SOLAR HEATING SYSTEM |  | 239000 - SOLAR HEATING SYSTEM
FPE | 23 | HEATING, VENTILATING AND AIR CONDITIONING | 239000 | SOLAR HEATING SYSTEM | ME | Other | 1044 | Solar Collectors | Solar Collectors |  | Solar Collectors
FPE | 23 | HEATING, VENTILATING AND AIR CONDITIONING | 239000 | SOLAR HEATING SYSTEM | ME | Other | 1045 | Type SC-01 | Type SC-01 |  | Type SC-01
FPE | 23 | HEATING, VENTILATING AND AIR CONDITIONING | 239000 | SOLAR HEATING SYSTEM | ME | Item | 1046 | Solar Collectors | Solar Collectors | A | Hot Water Piping, complete with all Insulation, Valves and Fittings. | 1 | Item |  |  | 0 | 0
FPE | 23 | HEATING, VENTILATING AND AIR CONDITIONING | 239000 | SOLAR HEATING SYSTEM | ME | Other | 1047 | Type SC-01 | Type SC-01 | BILL NO. 23 - HEATING, VENTILATING AND AIR CONDITIONING
FPE | 23 | HEATING, VENTILATING AND AIR CONDITIONING | To Summary | To Summary |  | Bill Sum | 1048 | Solar Collectors | Solar Collectors | To Summary |  |  |  | J.D | 104971.2
FPE | 26 | ELECTRICAL | 260519 | CONDUCTORS AND CABLES | EL | Other | 1049 | Type SC-01 | Type SC-01 | BILL NO. 26
FPE | 26 | ELECTRICAL | 260519 | CONDUCTORS AND CABLES | EL | Other | 1050 | Solar Collectors | Solar Collectors | ELECTRICAL
FPE | 26 | ELECTRICAL | 260519 | CONDUCTORS AND CABLES | EL | Other | 1051 | Type SC-01 | Type SC-01 | Item | Description | Qty | Unit | Rate | Amount
FPE | 26 | ELECTRICAL | 260519 | CONDUCTORS AND CABLES | EL | Other | 1052 | Solar Collectors | Solar Collectors | [5 empty] | J.D
FPE | 26 | ELECTRICAL | 260519 | CONDUCTORS AND CABLES | EL | Other | 1053 | General | General |  | General
FPE | 26 | ELECTRICAL | 260519 | CONDUCTORS AND CABLES | EL | Item | 1054 | Solar Collectors | Solar Collectors | A | Coordination with local power authorities for the substitution of the existing outdoor MV transformer to an outdoor 630kVA MV transformer, including substitution of all the relevants (switchgear, earthing, accessories , outgoings LV-S panel, etc.) as per single line diagram. Payment shall include all fees of corrdination, subscription and any other fees to local power authorities to ensure that power is available to site. | 1 | Item | 30000 | 30000 | 30000 | 30000
FPE | 26 | ELECTRICAL | 260519 | CONDUCTORS AND CABLES | EL | Other | 1055 | 260519 - CONDUCTORS AND CABLES | 260519 - CONDUCTORS AND CABLES |  | 260519 - CONDUCTORS AND CABLES
FPE | 26 | ELECTRICAL | 260519 | CONDUCTORS AND CABLES | EL | Other | 1056 | Single core, copper conductor, PVC insulated, (grounding cables), unarmoured; 0.6/1 kV | Single core, copper conductor, PVC insulated, (grounding cables), unarmoured; 0.6/1 kV |  | Single core, copper conductor, PVC insulated, (grounding cables), unarmoured; 0.6/1 kV
FPE | 26 | ELECTRICAL | 260519 | CONDUCTORS AND CABLES | EL | Item | 1057 | 260519 - CONDUCTORS AND CABLES | 260519 - CONDUCTORS AND CABLES | B | 6 mm2 | 15 | m | 1.4 | 21 | 1.4 | 21
FPE | 26 | ELECTRICAL | 260519 | CONDUCTORS AND CABLES | EL | Item | 1058 | Single core, copper conductor, PVC insulated, (grounding cables), unarmoured; 0.6/1 kV | Single core, copper conductor, PVC insulated, (grounding cables), unarmoured; 0.6/1 kV | C | 10 mm2 | 200 | m | 1.7 | 340 | 1.7 | 340
FPE | 26 | ELECTRICAL | 260519 | CONDUCTORS AND CABLES | EL | Item | 1059 | 260519 - CONDUCTORS AND CABLES | 260519 - CONDUCTORS AND CABLES | D | 16 mm2 | 200 | m | 2.4 | 480 | 2.4 | 480
FPE | 26 | ELECTRICAL | 260519 | CONDUCTORS AND CABLES | EL | Item | 1060 | Single core, copper conductor, PVC insulated, (grounding cables), unarmoured; 0.6/1 kV | Single core, copper conductor, PVC insulated, (grounding cables), unarmoured; 0.6/1 kV | E | 25 mm2 | 100 | m | 3.2 | 320 | 3.2 | 320
FPE | 26 | ELECTRICAL | 260519 | CONDUCTORS AND CABLES | EL | Item | 1061 | 260519 - CONDUCTORS AND CABLES | 260519 - CONDUCTORS AND CABLES | F | 35 mm2 | 30 | m | 4 | 120 | 4 | 120
FPE | 26 | ELECTRICAL | 260519 | CONDUCTORS AND CABLES | EL | Item | 1062 | Single core, copper conductor, PVC insulated, (grounding cables), unarmoured; 0.6/1 kV | Single core, copper conductor, PVC insulated, (grounding cables), unarmoured; 0.6/1 kV | G | 70 mm2 | 120 | m | 8.75 | 1050 | 8.75 | 1050
FPE | 26 | ELECTRICAL | 260519 | CONDUCTORS AND CABLES | EL | Item | 1063 | 260519 - CONDUCTORS AND CABLES | 260519 - CONDUCTORS AND CABLES | H | 120 mm2 | 100 | m | 13 | 1300 | 13 | 1300
FPE | 26 | ELECTRICAL | 260519 | CONDUCTORS AND CABLES | EL | Item | 1064 | Single core, copper conductor, PVC insulated, (grounding cables), unarmoured; 0.6/1 kV | Single core, copper conductor, PVC insulated, (grounding cables), unarmoured; 0.6/1 kV | J | 150 mm2 | 115 | m | 15.5 | 1782.5 | 15.5 | 1782.5
FPE | 26 | ELECTRICAL | 260519 | CONDUCTORS AND CABLES | EL | Item | 1065 | 260519 - CONDUCTORS AND CABLES | 260519 - CONDUCTORS AND CABLES | K | 240 mm2 | 65 | m | 19 | 1235 | 19 | 1235
FPE | 26 | ELECTRICAL | 260519 | CONDUCTORS AND CABLES | EL | Other | 1066 | Multi core, copper conductor, XLPE insulated, PVC sheathed feeder cables; unarmoured; 0.6/1 kV | Multi core, copper conductor, XLPE insulated, PVC sheathed feeder cables; unarmoured; 0.6/1 kV |  | Multi core, copper conductor, XLPE insulated, PVC sheathed feeder cables; unarmoured; 0.6/1 kV
FPE | 26 | ELECTRICAL | 260519 | CONDUCTORS AND CABLES | EL | Item | 1067 | 260519 - CONDUCTORS AND CABLES | 260519 - CONDUCTORS AND CABLES | A | 4x6 mm2 | 15 | m | 4.5 | 67.5 | 4.5 | 67.5
FPE | 26 | ELECTRICAL | 260519 | CONDUCTORS AND CABLES | EL | Item | 1068 | Multi core, copper conductor, XLPE insulated, PVC sheathed feeder cables; unarmoured; 0.6/1 kV | Multi core, copper conductor, XLPE insulated, PVC sheathed feeder cables; unarmoured; 0.6/1 kV | B | 4x10 mm2 | 200 | m | 5.4 | 1080 | 5.4 | 1080
FPE | 26 | ELECTRICAL | 260519 | CONDUCTORS AND CABLES | EL | Item | 1069 | 260519 - CONDUCTORS AND CABLES | 260519 - CONDUCTORS AND CABLES | C | 4x16 mm2 | 200 | m | 7 | 1400 | 7 | 1400
FPE | 26 | ELECTRICAL | 260519 | CONDUCTORS AND CABLES | EL | Item | 1070 | Multi core, copper conductor, XLPE insulated, PVC sheathed feeder cables; unarmoured; 0.6/1 kV | Multi core, copper conductor, XLPE insulated, PVC sheathed feeder cables; unarmoured; 0.6/1 kV | D | 4x25 mm2 | 80 | m | 10.5 | 840 | 10.5 | 840
FPE | 26 | ELECTRICAL | 260519 | CONDUCTORS AND CABLES | EL | Item | 1071 | 260519 - CONDUCTORS AND CABLES | 260519 - CONDUCTORS AND CABLES | E | 4x50 mm2 | 100 | m | 20 | 2000 | 20 | 2000
FPE | 26 | ELECTRICAL | 260519 | CONDUCTORS AND CABLES | EL | Item | 1072 | Multi core, copper conductor, XLPE insulated, PVC sheathed feeder cables; unarmoured; 0.6/1 kV | Multi core, copper conductor, XLPE insulated, PVC sheathed feeder cables; unarmoured; 0.6/1 kV | F | 4x120 mm2 | 180 | m | 55 | 9900 | 55 | 9900
FPE | 26 | ELECTRICAL | 260519 | CONDUCTORS AND CABLES | EL | Item | 1073 | 260519 - CONDUCTORS AND CABLES | 260519 - CONDUCTORS AND CABLES | G | 4x240 mm2 | 340 | m | 90 | 30600 | 90 | 30600
FPE | 26 | ELECTRICAL | 260519 | CONDUCTORS AND CABLES | EL | Item | 1074 | Multi core, copper conductor, XLPE insulated, PVC sheathed feeder cables; unarmoured; 0.6/1 kV | Multi core, copper conductor, XLPE insulated, PVC sheathed feeder cables; unarmoured; 0.6/1 kV | H | 4x300 mm2 | 115 | m | 100 | 11500 | 100 | 11500
FPE | 26 | ELECTRICAL | 260519 | CONDUCTORS AND CABLES | EL | Other | 1075 | FP 400 Fire resistant armoured cables | FP 400 Fire resistant armoured cables |  | FP 400 Fire resistant armoured cables
FPE | 26 | ELECTRICAL | 260519 | CONDUCTORS AND CABLES | EL | Item | 1076 | Multi core, copper conductor, XLPE insulated, PVC sheathed feeder cables; unarmoured; 0.6/1 kV | Multi core, copper conductor, XLPE insulated, PVC sheathed feeder cables; unarmoured; 0.6/1 kV | J | 4x35 mm2 | 25 | m | 40 | 1000 | 40 | 1000
FPE | 26 | ELECTRICAL | 260526 | GROUNDING AND BONDING FOR ELECTRICAL SYSTEMS | EL | Other | 1077 | 260526 - GROUNDING AND BONDING FOR ELECTRICAL SYSTEMS | 260526 - GROUNDING AND BONDING FOR ELECTRICAL SYSTEMS |  | 260526 - GROUNDING AND BONDING FOR ELECTRICAL SYSTEMS
FPE | 26 | ELECTRICAL | 260526 | GROUNDING AND BONDING FOR ELECTRICAL SYSTEMS | EL | Other | 1078 | Type TN-S complete, for | Type TN-S complete, for |  | Type TN-S complete, for
FPE | 26 | ELECTRICAL | 260526 | GROUNDING AND BONDING FOR ELECTRICAL SYSTEMS | EL | Item | 1079 | 260526 - GROUNDING AND BONDING FOR ELECTRICAL SYSTEMS | 260526 - GROUNDING AND BONDING FOR ELECTRICAL SYSTEMS | K | Main distribution board (MDB) | 1 | Item | 750 | 750 | 750 | 750
FPE | 26 | ELECTRICAL | 260526 | GROUNDING AND BONDING FOR ELECTRICAL SYSTEMS | EL | Item | 1080 | Type TN-S complete, for | Type TN-S complete, for | L | 200kVA standby generator | 1 | Item | 750 | 750 | 750 | 750
FPE | 26 | ELECTRICAL | 260526 | GROUNDING AND BONDING FOR ELECTRICAL SYSTEMS | EL | Item | 1081 | 260526 - GROUNDING AND BONDING FOR ELECTRICAL SYSTEMS | 260526 - GROUNDING AND BONDING FOR ELECTRICAL SYSTEMS | M | Distribution panelboards, final branch circuit panelboards, indoor and outdoor lighting installations and wiring accessories | 1 | Item | 750 | 750 | 750 | 750
FPE | 26 | ELECTRICAL | 260526 | GROUNDING AND BONDING FOR ELECTRICAL SYSTEMS | EL | Item | 1082 | Type TN-S complete, for | Type TN-S complete, for | N | Signal and communication system | 1 | Item | 750 | 750 | 750 | 750
FPE | 26 | ELECTRICAL | 260536 | CABLE TRAYS FOR ELECTRICAL SYSTEMS | EL | Other | 1083 | 260536 - CABLE TRAYS FOR ELECTRICAL SYSTEMS | 260536 - CABLE TRAYS FOR ELECTRICAL SYSTEMS |  | 260536 - CABLE TRAYS FOR ELECTRICAL SYSTEMS
FPE | 26 | ELECTRICAL | 260536 | CABLE TRAYS FOR ELECTRICAL SYSTEMS | EL | Item | 1084 | Type TN-S complete, for | Type TN-S complete, for | A | Cable tray 60 cm | 40 | m | 22 | 880 | 22 | 880
FPE | 26 | ELECTRICAL | 260536 | CABLE TRAYS FOR ELECTRICAL SYSTEMS | EL | Item | 1085 | 260536 - CABLE TRAYS FOR ELECTRICAL SYSTEMS | 260536 - CABLE TRAYS FOR ELECTRICAL SYSTEMS | B | Cable tray 30 cm | 50 | m | 15 | 750 | 15 | 750
FPE | 26 | ELECTRICAL | 260536 | CABLE TRAYS FOR ELECTRICAL SYSTEMS | EL | Item | 1086 | Type TN-S complete, for | Type TN-S complete, for | C | Cable tray 30 cm with cover | 30 | m | 19 | 570 | 19 | 570
FPE | 26 | ELECTRICAL | 260543 | UNDERGROUND DUCTS AND RACEWAYS FOR ELECTRICAL SYSTEMS | EL | Other | 1087 | 260543 - UNDERGROUND DUCTS AND RACEWAYS FOR ELECTRICAL SYSTEMS | 260543 - UNDERGROUND DUCTS AND RACEWAYS FOR ELECTRICAL SYSTEMS |  | 260543 - UNDERGROUND DUCTS AND RACEWAYS FOR ELECTRICAL SYSTEMS
FPE | 26 | ELECTRICAL | 260543 | UNDERGROUND DUCTS AND RACEWAYS FOR ELECTRICAL SYSTEMS | EL | Other | 1088 | Underground cable duct assemblies encased in concrete | Underground cable duct assemblies encased in concrete |  | Underground cable duct assemblies encased in concrete
FPE | 26 | ELECTRICAL | 260543 | UNDERGROUND DUCTS AND RACEWAYS FOR ELECTRICAL SYSTEMS | EL | Item | 1089 | 260543 - UNDERGROUND DUCTS AND RACEWAYS FOR ELECTRICAL SYSTEMS | 260543 - UNDERGROUND DUCTS AND RACEWAYS FOR ELECTRICAL SYSTEMS | D | Duct bank of 4f150 mm conduits | 12 | m | 115 | 1380 | 115 | 1380
FPE | 26 | ELECTRICAL | 260543 | UNDERGROUND DUCTS AND RACEWAYS FOR ELECTRICAL SYSTEMS | EL | Item | 1090 | Underground cable duct assemblies encased in concrete | Underground cable duct assemblies encased in concrete | E | Duct bank of 2f150 mm conduits | 50 | m | 65 | 3250 | 65 | 3250
FPE | 26 | ELECTRICAL | 260543 | UNDERGROUND DUCTS AND RACEWAYS FOR ELECTRICAL SYSTEMS | EL | Other | 1091 | Trenches for directly buried LV cables | Trenches for directly buried LV cables |  | Trenches for directly buried LV cables
FPE | 26 | ELECTRICAL | 260543 | UNDERGROUND DUCTS AND RACEWAYS FOR ELECTRICAL SYSTEMS | EL | Item | 1092 | Underground cable duct assemblies encased in concrete | Underground cable duct assemblies encased in concrete | F | Trench (widthxdepth: 600x800mm) | 72 | m | 32 | 2304 | 32 | 2304
FPE | 26 | ELECTRICAL | 260543 | UNDERGROUND DUCTS AND RACEWAYS FOR ELECTRICAL SYSTEMS | EL | Other | 1093 | Manholes | Manholes |  | Manholes
FPE | 26 | ELECTRICAL | 260543 | UNDERGROUND DUCTS AND RACEWAYS FOR ELECTRICAL SYSTEMS | EL | Item | 1094 | Underground cable duct assemblies encased in concrete | Underground cable duct assemblies encased in concrete | G | Manhole 800x800x800mm | 8 | Nr | 600 | 4800 | 600 | 4800
FPE | 26 | ELECTRICAL | 262413 | SWITCHBOARDS | EL | Other | 1095 | 262413 - SWITCHBOARDS | 262413 - SWITCHBOARDS |  | 262413 - SWITCHBOARDS
FPE | 26 | ELECTRICAL | 262413 | SWITCHBOARDS | EL | Other | 1096 | LV Main distribution panels including circuit breakers, busbars,etc. , as specified and as shown on drawings | LV Main distribution panels including circuit breakers, busbars,etc. , as specified and as shown on drawings |  | LV Main distribution panels including circuit breakers, busbars,etc. , as specified and as shown on drawings
FPE | 26 | ELECTRICAL | 262413 | SWITCHBOARDS | EL | Item | 1097 | 262413 - SWITCHBOARDS | 262413 - SWITCHBOARDS | H | MDB | 1 | Nr | 6000 | 6000 | 6000 | 6000
FPE | 26 | ELECTRICAL | 262416 | PANELBOARDS | EL | Other | 1098 | 262416 - PANELBOARDS | 262416 - PANELBOARDS |  | 262416 - PANELBOARDS
FPE | 26 | ELECTRICAL | 262416 | PANELBOARDS | EL | Other | 1099 | Distribution Panelboards (DPs) | Distribution Panelboards (DPs) |  | Distribution Panelboards (DPs)
FPE | 26 | ELECTRICAL | 262416 | PANELBOARDS | EL | Item | 1100 | 262416 - PANELBOARDS | 262416 - PANELBOARDS | J | EDP | 1 | Nr | 5000 | 5000 | 5000 | 5000
FPE | 26 | ELECTRICAL | 262416 | PANELBOARDS | EL | Other | 1101 | Subdistribution panels | Subdistribution panels |  | Subdistribution panels
FPE | 26 | ELECTRICAL | 262416 | PANELBOARDS | EL | Item | 1102 | 262416 - PANELBOARDS | 262416 - PANELBOARDS | A | SDP-G | 1 | Nr | 3500 | 3500 | 3500 | 3500
FPE | 26 | ELECTRICAL | 262416 | PANELBOARDS | EL | Item | 1103 | Subdistribution panels | Subdistribution panels | B | SDP-GL | 1 | Nr |  |  | 0 | 0
FPE | 26 | ELECTRICAL | 262416 | PANELBOARDS | EL | Item | 1104 | 262416 - PANELBOARDS | 262416 - PANELBOARDS | B | SDP-R | 1 | Nr | 3500 | 3500 | 3500 | 3500
FPE | 26 | ELECTRICAL | 262416 | PANELBOARDS | EL | Item | 1105 | Subdistribution panels | Subdistribution panels | C | ESDP-G | 1 | Nr | 3500 | 3500 | 3500 | 3500
FPE | 26 | ELECTRICAL | 262416 | PANELBOARDS | EL | Item | 1106 | 262416 - PANELBOARDS | 262416 - PANELBOARDS | D | ESDP-R | 1 | Nr | 3500 | 3500 | 3500 | 3500
FPE | 26 | ELECTRICAL | 262416 | PANELBOARDS | EL | Other | 1107 | Final branch circuit panels | Final branch circuit panels |  | Final branch circuit panels
FPE | 26 | ELECTRICAL | 262416 | PANELBOARDS | EL | Item | 1108 | 262416 - PANELBOARDS | 262416 - PANELBOARDS | F | LP-S | 1 | Nr |  |  | 0 | 0
FPE | 26 | ELECTRICAL | 262416 | PANELBOARDS | EL | Item | 1109 | Final branch circuit panels | Final branch circuit panels | G | LP-GL | 1 | Nr |  |  | 0 | 0
FPE | 26 | ELECTRICAL | 262416 | PANELBOARDS | EL | Item | 1110 | 262416 - PANELBOARDS | 262416 - PANELBOARDS | H | LP-G1 | 1 | Nr |  |  | 0 | 0
FPE | 26 | ELECTRICAL | 262416 | PANELBOARDS | EL | Item | 1111 | Final branch circuit panels | Final branch circuit panels | J | LP-G2 | 1 | Nr |  |  | 0 | 0
FPE | 26 | ELECTRICAL | 262416 | PANELBOARDS | EL | Item | 1112 | 262416 - PANELBOARDS | 262416 - PANELBOARDS | E | LP-11 | 1 | Nr | 1000 | 1000 | 1000 | 1000
FPE | 26 | ELECTRICAL | 262416 | PANELBOARDS | EL | Item | 1113 | Final branch circuit panels | Final branch circuit panels | F | LP-12 | 1 | Nr | 1000 | 1000 | 1000 | 1000
FPE | 26 | ELECTRICAL | 262416 | PANELBOARDS | EL | Item | 1114 | 262416 - PANELBOARDS | 262416 - PANELBOARDS | M | LP-21 | 1 | Nr |  |  | 0 | 0
FPE | 26 | ELECTRICAL | 262416 | PANELBOARDS | EL | Item | 1115 | Final branch circuit panels | Final branch circuit panels | N | LP-22 | 1 | Nr |  |  | 0 | 0
FPE | 26 | ELECTRICAL | 262416 | PANELBOARDS | EL | Item | 1116 | 262416 - PANELBOARDS | 262416 - PANELBOARDS | P | LP-R | 1 | Nr |  |  | 0 | 0
FPE | 26 | ELECTRICAL | 262416 | PANELBOARDS | EL | Item | 1117 | Final branch circuit panels | Final branch circuit panels | Q | ELP-S | 1 | Nr |  |  | 0 | 0
FPE | 26 | ELECTRICAL | 262416 | PANELBOARDS | EL | Item | 1118 | 262416 - PANELBOARDS | 262416 - PANELBOARDS | R | ELP-G1 | 1 | Nr |  |  | 0 | 0
FPE | 26 | ELECTRICAL | 262416 | PANELBOARDS | EL | Item | 1119 | Final branch circuit panels | Final branch circuit panels | S | ELP-G2 | 1 | Nr |  |  | 0 | 0
FPE | 26 | ELECTRICAL | 262416 | PANELBOARDS | EL | Item | 1120 | 262416 - PANELBOARDS | 262416 - PANELBOARDS | G | ELP-11 | 1 | Nr | 600 | 600 | 600 | 600
FPE | 26 | ELECTRICAL | 262416 | PANELBOARDS | EL | Item | 1121 | Final branch circuit panels | Final branch circuit panels | H | ELP-12 | 1 | Nr | 600 | 600 | 600 | 600
FPE | 26 | ELECTRICAL | 262416 | PANELBOARDS | EL | Item | 1122 | 262416 - PANELBOARDS | 262416 - PANELBOARDS | A | ELP-21 | 1 | Nr |  |  | 0 | 0
FPE | 26 | ELECTRICAL | 262416 | PANELBOARDS | EL | Item | 1123 | Final branch circuit panels | Final branch circuit panels | B | ELP-22 | 1 | Nr |  |  | 0 | 0
FPE | 26 | ELECTRICAL | 262416 | PANELBOARDS | EL | Item | 1124 | 262416 - PANELBOARDS | 262416 - PANELBOARDS | C | ELP-R | 1 | Nr |  |  | 0 | 0
FPE | 26 | ELECTRICAL | 262416 | PANELBOARDS | EL | Item | 1125 | Final branch circuit panels | Final branch circuit panels | D | ULP-1 | 1 | Nr |  |  | 0 | 0
FPE | 26 | ELECTRICAL | 262419 | MOTOR CONTROL CENTERS | EL | Other | 1126 | 262419 MOTOR CONTROL CENTERS | 262419 MOTOR CONTROL CENTERS |  | 262419 MOTOR CONTROL CENTERS
FPE | 26 | ELECTRICAL | 262419 | MOTOR CONTROL CENTERS | EL | Item | 1127 | Final branch circuit panels | Final branch circuit panels | A | MCC-RF | 1 | Nr | 2500 | 2500 | 2500 | 2500
FPE | 26 | ELECTRICAL | 262726 | WIRING DEVICES | EL | Other | 1128 | 262726 - WIRING DEVICES | 262726 - WIRING DEVICES |  | 262726 - WIRING DEVICES
FPE | 26 | ELECTRICAL | 262726 | WIRING DEVICES | EL | Other | 1129 | Switches | Switches |  | Switches
FPE | 26 | ELECTRICAL | 262726 | WIRING DEVICES | EL | Item | 1130 | 262726 - WIRING DEVICES | 262726 - WIRING DEVICES | B | General lighting switch (S1); one way | 30 | Nr | 23 | 690 | 23 | 690
FPE | 26 | ELECTRICAL | 262726 | WIRING DEVICES | EL | Item | 1131 | Switches | Switches | C | General lighting switch (S1); two way | 12 | Nr | 26 | 312 | 26 | 312
FPE | 26 | ELECTRICAL | 262726 | WIRING DEVICES | EL | Item | 1132 | 262726 - WIRING DEVICES | 262726 - WIRING DEVICES | D | General lighting switch (S1); one way two gang | 6 | Nr | 24 | 144 | 24 | 144
FPE | 26 | ELECTRICAL | 262726 | WIRING DEVICES | EL | Item | 1133 | Switches | Switches | E | General lighting switch (S15); one way | 8 | Nr | 25 | 200 | 25 | 200
FPE | 26 | ELECTRICAL | 262726 | WIRING DEVICES | EL | Item | 1134 | 262726 - WIRING DEVICES | 262726 - WIRING DEVICES | F | General lighting switch (S15); two way | 2 | Nr | 28 | 56 | 28 | 56
FPE | 26 | ELECTRICAL | 262726 | WIRING DEVICES | EL | Item | 1135 | Switches | Switches | L | Push button | 5 | Nr |  |  | 0 | 0
FPE | 26 | ELECTRICAL | 262726 | WIRING DEVICES | EL | Other | 1136 | Socket Outlets | Socket Outlets |  | Socket Outlets
FPE | 26 | ELECTRICAL | 262726 | WIRING DEVICES | EL | Item | 1137 | Switches | Switches | G | Type R01; simplex | 34 | Nr | 24.7 | 839.8 | 24.7 | 839.8
FPE | 26 | ELECTRICAL | 262726 | WIRING DEVICES | EL | Item | 1138 | Socket Outlets | Socket Outlets | H | Type R01; duplex | 16 | Nr | 27.4 | 438.4 | 27.4 | 438.4
FPE | 26 | ELECTRICAL | 262726 | WIRING DEVICES | EL | Item | 1139 | Switches | Switches | J | Type R05; simplex | 16 | Nr | 30 | 480 | 30 | 480
FPE | 26 | ELECTRICAL | 262726 | WIRING DEVICES | EL | Item | 1140 | Socket Outlets | Socket Outlets | K | Type R05; duplex | 1 | Nr | 32 | 32 | 32 | 32
FPE | 26 | ELECTRICAL | 262726 | WIRING DEVICES | EL | Item | 1141 | Switches | Switches | R | Type R01; simplex; floor mounted | 2 | Nr |  |  | 0 | 0
FPE | 26 | ELECTRICAL | 262726 | WIRING DEVICES | EL | Item | 1142 | Socket Outlets | Socket Outlets | A | Type R01; duplex; floor mounted | 1 | Nr |  |  | 0 | 0
FPE | 26 | ELECTRICAL | 262726 | WIRING DEVICES | EL | Other | 1143 | Electric Outlets | Electric Outlets |  | Electric Outlets
FPE | 26 | ELECTRICAL | 262726 | WIRING DEVICES | EL | Item | 1144 | Socket Outlets | Socket Outlets | A | Lighting outlet ;ceiling mounted; 16Amp,2P | 26 | Nr | 50 | 1300 | 50 | 1300
FPE | 26 | ELECTRICAL | 262726 | WIRING DEVICES | EL | Item | 1145 | Electric Outlets | Electric Outlets | C | Lighting outlet ;wall mounted; 16Amp,2P | 14 | Nr |  |  | 0 | 0
FPE | 26 | ELECTRICAL | 262816 | ENCLOSED SWITCHES AND CIRCUIT BREAKERS | EL | Other | 1146 | 262816 - ENCLOSED SWITCHES AND CIRCUIT BREAKERS | 262816 - ENCLOSED SWITCHES AND CIRCUIT BREAKERS |  | 262816 - ENCLOSED SWITCHES AND CIRCUIT BREAKERS
FPE | 26 | ELECTRICAL | 262816 | ENCLOSED SWITCHES AND CIRCUIT BREAKERS | EL | Other | 1147 | Switch Disconnectors (Disconnecting Switches) | Switch Disconnectors (Disconnecting Switches) |  | Switch Disconnectors (Disconnecting Switches)
FPE | 26 | ELECTRICAL | 262816 | ENCLOSED SWITCHES AND CIRCUIT BREAKERS | EL | Item | 1148 | 262816 - ENCLOSED SWITCHES AND CIRCUIT BREAKERS | 262816 - ENCLOSED SWITCHES AND CIRCUIT BREAKERS | B | 16Amp, 2P | 15 | Nr | 100 | 1500 | 100 | 1500
FPE | 26 | ELECTRICAL | 262816 | ENCLOSED SWITCHES AND CIRCUIT BREAKERS | EL | Item | 1149 | Switch Disconnectors (Disconnecting Switches) | Switch Disconnectors (Disconnecting Switches) | E | 16Amp, 2P, weatherproof | 6 | Nr |  |  | 0 | 0
FPE | 26 | ELECTRICAL | 262816 | ENCLOSED SWITCHES AND CIRCUIT BREAKERS | EL | Item | 1150 | 262816 - ENCLOSED SWITCHES AND CIRCUIT BREAKERS | 262816 - ENCLOSED SWITCHES AND CIRCUIT BREAKERS | F | 16Amp, 2P, weatherproof, pedestal type | 3 | Nr |  |  | 0 | 0
FPE | 26 | ELECTRICAL | 262816 | ENCLOSED SWITCHES AND CIRCUIT BREAKERS | EL | Item | 1151 | Switch Disconnectors (Disconnecting Switches) | Switch Disconnectors (Disconnecting Switches) | C | 20Amp, 2P | 2 | Nr | 115 | 230 | 115 | 230
FPE | 26 | ELECTRICAL | 262816 | ENCLOSED SWITCHES AND CIRCUIT BREAKERS | EL | Item | 1152 | 262816 - ENCLOSED SWITCHES AND CIRCUIT BREAKERS | 262816 - ENCLOSED SWITCHES AND CIRCUIT BREAKERS | H | 20Amp, 2P, weatherproof, pedestal type | 3 | Nr |  |  | 0 | 0
FPE | 26 | ELECTRICAL | 262816 | ENCLOSED SWITCHES AND CIRCUIT BREAKERS | EL | Item | 1153 | Switch Disconnectors (Disconnecting Switches) | Switch Disconnectors (Disconnecting Switches) | J | 32Amp, 2P | 3 | Nr |  |  | 0 | 0
FPE | 26 | ELECTRICAL | 262816 | ENCLOSED SWITCHES AND CIRCUIT BREAKERS | EL | Item | 1154 | 262816 - ENCLOSED SWITCHES AND CIRCUIT BREAKERS | 262816 - ENCLOSED SWITCHES AND CIRCUIT BREAKERS | K | 32Amp, 2P, pedestal type | 1 | Nr |  |  | 0 | 0
FPE | 26 | ELECTRICAL | 262816 | ENCLOSED SWITCHES AND CIRCUIT BREAKERS | EL | Item | 1155 | Switch Disconnectors (Disconnecting Switches) | Switch Disconnectors (Disconnecting Switches) | L | 32Amp, 2P, weatherproof | 2 | Nr |  |  | 0 | 0
FPE | 26 | ELECTRICAL | 262816 | ENCLOSED SWITCHES AND CIRCUIT BREAKERS | EL | Item | 1156 | 262816 - ENCLOSED SWITCHES AND CIRCUIT BREAKERS | 262816 - ENCLOSED SWITCHES AND CIRCUIT BREAKERS | M | 32Amp, 4P | 1 | Nr |  |  | 0 | 0
FPE | 26 | ELECTRICAL | 262816 | ENCLOSED SWITCHES AND CIRCUIT BREAKERS | EL | Item | 1157 | Switch Disconnectors (Disconnecting Switches) | Switch Disconnectors (Disconnecting Switches) | N | 20Amp, 4P | 2 | Nr | 125 | 250 | 125 | 250
FPE | 26 | ELECTRICAL | 262816 | ENCLOSED SWITCHES AND CIRCUIT BREAKERS | EL | Item | 1158 | 262816 - ENCLOSED SWITCHES AND CIRCUIT BREAKERS | 262816 - ENCLOSED SWITCHES AND CIRCUIT BREAKERS | P | 40Amp, 4P | 3 | Nr |  |  | 0 | 0
FPE | 26 | ELECTRICAL | 262816 | ENCLOSED SWITCHES AND CIRCUIT BREAKERS | EL | Item | 1159 | Switch Disconnectors (Disconnecting Switches) | Switch Disconnectors (Disconnecting Switches) | Q | 63Amp, 4P | 3 | Nr |  |  | 0 | 0
FPE | 26 | ELECTRICAL | 262816 | ENCLOSED SWITCHES AND CIRCUIT BREAKERS | EL | Item | 1160 | 262816 - ENCLOSED SWITCHES AND CIRCUIT BREAKERS | 262816 - ENCLOSED SWITCHES AND CIRCUIT BREAKERS | A | 63Amp, 4P, pedestal type | 1 | Nr |  |  | 0 | 0
FPE | 26 | ELECTRICAL | 262816 | ENCLOSED SWITCHES AND CIRCUIT BREAKERS | EL | Other | 1161 | Switch Disconnectors with Combination Starter | Switch Disconnectors with Combination Starter |  | Switch Disconnectors with Combination Starter
FPE | 26 | ELECTRICAL | 262816 | ENCLOSED SWITCHES AND CIRCUIT BREAKERS | EL | Item | 1162 | 262816 - ENCLOSED SWITCHES AND CIRCUIT BREAKERS | 262816 - ENCLOSED SWITCHES AND CIRCUIT BREAKERS | A | 16Amp, 2P, weatherproof | 1 | Nr | 220 | 220 | 220 | 220
FPE | 26 | ELECTRICAL | 262816 | ENCLOSED SWITCHES AND CIRCUIT BREAKERS | EL | Item | 1163 | Switch Disconnectors with Combination Starter | Switch Disconnectors with Combination Starter | B | 16Amp, 2P, weatherproof, pedestal type | 1 | Nr | 230 | 230 | 230 | 230
FPE | 26 | ELECTRICAL | 262816 | ENCLOSED SWITCHES AND CIRCUIT BREAKERS | EL | Item | 1164 | 262816 - ENCLOSED SWITCHES AND CIRCUIT BREAKERS | 262816 - ENCLOSED SWITCHES AND CIRCUIT BREAKERS | C | 16Amp, 4P, weatherproof | 1 | Nr | 220 | 220 | 220 | 220
FPE | 26 | ELECTRICAL | 262816 | ENCLOSED SWITCHES AND CIRCUIT BREAKERS | EL | Item | 1165 | Switch Disconnectors with Combination Starter | Switch Disconnectors with Combination Starter | D | 20Amp, 4P, weatherproof | 1 | Nr | 230 | 230 | 230 | 230
FPE | 26 | ELECTRICAL | 263213 | PACKAGED ENGINE GENERATORS | EL | Other | 1166 | 263213 - PACKAGED ENGINE GENERATORS | 263213 - PACKAGED ENGINE GENERATORS |  | 263213 - PACKAGED ENGINE GENERATORS
FPE | 26 | ELECTRICAL | 263213 | PACKAGED ENGINE GENERATORS | EL | Other | 1167 | Oudooor sound proof generator, including enclosure, control panel, silencer, gas exhaust pipes, and installation of all accessories and equipment required. | Oudooor sound proof generator, including enclosure, control panel, silencer, gas exhaust pipes, and installation of all accessories and equipment required. |  | Oudooor sound proof generator, including enclosure, control panel, silencer, gas exhaust pipes, and installation of all accessories and equipment required.
FPE | 26 | ELECTRICAL | 263213 | PACKAGED ENGINE GENERATORS | EL | Item | 1168 | 263213 - PACKAGED ENGINE GENERATORS | 263213 - PACKAGED ENGINE GENERATORS | E | 200 kVA, 400 V, 50 Hz (standby), 1500rpm, three phase, four wire, as shown on drawings | 1 | Nr | 25000 | 25000 | 25000 | 25000
FPE | 26 | ELECTRICAL | 263213 | PACKAGED ENGINE GENERATORS | EL | Item | 1169 | Oudooor sound proof generator, including enclosure, control panel, silencer, gas exhaust pipes, and installation of all accessories and equipment required. | Oudooor sound proof generator, including enclosure, control panel, silencer, gas exhaust pipes, and installation of all accessories and equipment required. | F | Daily fuel tank (500 Liters) | 1 | Nr | 500 | 500 | 500 | 500
FPE | 26 | ELECTRICAL | 263353 | STATIC UNINTERRUPTIBLE POWER SUPPLY | EL | Other | 1170 | 263353 - STATIC UNINTERRUPTIBLE POWER SUPPLY | 263353 - STATIC UNINTERRUPTIBLE POWER SUPPLY |  | 263353 - STATIC UNINTERRUPTIBLE POWER SUPPLY
FPE | 26 | ELECTRICAL | 263353 | STATIC UNINTERRUPTIBLE POWER SUPPLY | EL | Other | 1171 | UPS system complete, including | UPS system complete, including |  | UPS system complete, including
FPE | 26 | ELECTRICAL | 263353 | STATIC UNINTERRUPTIBLE POWER SUPPLY | EL | Other | 1172 | battery, charger, inverter, transfer | battery, charger, inverter, transfer |  | battery, charger, inverter, transfer
FPE | 26 | ELECTRICAL | 263353 | STATIC UNINTERRUPTIBLE POWER SUPPLY | EL | Other | 1173 | switch and manual by pass switch | switch and manual by pass switch |  | switch and manual by pass switch
FPE | 26 | ELECTRICAL | 263353 | STATIC UNINTERRUPTIBLE POWER SUPPLY | EL | Item | 1174 | battery, charger, inverter, transfer | battery, charger, inverter, transfer | G | UPS, 25 kVA , 3-phase 230V/400V input, 3-phase 230V/400V output | 1 | Nr | 9000 | 9000 | 9000 | 9000
FPE | 26 | ELECTRICAL | 263600 | TRANSFER SWITCHES | EL | Other | 1175 | 263600 - TRANSFER SWITCHES | 263600 - TRANSFER SWITCHES |  | 263600 - TRANSFER SWITCHES
FPE | 26 | ELECTRICAL | 263600 | TRANSFER SWITCHES | EL | Other | 1176 | Automatic transfer switch | Automatic transfer switch |  | Automatic transfer switch
FPE | 26 | ELECTRICAL | 263600 | TRANSFER SWITCHES | EL | Item | 1177 | 263600 - TRANSFER SWITCHES | 263600 - TRANSFER SWITCHES | A | ATS,400 A, 4 poles | 1 | Nr | 2000 | 2000 | 2000 | 2000
FPE | 26 | ELECTRICAL | 264113 | LIGHTNING PROTECTION FOR STRUCTURES | EL | Other | 1178 | 264113 - LIGHTNING PROTECTION FOR STRUCTURES | 264113 - LIGHTNING PROTECTION FOR STRUCTURES |  | 264113 - LIGHTNING PROTECTION FOR STRUCTURES
FPE | 26 | ELECTRICAL | 264113 | LIGHTNING PROTECTION FOR STRUCTURES | EL | Item | 1179 | 263600 - TRANSFER SWITCHES | 263600 - TRANSFER SWITCHES | B | Complete faraday cage system for the new building as specified and as shown on drawings | 1 | Item | 2500 | 2500 | 2500 | 2500
FPE | 26 | ELECTRICAL | 265100 | INTERIOR LIGHTING | EL | Other | 1180 | 265100 - INTERIOR LIGHTING | 265100 - INTERIOR LIGHTING |  | 265100 - INTERIOR LIGHTING
FPE | 26 | ELECTRICAL | 265100 | INTERIOR LIGHTING | EL | Other | 1181 | Lighting Fixtures | Lighting Fixtures |  | Lighting Fixtures
FPE | 26 | ELECTRICAL | 265100 | INTERIOR LIGHTING | EL | Item | 1182 | 265100 - INTERIOR LIGHTING | 265100 - INTERIOR LIGHTING | C | Type A1 | 2 | Nr | 140 | 280 | 140 | 280
FPE | 26 | ELECTRICAL | 265100 | INTERIOR LIGHTING | EL | Item | 1183 | Lighting Fixtures | Lighting Fixtures | D | Type A2 | 8 | Nr | 80 | 640 | 80 | 640
FPE | 26 | ELECTRICAL | 265100 | INTERIOR LIGHTING | EL | Item | 1184 | 265100 - INTERIOR LIGHTING | 265100 - INTERIOR LIGHTING | E | Type A3 | 23 | Nr | 110 | 2530 | 110 | 2530
FPE | 26 | ELECTRICAL | 265100 | INTERIOR LIGHTING | EL | Item | 1185 | Lighting Fixtures | Lighting Fixtures | F | Type A5 | 3 | Nr |  |  | 0 | 0
FPE | 26 | ELECTRICAL | 265100 | INTERIOR LIGHTING | EL | Item | 1186 | 265100 - INTERIOR LIGHTING | 265100 - INTERIOR LIGHTING | G | Type B1 | 3 | Nr |  |  | 0 | 0
FPE | 26 | ELECTRICAL | 265100 | INTERIOR LIGHTING | EL | Item | 1187 | Lighting Fixtures | Lighting Fixtures | F | Type B2 | 39 | Nr | 100 | 3900 | 100 | 3900
FPE | 26 | ELECTRICAL | 265100 | INTERIOR LIGHTING | EL | Item | 1188 | 265100 - INTERIOR LIGHTING | 265100 - INTERIOR LIGHTING | G | Type B3 | 2 | Nr | 100 | 200 | 100 | 200
FPE | 26 | ELECTRICAL | 265100 | INTERIOR LIGHTING | EL | Item | 1189 | Lighting Fixtures | Lighting Fixtures | H | Type C1 | 11 | Nr | 80 | 880 | 80 | 880
FPE | 26 | ELECTRICAL | 265100 | INTERIOR LIGHTING | EL | Item | 1190 | 265100 - INTERIOR LIGHTING | 265100 - INTERIOR LIGHTING | J | Type C2 | 2 | Nr | 75 | 150 | 75 | 150
FPE | 26 | ELECTRICAL | 265100 | INTERIOR LIGHTING | EL | Item | 1191 | Lighting Fixtures | Lighting Fixtures | M | Type C3 | 15 | Nr |  |  | 0 | 0
FPE | 26 | ELECTRICAL | 265100 | INTERIOR LIGHTING | EL | Item | 1192 | 265100 - INTERIOR LIGHTING | 265100 - INTERIOR LIGHTING | N | Type C4 | 9 | Nr |  |  | 0 | 0
FPE | 26 | ELECTRICAL | 265100 | INTERIOR LIGHTING | EL | Item | 1193 | Lighting Fixtures | Lighting Fixtures | P | Type C5 | 40 | Nr |  |  | 0 | 0
FPE | 26 | ELECTRICAL | 265100 | INTERIOR LIGHTING | EL | Item | 1194 | 265100 - INTERIOR LIGHTING | 265100 - INTERIOR LIGHTING | K | Type E1 | 5 | Nr | 180 | 900 | 180 | 900
FPE | 26 | ELECTRICAL | 265100 | INTERIOR LIGHTING | EL | Item | 1195 | Lighting Fixtures | Lighting Fixtures | A | Type E11 | 3 | Nr | 180 | 540 | 180 | 540
FPE | 26 | ELECTRICAL | 265100 | INTERIOR LIGHTING | EL | Item | 1196 | 265100 - INTERIOR LIGHTING | 265100 - INTERIOR LIGHTING | B | Type E2 | 16 | Nr |  |  | 0 | 0
FPE | 26 | ELECTRICAL | 265100 | INTERIOR LIGHTING | EL | Item | 1197 | Lighting Fixtures | Lighting Fixtures | B | Type M1 | 6 | Nr | 70 | 420 | 70 | 420
FPE | 26 | ELECTRICAL | 265100 | INTERIOR LIGHTING | EL | Item | 1198 | 265100 - INTERIOR LIGHTING | 265100 - INTERIOR LIGHTING | C | Type BH | 2 | Nr | 50 | 100 | 50 | 100
FPE | 26 | ELECTRICAL | 265100 | INTERIOR LIGHTING | EL | Item | 1199 | Lighting Fixtures | Lighting Fixtures | D | Type U2 | 10 | Nr | 80 | 800 | 80 | 800
FPE | 26 | ELECTRICAL | 265100 | INTERIOR LIGHTING | EL | Item | 1200 | 265100 - INTERIOR LIGHTING | 265100 - INTERIOR LIGHTING | F | Type U3 | 7 | Nr |  |  | 0 | 0
FPE | 26 | ELECTRICAL | 265100 | INTERIOR LIGHTING | EL | Item | 1201 | Lighting Fixtures | Lighting Fixtures | G | Type S1 | 533 | m |  |  | 0 | 0
FPE | 26 | ELECTRICAL | 265100 | INTERIOR LIGHTING | EL | Other | 1202 | 265100 - INTERIOR LIGHTING | 265100 - INTERIOR LIGHTING | BILL NO. 26 - ELECTRICAL |  |  |  | J.D | 200382.2
FPE | 26 | ELECTRICAL | To Summary | To Summary |  | Bill Sum | 1203 | Lighting Fixtures | Lighting Fixtures | To Summary
FPE | 27 | COMMUNICATIONS | 270536 | CABLE TRAYS FOR COMMUNICATIONS SYSTEMS | EL | Other | 1204 | 265100 - INTERIOR LIGHTING | 265100 - INTERIOR LIGHTING | BILL NO. 27
FPE | 27 | COMMUNICATIONS | 270536 | CABLE TRAYS FOR COMMUNICATIONS SYSTEMS | EL | Other | 1205 | Lighting Fixtures | Lighting Fixtures | COMMUNICATIONS
FPE | 27 | COMMUNICATIONS | 270536 | CABLE TRAYS FOR COMMUNICATIONS SYSTEMS | EL | Other | 1206 | 265100 - INTERIOR LIGHTING | 265100 - INTERIOR LIGHTING | Item | Description | Qty | Unit | Rate | Amount
FPE | 27 | COMMUNICATIONS | 270536 | CABLE TRAYS FOR COMMUNICATIONS SYSTEMS | EL | Other | 1207 | Lighting Fixtures | Lighting Fixtures | [5 empty] | J.D
FPE | 27 | COMMUNICATIONS | 270536 | CABLE TRAYS FOR COMMUNICATIONS SYSTEMS | EL | Other | 1208 | 270536 - CABLE TRAYS FOR COMMUNICATIONS SYSTEMS | 270536 - CABLE TRAYS FOR COMMUNICATIONS SYSTEMS |  | 270536 - CABLE TRAYS FOR COMMUNICATIONS SYSTEMS
FPE | 27 | COMMUNICATIONS | 270536 | CABLE TRAYS FOR COMMUNICATIONS SYSTEMS | EL | Other | 1209 | Supply, installation, testing, commissioning, putting into satisfactory operation and handing over complete Cable Trays for Communication Systems; including all necessary accessories, fittings, Support, fixation, cable bonding and labelling, cable management, licenses and all required software ; complete; As shown on drawings and described in specifications | Supply, installation, testing, commissioning, putting into satisfactory operation and handing over complete Cable Trays for Communication Systems; including all necessary accessories, fittings, Support, fixation, cable bonding and labelling, cable management, licenses and all required software ; complete; As shown on drawings and described in specifications |  | Supply, installation, testing, commissioning, putting into satisfactory operation and handing over complete Cable Trays for Communication Systems; including all necessary accessories, fittings, Support, fixation, cable bonding and labelling, cable management, licenses and all required software ; complete; As shown on drawings and described in specifications
FPE | 27 | COMMUNICATIONS | 270536 | CABLE TRAYS FOR COMMUNICATIONS SYSTEMS | EL | Other | 1210 | Covered Cable Trays | Covered Cable Trays |  | Covered Cable Trays
FPE | 27 | COMMUNICATIONS | 270536 | CABLE TRAYS FOR COMMUNICATIONS SYSTEMS | EL | Item | 1211 | Supply, installation, testing, commissioning, putting into satisfactory operation and handing over complete Cable Trays for Communication Systems; including all necessary accessories, fittings, Support, fixation, cable bonding and labelling, cable management, licenses and all required software ; complete; As shown on drawings and described in specifications | Supply, installation, testing, commissioning, putting into satisfactory operation and handing over complete Cable Trays for Communication Systems; including all necessary accessories, fittings, Support, fixation, cable bonding and labelling, cable management, licenses and all required software ; complete; As shown on drawings and described in specifications | A | Horizontal cable tray 150 x100mm | 150 | m | 14 | 2100 | 14 | 2100
FPE | 27 | COMMUNICATIONS | 270536 | CABLE TRAYS FOR COMMUNICATIONS SYSTEMS | EL | Item | 1212 | Covered Cable Trays | Covered Cable Trays | B | Vertical cable tray 150 x 100 mm | 5 | m | 14 | 70 | 14 | 70
FPE | 27 | COMMUNICATIONS | 271105 | COMMUNICATIONS EQUIPMENT ROOM FITTINGS (TIA) | EL | Other | 1213 | 271105 - COMMUNICATIONS EQUIPMENT ROOM FITTINGS (TIA) | 271105 - COMMUNICATIONS EQUIPMENT ROOM FITTINGS (TIA) |  | 271105 - COMMUNICATIONS EQUIPMENT ROOM FITTINGS (TIA)
FPE | 27 | COMMUNICATIONS | 271105 | COMMUNICATIONS EQUIPMENT ROOM FITTINGS (TIA) | EL | Other | 1214 | Supply, installation, testing, commissioning, putting into satisfactory operation and handing over complete Communication Equipment Room Fittings ; including all necessary accessories, fittings, Support, fixation, cable bonding and labelling, cable management, licenses and all required software ; complete; As shown on drawings and described in specifications | Supply, installation, testing, commissioning, putting into satisfactory operation and handing over complete Communication Equipment Room Fittings ; including all necessary accessories, fittings, Support, fixation, cable bonding and labelling, cable management, licenses and all required software ; complete; As shown on drawings and described in specifications |  | Supply, installation, testing, commissioning, putting into satisfactory operation and handing over complete Communication Equipment Room Fittings ; including all necessary accessories, fittings, Support, fixation, cable bonding and labelling, cable management, licenses and all required software ; complete; As shown on drawings and described in specifications
FPE | 27 | COMMUNICATIONS | 271105 | COMMUNICATIONS EQUIPMENT ROOM FITTINGS (TIA) | EL | Other | 1215 | Telecommunications equipment cabinets; wall-mounted; modular type; | Telecommunications equipment cabinets; wall-mounted; modular type; |  | Telecommunications equipment cabinets; wall-mounted; modular type;
FPE | 27 | COMMUNICATIONS | 271105 | COMMUNICATIONS EQUIPMENT ROOM FITTINGS (TIA) | EL | Item | 1216 | Supply, installation, testing, commissioning, putting into satisfactory operation and handing over complete Communication Equipment Room Fittings ; including all necessary accessories, fittings, Support, fixation, cable bonding and labelling, cable management, licenses and all required software ; complete; As shown on drawings and described in specifications | Supply, installation, testing, commissioning, putting into satisfactory operation and handing over complete Communication Equipment Room Fittings ; including all necessary accessories, fittings, Support, fixation, cable bonding and labelling, cable management, licenses and all required software ; complete; As shown on drawings and described in specifications | A | Wall Mounted Cabinet, door & ventilation provisions as specified; 600 x 600 mm; 24 RU ; | 1 | Nr | 650 | 650 | 650 | 650
FPE | 27 | COMMUNICATIONS | 271305 | COMMUNICATIONS BACKBONE CABLING (TIA) | EL | Other | 1217 | 271305 - COMMUNICATIONS BACKBONE CABLING (TIA) | 271305 - COMMUNICATIONS BACKBONE CABLING (TIA) |  | 271305 - COMMUNICATIONS BACKBONE CABLING (TIA)
FPE | 27 | COMMUNICATIONS | 271305 | COMMUNICATIONS BACKBONE CABLING (TIA) | EL | Other | 1218 | Supply, installation, testing, commissioning, putting into satisfactory operation and handing over complete communication backbone cabling ; including all necessary accessories, fittings, Support, fixation, cable bonding and labelling, cable management, licenses and all required software ; complete; As shown on drawings and described in specifications | Supply, installation, testing, commissioning, putting into satisfactory operation and handing over complete communication backbone cabling ; including all necessary accessories, fittings, Support, fixation, cable bonding and labelling, cable management, licenses and all required software ; complete; As shown on drawings and described in specifications |  | Supply, installation, testing, commissioning, putting into satisfactory operation and handing over complete communication backbone cabling ; including all necessary accessories, fittings, Support, fixation, cable bonding and labelling, cable management, licenses and all required software ; complete; As shown on drawings and described in specifications
FPE | 27 | COMMUNICATIONS | 271305 | COMMUNICATIONS BACKBONE CABLING (TIA) | EL | Other | 1219 | Backbone Cables: UTP; CAT 3; PVC sheathed; suitable for indoor use as specified; | Backbone Cables: UTP; CAT 3; PVC sheathed; suitable for indoor use as specified; |  | Backbone Cables: UTP; CAT 3; PVC sheathed; suitable for indoor use as specified;
FPE | 27 | COMMUNICATIONS | 271305 | COMMUNICATIONS BACKBONE CABLING (TIA) | EL | Item | 1220 | Supply, installation, testing, commissioning, putting into satisfactory operation and handing over complete communication backbone cabling ; including all necessary accessories, fittings, Support, fixation, cable bonding and labelling, cable management, licenses and all required software ; complete; As shown on drawings and described in specifications | Supply, installation, testing, commissioning, putting into satisfactory operation and handing over complete communication backbone cabling ; including all necessary accessories, fittings, Support, fixation, cable bonding and labelling, cable management, licenses and all required software ; complete; As shown on drawings and described in specifications | B | 50-Pair Cat 3, UTP Cable; | 170 | m | 3 | 510 | 3 | 510
FPE | 27 | COMMUNICATIONS | 271305 | COMMUNICATIONS BACKBONE CABLING (TIA) | EL | Other | 1221 | Main and Intermediate Cross-Connects | Main and Intermediate Cross-Connects |  | Main and Intermediate Cross-Connects
FPE | 27 | COMMUNICATIONS | 271305 | COMMUNICATIONS BACKBONE CABLING (TIA) | EL | Item | 1222 | Supply, installation, testing, commissioning, putting into satisfactory operation and handing over complete communication backbone cabling ; including all necessary accessories, fittings, Support, fixation, cable bonding and labelling, cable management, licenses and all required software ; complete; As shown on drawings and described in specifications | Supply, installation, testing, commissioning, putting into satisfactory operation and handing over complete communication backbone cabling ; including all necessary accessories, fittings, Support, fixation, cable bonding and labelling, cable management, licenses and all required software ; complete; As shown on drawings and described in specifications | A | Main Distribution Frame (MDF) - 50 Pair | 1 | Nr | 250 | 250 | 250 | 250
FPE | 27 | COMMUNICATIONS | 271305 | COMMUNICATIONS BACKBONE CABLING (TIA) | EL | Item | 1223 | Main and Intermediate Cross-Connects | Main and Intermediate Cross-Connects | B | IDC 110 Block (50 Pairs) | 1 | Nr | 250 | 250 | 250 | 250
FPE | 27 | COMMUNICATIONS | 271505 | COMMUNICATIONS HORIZONTAL CABLING (TIA) | EL | Other | 1224 | 271505 - COMMUNICATIONS HORIZONTAL CABLING (TIA) | 271505 - COMMUNICATIONS HORIZONTAL CABLING (TIA) |  | 271505 - COMMUNICATIONS HORIZONTAL CABLING (TIA)
FPE | 27 | COMMUNICATIONS | 271505 | COMMUNICATIONS HORIZONTAL CABLING (TIA) | EL | Other | 1225 | Supply, installation, testing, commissioning, putting into satisfactory operation and handing over complete communication horizontal cabling ; including all necessary accessories, fittings, Support, fixation, cable bonding and labelling, cable management, licenses and all required software ; complete; As shown on drawings and described in specifications | Supply, installation, testing, commissioning, putting into satisfactory operation and handing over complete communication horizontal cabling ; including all necessary accessories, fittings, Support, fixation, cable bonding and labelling, cable management, licenses and all required software ; complete; As shown on drawings and described in specifications |  | Supply, installation, testing, commissioning, putting into satisfactory operation and handing over complete communication horizontal cabling ; including all necessary accessories, fittings, Support, fixation, cable bonding and labelling, cable management, licenses and all required software ; complete; As shown on drawings and described in specifications
FPE | 27 | COMMUNICATIONS | 271505 | COMMUNICATIONS HORIZONTAL CABLING (TIA) | EL | Other | 1226 | Telecommunications Outlets/Connectors | Telecommunications Outlets/Connectors |  | Telecommunications Outlets/Connectors
FPE | 27 | COMMUNICATIONS | 271505 | COMMUNICATIONS HORIZONTAL CABLING (TIA) | EL | Item | 1227 | Supply, installation, testing, commissioning, putting into satisfactory operation and handing over complete communication horizontal cabling ; including all necessary accessories, fittings, Support, fixation, cable bonding and labelling, cable management, licenses and all required software ; complete; As shown on drawings and described in specifications | Supply, installation, testing, commissioning, putting into satisfactory operation and handing over complete communication horizontal cabling ; including all necessary accessories, fittings, Support, fixation, cable bonding and labelling, cable management, licenses and all required software ; complete; As shown on drawings and described in specifications | C | Single (1) Cat 6A RJ45 Outlet; Wall-Mounted; | 11 | Nr | 90 | 990 | 90 | 990
FPE | 27 | COMMUNICATIONS | 271505 | COMMUNICATIONS HORIZONTAL CABLING (TIA) | EL | Item | 1228 | Telecommunications Outlets/Connectors | Telecommunications Outlets/Connectors | D | Single (1) Cat 6A RJ45 Outlet; Ceiling-Mounted; | 4 | Nr | 90 | 360 | 90 | 360
FPE | 27 | COMMUNICATIONS | 271505 | COMMUNICATIONS HORIZONTAL CABLING (TIA) | EL | Item | 1229 | Supply, installation, testing, commissioning, putting into satisfactory operation and handing over complete communication horizontal cabling ; including all necessary accessories, fittings, Support, fixation, cable bonding and labelling, cable management, licenses and all required software ; complete; As shown on drawings and described in specifications | Supply, installation, testing, commissioning, putting into satisfactory operation and handing over complete communication horizontal cabling ; including all necessary accessories, fittings, Support, fixation, cable bonding and labelling, cable management, licenses and all required software ; complete; As shown on drawings and described in specifications | E | Duplex (2) Cat 6A RJ45 Outlet; Wall-Mounted; | 5 | Nr | 140 | 700 | 140 | 700
FPE | 27 | COMMUNICATIONS | 271505 | COMMUNICATIONS HORIZONTAL CABLING (TIA) | EL | Item | 1230 | Telecommunications Outlets/Connectors | Telecommunications Outlets/Connectors | F | Duplex (2) Cat 6A RJ45 Outlet; Floor-Mounted; | 1 | Nr |  |  | 0 | 0
FPE | 27 | COMMUNICATIONS | 271505 | COMMUNICATIONS HORIZONTAL CABLING (TIA) | EL | Other | 1231 | Horizontal Cross-connects, | Horizontal Cross-connects, |  | Horizontal Cross-connects,
FPE | 27 | COMMUNICATIONS | 271505 | COMMUNICATIONS HORIZONTAL CABLING (TIA) | EL | Item | 1232 | Telecommunications Outlets/Connectors | Telecommunications Outlets/Connectors | F | 48-Port Cat 6A UTP/STP RJ45; fully equipped; Patch Panels; | 1 | Nr | 450 | 450 | 450 | 450
FPE | 27 | COMMUNICATIONS | 272109 | DATA COMM FOR CAMPUS NETWORK | EL | Other | 1233 | 272109 - DATA COMM FOR CAMPUS NETWORK | 272109 - DATA COMM FOR CAMPUS NETWORK |  | 272109 - DATA COMM FOR CAMPUS NETWORK
FPE | 27 | COMMUNICATIONS | 272109 | DATA COMM FOR CAMPUS NETWORK | EL | Other | 1234 | Supply, installation, testing, commissioning, putting into satisfactory operation and handing over complete Data Communication Devices ; including all necessary accessories, fittings, Support, fixation, cable bonding and labelling, cable management, licenses and all required software ; complete; As shown on drawings and described in specifications | Supply, installation, testing, commissioning, putting into satisfactory operation and handing over complete Data Communication Devices ; including all necessary accessories, fittings, Support, fixation, cable bonding and labelling, cable management, licenses and all required software ; complete; As shown on drawings and described in specifications |  | Supply, installation, testing, commissioning, putting into satisfactory operation and handing over complete Data Communication Devices ; including all necessary accessories, fittings, Support, fixation, cable bonding and labelling, cable management, licenses and all required software ; complete; As shown on drawings and described in specifications
FPE | 27 | COMMUNICATIONS | 272109 | DATA COMM FOR CAMPUS NETWORK | EL | Other | 1235 | Active communications and data processing equipment | Active communications and data processing equipment |  | Active communications and data processing equipment
FPE | 27 | COMMUNICATIONS | 272109 | DATA COMM FOR CAMPUS NETWORK | EL | Item | 1236 | Supply, installation, testing, commissioning, putting into satisfactory operation and handing over complete Data Communication Devices ; including all necessary accessories, fittings, Support, fixation, cable bonding and labelling, cable management, licenses and all required software ; complete; As shown on drawings and described in specifications | Supply, installation, testing, commissioning, putting into satisfactory operation and handing over complete Data Communication Devices ; including all necessary accessories, fittings, Support, fixation, cable bonding and labelling, cable management, licenses and all required software ; complete; As shown on drawings and described in specifications | A | 48-Ports Access data switches ; | 1 | Nr | 7500 | 7500 | 7500 | 7500
FPE | 27 | COMMUNICATIONS | 272133 | WIRELESS DATA NETWORK | EL | Other | 1237 | 272133 - WIRELESS DATA NETWORK | 272133 - WIRELESS DATA NETWORK |  | 272133 - WIRELESS DATA NETWORK
FPE | 27 | COMMUNICATIONS | 272133 | WIRELESS DATA NETWORK | EL | Other | 1238 | Supply, installation, testing, commissioning, putting into satisfactory operation and handing over complete Wireless Data Network ; including all necessary accessories, fittings, Support, fixation, cable bonding and labelling, cable management, licenses and all required software ; complete; As shown on drawings and described in specifications | Supply, installation, testing, commissioning, putting into satisfactory operation and handing over complete Wireless Data Network ; including all necessary accessories, fittings, Support, fixation, cable bonding and labelling, cable management, licenses and all required software ; complete; As shown on drawings and described in specifications |  | Supply, installation, testing, commissioning, putting into satisfactory operation and handing over complete Wireless Data Network ; including all necessary accessories, fittings, Support, fixation, cable bonding and labelling, cable management, licenses and all required software ; complete; As shown on drawings and described in specifications
FPE | 27 | COMMUNICATIONS | 272133 | WIRELESS DATA NETWORK | EL | Other | 1239 | Wireless data network components | Wireless data network components |  | Wireless data network components
FPE | 27 | COMMUNICATIONS | 272133 | WIRELESS DATA NETWORK | EL | Item | 1240 | Supply, installation, testing, commissioning, putting into satisfactory operation and handing over complete Wireless Data Network ; including all necessary accessories, fittings, Support, fixation, cable bonding and labelling, cable management, licenses and all required software ; complete; As shown on drawings and described in specifications | Supply, installation, testing, commissioning, putting into satisfactory operation and handing over complete Wireless Data Network ; including all necessary accessories, fittings, Support, fixation, cable bonding and labelling, cable management, licenses and all required software ; complete; As shown on drawings and described in specifications | B | Wireless controllers, | 1 | Item | 5000 | 5000 | 5000 | 5000
FPE | 27 | COMMUNICATIONS | 272133 | WIRELESS DATA NETWORK | EL | Item | 1241 | Wireless data network components | Wireless data network components | C | Wireless radio access points and antennas; | 4 | Nr | 200 | 800 | 200 | 800
FPE | 27 | COMMUNICATIONS | 272133 | WIRELESS DATA NETWORK | EL | Item | 1242 | Supply, installation, testing, commissioning, putting into satisfactory operation and handing over complete Wireless Data Network ; including all necessary accessories, fittings, Support, fixation, cable bonding and labelling, cable management, licenses and all required software ; complete; As shown on drawings and described in specifications | Supply, installation, testing, commissioning, putting into satisfactory operation and handing over complete Wireless Data Network ; including all necessary accessories, fittings, Support, fixation, cable bonding and labelling, cable management, licenses and all required software ; complete; As shown on drawings and described in specifications | D | Wireless data network system administration software; | 1 | Item | 2500 | 2500 | 2500 | 2500
FPE | 27 | COMMUNICATIONS | 272133 | WIRELESS DATA NETWORK | EL | Item | 1243 | Wireless data network components | Wireless data network components | A | Access and security control software; | 1 | Item | 2500 | 2500 | 2500 | 2500
FPE | 27 | COMMUNICATIONS | 274133 | MASTER ANTENNA TELEVISION SYSTEM | EL | Other | 1244 | 274133- MASTER ANTENNA TELEVISION SYSTEM | 274133- MASTER ANTENNA TELEVISION SYSTEM |  | 274133- MASTER ANTENNA TELEVISION SYSTEM
FPE | 27 | COMMUNICATIONS | 274133 | MASTER ANTENNA TELEVISION SYSTEM | EL | Other | 1245 | Supply, installation, testing, commissioning, putting into satisfactory operation and handing over complete Master Antenna Television System; including all necessary accessories, fittings, Support, fixation, cable bonding and labelling, cable management, licenses and all required software ; complete; As shown on drawings and described in specifications | Supply, installation, testing, commissioning, putting into satisfactory operation and handing over complete Master Antenna Television System; including all necessary accessories, fittings, Support, fixation, cable bonding and labelling, cable management, licenses and all required software ; complete; As shown on drawings and described in specifications |  | Supply, installation, testing, commissioning, putting into satisfactory operation and handing over complete Master Antenna Television System; including all necessary accessories, fittings, Support, fixation, cable bonding and labelling, cable management, licenses and all required software ; complete; As shown on drawings and described in specifications
FPE | 27 | COMMUNICATIONS | 274133 | MASTER ANTENNA TELEVISION SYSTEM | EL | Item | 1246 | 274133- MASTER ANTENNA TELEVISION SYSTEM | 274133- MASTER ANTENNA TELEVISION SYSTEM | B | Satellite Dish | 1 | Nr | 65 | 65 | 65 | 65
FPE | 27 | COMMUNICATIONS | 274133 | MASTER ANTENNA TELEVISION SYSTEM | EL | Item | 1247 | Supply, installation, testing, commissioning, putting into satisfactory operation and handing over complete Master Antenna Television System; including all necessary accessories, fittings, Support, fixation, cable bonding and labelling, cable management, licenses and all required software ; complete; As shown on drawings and described in specifications | Supply, installation, testing, commissioning, putting into satisfactory operation and handing over complete Master Antenna Television System; including all necessary accessories, fittings, Support, fixation, cable bonding and labelling, cable management, licenses and all required software ; complete; As shown on drawings and described in specifications | C | Quad LNB | 1 | Nr | 40 | 40 | 40 | 40
FPE | 27 | COMMUNICATIONS | 274133 | MASTER ANTENNA TELEVISION SYSTEM | EL | Item | 1248 | 274133- MASTER ANTENNA TELEVISION SYSTEM | 274133- MASTER ANTENNA TELEVISION SYSTEM | D | Multiswitch (5 input / 24 output) | 1 | Nr | 350 | 350 | 350 | 350
FPE | 27 | COMMUNICATIONS | 274133 | MASTER ANTENNA TELEVISION SYSTEM | EL | Item | 1249 | Supply, installation, testing, commissioning, putting into satisfactory operation and handing over complete Master Antenna Television System; including all necessary accessories, fittings, Support, fixation, cable bonding and labelling, cable management, licenses and all required software ; complete; As shown on drawings and described in specifications | Supply, installation, testing, commissioning, putting into satisfactory operation and handing over complete Master Antenna Television System; including all necessary accessories, fittings, Support, fixation, cable bonding and labelling, cable management, licenses and all required software ; complete; As shown on drawings and described in specifications | E | MATV Outlets; Wall Mounted | 7 | Nr | 65 | 455 | 65 | 455
FPE | 27 | COMMUNICATIONS | 274116 | INTEGRATED AUDIOVISUAL SYSTEMS AND EQUIPMENT - FOR AUDITORIUM | EL | Other | 1250 | 274116 - INTEGRATED AUDIOVISUAL SYSTEMS AND EQUIPMENT - FOR AUDITORIUM | 274116 - INTEGRATED AUDIOVISUAL SYSTEMS AND EQUIPMENT - FOR AUDITORIUM |  | 274116 - INTEGRATED AUDIOVISUAL SYSTEMS AND EQUIPMENT - FOR AUDITORIUM
FPE | 27 | COMMUNICATIONS | 274116 | INTEGRATED AUDIOVISUAL SYSTEMS AND EQUIPMENT - FOR AUDITORIUM | EL | Other | 1251 | Supply, installation, testing, commissioning, putting into satisfactory operation and handing over complete Integrated AV System ; including all necessary accessories, fittings, Support, fixation, cable bonding and labelling, cable management, licenses and all required software ; complete; As shown on drawings and described in specifications | Supply, installation, testing, commissioning, putting into satisfactory operation and handing over complete Integrated AV System ; including all necessary accessories, fittings, Support, fixation, cable bonding and labelling, cable management, licenses and all required software ; complete; As shown on drawings and described in specifications |  | Supply, installation, testing, commissioning, putting into satisfactory operation and handing over complete Integrated AV System ; including all necessary accessories, fittings, Support, fixation, cable bonding and labelling, cable management, licenses and all required software ; complete; As shown on drawings and described in specifications
FPE | 27 | COMMUNICATIONS | 274116 | INTEGRATED AUDIOVISUAL SYSTEMS AND EQUIPMENT - FOR AUDITORIUM | EL | Other | 1252 | Signal Processing and Central Equipment: | Signal Processing and Central Equipment: |  | Signal Processing and Central Equipment:
FPE | 27 | COMMUNICATIONS | 274116 | INTEGRATED AUDIOVISUAL SYSTEMS AND EQUIPMENT - FOR AUDITORIUM | EL | Item | 1253 | Supply, installation, testing, commissioning, putting into satisfactory operation and handing over complete Integrated AV System ; including all necessary accessories, fittings, Support, fixation, cable bonding and labelling, cable management, licenses and all required software ; complete; As shown on drawings and described in specifications | Supply, installation, testing, commissioning, putting into satisfactory operation and handing over complete Integrated AV System ; including all necessary accessories, fittings, Support, fixation, cable bonding and labelling, cable management, licenses and all required software ; complete; As shown on drawings and described in specifications | F | Control system; | 1 | Item
FPE | 27 | COMMUNICATIONS | 274116 | INTEGRATED AUDIOVISUAL SYSTEMS AND EQUIPMENT - FOR AUDITORIUM | EL | Item | 1254 | Signal Processing and Central Equipment: | Signal Processing and Central Equipment: | A | Signal Processing Equipment; | 1 | Item
FPE | 27 | COMMUNICATIONS | 274116 | INTEGRATED AUDIOVISUAL SYSTEMS AND EQUIPMENT - FOR AUDITORIUM | EL | Other | 1255 | Video Projection Equipment & Accessories | Video Projection Equipment & Accessories |  | Video Projection Equipment & Accessories
FPE | 27 | COMMUNICATIONS | 274116 | INTEGRATED AUDIOVISUAL SYSTEMS AND EQUIPMENT - FOR AUDITORIUM | EL | Item | 1256 | Signal Processing and Central Equipment: | Signal Processing and Central Equipment: | B | Projector | 1 | Nr |  |  | 0 | 0
FPE | 27 | COMMUNICATIONS | 274116 | INTEGRATED AUDIOVISUAL SYSTEMS AND EQUIPMENT - FOR AUDITORIUM | EL | Item | 1257 | Video Projection Equipment & Accessories | Video Projection Equipment & Accessories | C | Projector Mount | 1 | Nr |  |  | 0 | 0
FPE | 27 | COMMUNICATIONS | 274116 | INTEGRATED AUDIOVISUAL SYSTEMS AND EQUIPMENT - FOR AUDITORIUM | EL | Item | 1258 | Signal Processing and Central Equipment: | Signal Processing and Central Equipment: | D | Motorized screen (267x356 cm) | 1 | Nr |  |  | 0 | 0
FPE | 27 | COMMUNICATIONS | 274116 | INTEGRATED AUDIOVISUAL SYSTEMS AND EQUIPMENT - FOR AUDITORIUM | EL | Other | 1259 | Sound Re-inforcement Equipment: | Sound Re-inforcement Equipment: |  | Sound Re-inforcement Equipment:
FPE | 27 | COMMUNICATIONS | 274116 | INTEGRATED AUDIOVISUAL SYSTEMS AND EQUIPMENT - FOR AUDITORIUM | EL | Item | 1260 | Signal Processing and Central Equipment: | Signal Processing and Central Equipment: | E | Ceiling loudspeakers | 10 | Nr |  |  | 0 | 0
FPE | 27 | COMMUNICATIONS | 274116 | INTEGRATED AUDIOVISUAL SYSTEMS AND EQUIPMENT - FOR AUDITORIUM | EL | Item | 1261 | Sound Re-inforcement Equipment: | Sound Re-inforcement Equipment: | F | Hardwired microphone | 3 | Nr |  |  | 0 | 0
FPE | 27 | COMMUNICATIONS | 274116 | INTEGRATED AUDIOVISUAL SYSTEMS AND EQUIPMENT - FOR AUDITORIUM | EL | Item | 1262 | Signal Processing and Central Equipment: | Signal Processing and Central Equipment: | G | Wireless microphone | 2 | Nr |  |  | 0 | 0
FPE | 27 | COMMUNICATIONS | 274116 | INTEGRATED AUDIOVISUAL SYSTEMS AND EQUIPMENT - FOR AUDITORIUM | EL | Other | 1263 | Miscellaneous Components: | Miscellaneous Components: |  | Miscellaneous Components:
FPE | 27 | COMMUNICATIONS | 274116 | INTEGRATED AUDIOVISUAL SYSTEMS AND EQUIPMENT - FOR AUDITORIUM | EL | Item | 1264 | Signal Processing and Central Equipment: | Signal Processing and Central Equipment: | H | AV floor box | 1 | Nr |  |  | 0 | 0
FPE | 27 | COMMUNICATIONS | 274116 | INTEGRATED AUDIOVISUAL SYSTEMS AND EQUIPMENT - FOR AUDITORIUM | EL | Item | 1265 | Miscellaneous Components: | Miscellaneous Components: | J | AV wall plat | 1 | Nr |  |  | 0 | 0
FPE | 27 | COMMUNICATIONS | 274116 | INTEGRATED AUDIOVISUAL SYSTEMS AND EQUIPMENT - FOR AUDITORIUM | EL | Item | 1266 | Signal Processing and Central Equipment: | Signal Processing and Central Equipment: | K | Touch Panel, (Wireless Touch Panel, 10.1"), | 1 | Nr |  |  | 0 | 0
FPE | 27 | COMMUNICATIONS | 274116 | INTEGRATED AUDIOVISUAL SYSTEMS AND EQUIPMENT - FOR AUDITORIUM | EL | Other | 1267 | A/V Equipment Racks/ Cabinets | A/V Equipment Racks/ Cabinets |  | A/V Equipment Racks/ Cabinets
FPE | 27 | COMMUNICATIONS | 274116 | INTEGRATED AUDIOVISUAL SYSTEMS AND EQUIPMENT - FOR AUDITORIUM | EL | Item | 1268 | Signal Processing and Central Equipment: | Signal Processing and Central Equipment: | L | A/V Racks/Credenza; | 1 | Nr |  |  | 0 | 0
FPE | 27 | COMMUNICATIONS | 275118 | PUBLIC ADDRESS / VOICE ALARM (PA/VA) SYSTEM | EL | Other | 1269 | 275118 - PUBLIC ADDRESS / VOICE ALARM (PA/VA) SYSTEM | 275118 - PUBLIC ADDRESS / VOICE ALARM (PA/VA) SYSTEM |  | 275118 - PUBLIC ADDRESS / VOICE ALARM (PA/VA) SYSTEM
FPE | 27 | COMMUNICATIONS | 275118 | PUBLIC ADDRESS / VOICE ALARM (PA/VA) SYSTEM | EL | Other | 1270 | Supply, installation, testing, commissioning, putting into satisfactory operation and handing over complete Public Address and Voice Alarm (PA/VA) System ; including all necessary accessories, fittings, Support, fixation, cable bonding and labelling, cable management, licenses and all required software ; complete; As shown on drawings and described in specifications | Supply, installation, testing, commissioning, putting into satisfactory operation and handing over complete Public Address and Voice Alarm (PA/VA) System ; including all necessary accessories, fittings, Support, fixation, cable bonding and labelling, cable management, licenses and all required software ; complete; As shown on drawings and described in specifications |  | Supply, installation, testing, commissioning, putting into satisfactory operation and handing over complete Public Address and Voice Alarm (PA/VA) System ; including all necessary accessories, fittings, Support, fixation, cable bonding and labelling, cable management, licenses and all required software ; complete; As shown on drawings and described in specifications
FPE | 27 | COMMUNICATIONS | 275118 | PUBLIC ADDRESS / VOICE ALARM (PA/VA) SYSTEM | EL | Other | 1271 | Central (Headend) System Components; | Central (Headend) System Components; |  | Central (Headend) System Components;
FPE | 27 | COMMUNICATIONS | 275118 | PUBLIC ADDRESS / VOICE ALARM (PA/VA) SYSTEM | EL | Item | 1272 | Supply, installation, testing, commissioning, putting into satisfactory operation and handing over complete Public Address and Voice Alarm (PA/VA) System ; including all necessary accessories, fittings, Support, fixation, cable bonding and labelling, cable management, licenses and all required software ; complete; As shown on drawings and described in specifications | Supply, installation, testing, commissioning, putting into satisfactory operation and handing over complete Public Address and Voice Alarm (PA/VA) System ; including all necessary accessories, fittings, Support, fixation, cable bonding and labelling, cable management, licenses and all required software ; complete; As shown on drawings and described in specifications | A | PA system headend equipment, as specified; | 1 | Item | 2500 | 2500 | 2500 | 2500
FPE | 27 | COMMUNICATIONS | 275118 | PUBLIC ADDRESS / VOICE ALARM (PA/VA) SYSTEM | EL | Other | 1273 | System Peripheral Devices; | System Peripheral Devices; |  | System Peripheral Devices;
FPE | 27 | COMMUNICATIONS | 275118 | PUBLIC ADDRESS / VOICE ALARM (PA/VA) SYSTEM | EL | Item | 1274 | Supply, installation, testing, commissioning, putting into satisfactory operation and handing over complete Public Address and Voice Alarm (PA/VA) System ; including all necessary accessories, fittings, Support, fixation, cable bonding and labelling, cable management, licenses and all required software ; complete; As shown on drawings and described in specifications | Supply, installation, testing, commissioning, putting into satisfactory operation and handing over complete Public Address and Voice Alarm (PA/VA) System ; including all necessary accessories, fittings, Support, fixation, cable bonding and labelling, cable management, licenses and all required software ; complete; As shown on drawings and described in specifications | B | Paging Microphone | 1 | Nr | 250 | 250 | 250 | 250
FPE | 27 | COMMUNICATIONS | 275118 | PUBLIC ADDRESS / VOICE ALARM (PA/VA) SYSTEM | EL | Item | 1275 | System Peripheral Devices; | System Peripheral Devices; | C | Ceiling mounted speaker (6w) | 90 | Nr | 60 | 5400 | 60 | 5400
FPE | 27 | COMMUNICATIONS | 275118 | PUBLIC ADDRESS / VOICE ALARM (PA/VA) SYSTEM | EL | Item | 1276 | Supply, installation, testing, commissioning, putting into satisfactory operation and handing over complete Public Address and Voice Alarm (PA/VA) System ; including all necessary accessories, fittings, Support, fixation, cable bonding and labelling, cable management, licenses and all required software ; complete; As shown on drawings and described in specifications | Supply, installation, testing, commissioning, putting into satisfactory operation and handing over complete Public Address and Voice Alarm (PA/VA) System ; including all necessary accessories, fittings, Support, fixation, cable bonding and labelling, cable management, licenses and all required software ; complete; As shown on drawings and described in specifications | D | Noise-operated gain controllers (Volume attenuator stations); | 1 | Nr | 100 | 100 | 100 | 100
FPE | 27 | COMMUNICATIONS | 275118 | PUBLIC ADDRESS / VOICE ALARM (PA/VA) SYSTEM | EL | Other | 1277 | A/V Equipment Racks/ Cabinets | A/V Equipment Racks/ Cabinets |  | A/V Equipment Racks/ Cabinets
FPE | 27 | COMMUNICATIONS | 275118 | PUBLIC ADDRESS / VOICE ALARM (PA/VA) SYSTEM | EL | Item | 1278 | Supply, installation, testing, commissioning, putting into satisfactory operation and handing over complete Public Address and Voice Alarm (PA/VA) System ; including all necessary accessories, fittings, Support, fixation, cable bonding and labelling, cable management, licenses and all required software ; complete; As shown on drawings and described in specifications | Supply, installation, testing, commissioning, putting into satisfactory operation and handing over complete Public Address and Voice Alarm (PA/VA) System ; including all necessary accessories, fittings, Support, fixation, cable bonding and labelling, cable management, licenses and all required software ; complete; As shown on drawings and described in specifications | E | Public Address Rack; | 1 | Nr | 1100 | 1100 | 1100 | 1100
FPE | 27 | COMMUNICATIONS | 275223 | NURSE CALL-CODE BLUE SYSTEMS | EL | Other | 1279 | 275223- NURSE CALL-CODE BLUE SYSTEMS | 275223- NURSE CALL-CODE BLUE SYSTEMS |  | 275223- NURSE CALL-CODE BLUE SYSTEMS
FPE | 27 | COMMUNICATIONS | 275223 | NURSE CALL-CODE BLUE SYSTEMS | EL | Other | 1280 | Supply, installation, testing, commissioning, putting into satisfactory operation and handing over complete Nurse Call System ; including all necessary accessories, fittings, Support, fixation, cable bonding and labelling, cable management, licenses and all required software ; complete; As shown on drawings and described in specifications | Supply, installation, testing, commissioning, putting into satisfactory operation and handing over complete Nurse Call System ; including all necessary accessories, fittings, Support, fixation, cable bonding and labelling, cable management, licenses and all required software ; complete; As shown on drawings and described in specifications |  | Supply, installation, testing, commissioning, putting into satisfactory operation and handing over complete Nurse Call System ; including all necessary accessories, fittings, Support, fixation, cable bonding and labelling, cable management, licenses and all required software ; complete; As shown on drawings and described in specifications
FPE | 27 | COMMUNICATIONS | 275223 | NURSE CALL-CODE BLUE SYSTEMS | EL | Item | 1281 | 275223- NURSE CALL-CODE BLUE SYSTEMS | 275223- NURSE CALL-CODE BLUE SYSTEMS | A | Nurse Call Workstation | 1 | Nr | 1500 | 1500 | 1500 | 1500
FPE | 27 | COMMUNICATIONS | 275223 | NURSE CALL-CODE BLUE SYSTEMS | EL | Item | 1282 | Supply, installation, testing, commissioning, putting into satisfactory operation and handing over complete Nurse Call System ; including all necessary accessories, fittings, Support, fixation, cable bonding and labelling, cable management, licenses and all required software ; complete; As shown on drawings and described in specifications | Supply, installation, testing, commissioning, putting into satisfactory operation and handing over complete Nurse Call System ; including all necessary accessories, fittings, Support, fixation, cable bonding and labelling, cable management, licenses and all required software ; complete; As shown on drawings and described in specifications | B | Nurse Call Type-B | 6 | Nr | 800 | 4800 | 800 | 4800
FPE | 27 | COMMUNICATIONS | 275223 | NURSE CALL-CODE BLUE SYSTEMS | EL | Item | 1283 | 275223- NURSE CALL-CODE BLUE SYSTEMS | 275223- NURSE CALL-CODE BLUE SYSTEMS | C | Nurse Call Type-C | 1 | Nr | 300 | 300 | 300 | 300
FPE | 27 | COMMUNICATIONS | 275223 | NURSE CALL-CODE BLUE SYSTEMS | EL | Item | 1284 | Supply, installation, testing, commissioning, putting into satisfactory operation and handing over complete Nurse Call System ; including all necessary accessories, fittings, Support, fixation, cable bonding and labelling, cable management, licenses and all required software ; complete; As shown on drawings and described in specifications | Supply, installation, testing, commissioning, putting into satisfactory operation and handing over complete Nurse Call System ; including all necessary accessories, fittings, Support, fixation, cable bonding and labelling, cable management, licenses and all required software ; complete; As shown on drawings and described in specifications | D | Nurse Call Type-D | 1 | Nr | 300 | 300 | 300 | 300
FPE | 27 | COMMUNICATIONS | 275223 | NURSE CALL-CODE BLUE SYSTEMS | EL | Other | 1285 | 275223- NURSE CALL-CODE BLUE SYSTEMS | 275223- NURSE CALL-CODE BLUE SYSTEMS | BILL NO. 27 - COMMUNICATIONS |  |  |  | J.D | 41790
FPE | 27 | COMMUNICATIONS | To Summary | To Summary |  | Bill Sum | 1286 | Supply, installation, testing, commissioning, putting into satisfactory operation and handing over complete Nurse Call System ; including all necessary accessories, fittings, Support, fixation, cable bonding and labelling, cable management, licenses and all required software ; complete; As shown on drawings and described in specifications | Supply, installation, testing, commissioning, putting into satisfactory operation and handing over complete Nurse Call System ; including all necessary accessories, fittings, Support, fixation, cable bonding and labelling, cable management, licenses and all required software ; complete; As shown on drawings and described in specifications | To Summary
FPE | 28 | ELECTRONIC SAFETY AND SECURITY | 284621.13 | CONVENTIONAL FIRE ALARM SYSTEM | EL | Other | 1287 | 275223- NURSE CALL-CODE BLUE SYSTEMS | 275223- NURSE CALL-CODE BLUE SYSTEMS | BILL NO. 28
FPE | 28 | ELECTRONIC SAFETY AND SECURITY | 284621.13 | CONVENTIONAL FIRE ALARM SYSTEM | EL | Other | 1288 | Supply, installation, testing, commissioning, putting into satisfactory operation and handing over complete Nurse Call System ; including all necessary accessories, fittings, Support, fixation, cable bonding and labelling, cable management, licenses and all required software ; complete; As shown on drawings and described in specifications | Supply, installation, testing, commissioning, putting into satisfactory operation and handing over complete Nurse Call System ; including all necessary accessories, fittings, Support, fixation, cable bonding and labelling, cable management, licenses and all required software ; complete; As shown on drawings and described in specifications | ELECTRONIC SAFETY AND SECURITY
FPE | 28 | ELECTRONIC SAFETY AND SECURITY | 284621.13 | CONVENTIONAL FIRE ALARM SYSTEM | EL | Other | 1289 | 275223- NURSE CALL-CODE BLUE SYSTEMS | 275223- NURSE CALL-CODE BLUE SYSTEMS | Item | Description | Qty | Unit | Rate | Amount
FPE | 28 | ELECTRONIC SAFETY AND SECURITY | 284621.13 | CONVENTIONAL FIRE ALARM SYSTEM | EL | Other | 1290 | Supply, installation, testing, commissioning, putting into satisfactory operation and handing over complete Nurse Call System ; including all necessary accessories, fittings, Support, fixation, cable bonding and labelling, cable management, licenses and all required software ; complete; As shown on drawings and described in specifications | Supply, installation, testing, commissioning, putting into satisfactory operation and handing over complete Nurse Call System ; including all necessary accessories, fittings, Support, fixation, cable bonding and labelling, cable management, licenses and all required software ; complete; As shown on drawings and described in specifications | [5 empty] | JD
FPE | 28 | ELECTRONIC SAFETY AND SECURITY | 284621.13 | CONVENTIONAL FIRE ALARM SYSTEM | EL | Other | 1291 | 284621.13 - CONVENTIONAL FIRE ALARM SYSTEM | 284621.13 - CONVENTIONAL FIRE ALARM SYSTEM |  | 284621.13 - CONVENTIONAL FIRE ALARM SYSTEM
FPE | 28 | ELECTRONIC SAFETY AND SECURITY | 284621.13 | CONVENTIONAL FIRE ALARM SYSTEM | EL | Other | 1292 | Supply, installation, testing, commissioning, putting into satisfactory operation and handing over complete Fire Alarm System ; including all necessary accessories, fittings, Support, fixation, cable bonding and labelling, cable management, licenses and all required software ; complete; As shown on drawings and described in specifications | Fire Alarm Control Unit |  | Supply, installation, testing, commissioning, putting into satisfactory operation and handing over complete Fire Alarm System ; including all necessary accessories, fittings, Support, fixation, cable bonding and labelling, cable management, licenses and all required software ; complete; As shown on drawings and described in specifications
FPE | 28 | ELECTRONIC SAFETY AND SECURITY | 284621.13 | CONVENTIONAL FIRE ALARM SYSTEM | EL | Other | 1293 | Supply, installation, testing, commissioning, putting into satisfactory operation and handing over complete Fire Alarm System ; including all necessary accessories, fittings, Support, fixation, cable bonding and labelling, cable management, licenses and all required software ; complete; As shown on drawings and described in specifications | Fire Alarm Control Unit |  | Fire Alarm Control Unit
FPE | 28 | ELECTRONIC SAFETY AND SECURITY | 284621.13 | CONVENTIONAL FIRE ALARM SYSTEM | EL | Item | 1294 | Supply, installation, testing, commissioning, putting into satisfactory operation and handing over complete Fire Alarm System ; including all necessary accessories, fittings, Support, fixation, cable bonding and labelling, cable management, licenses and all required software ; complete; As shown on drawings and described in specifications | Fire Alarm Control Unit | A | Fire Alarm Control Panel (FACP) | 1 | Nr | 800 | 800 | 800 | 800
FPE | 28 | ELECTRONIC SAFETY AND SECURITY | 284621.13 | CONVENTIONAL FIRE ALARM SYSTEM | EL | Other | 1295 | Fire-alarm signal initiation devices | Fire-alarm signal initiation devices |  | Fire-alarm signal initiation devices
FPE | 28 | ELECTRONIC SAFETY AND SECURITY | 284621.13 | CONVENTIONAL FIRE ALARM SYSTEM | EL | Item | 1296 | Supply, installation, testing, commissioning, putting into satisfactory operation and handing over complete Fire Alarm System ; including all necessary accessories, fittings, Support, fixation, cable bonding and labelling, cable management, licenses and all required software ; complete; As shown on drawings and described in specifications | Fire Alarm Control Unit | B | Manual fire alarm station | 4 | Nr | 120 | 480 | 120 | 480
FPE | 28 | ELECTRONIC SAFETY AND SECURITY | 284621.13 | CONVENTIONAL FIRE ALARM SYSTEM | EL | Item | 1297 | Fire-alarm signal initiation devices | Fire-alarm signal initiation devices | C | Smoke detectors, photoelectric type; | 40 | Nr | 100 | 4000 | 100 | 4000
FPE | 28 | ELECTRONIC SAFETY AND SECURITY | 284621.13 | CONVENTIONAL FIRE ALARM SYSTEM | EL | Item | 1298 | Supply, installation, testing, commissioning, putting into satisfactory operation and handing over complete Fire Alarm System ; including all necessary accessories, fittings, Support, fixation, cable bonding and labelling, cable management, licenses and all required software ; complete; As shown on drawings and described in specifications | Fire Alarm Control Unit | D | Smoke detectors, photoelectric type; With Sounder Base | 6 | Nr | 110 | 660 | 110 | 660
FPE | 28 | ELECTRONIC SAFETY AND SECURITY | 284621.13 | CONVENTIONAL FIRE ALARM SYSTEM | EL | Item | 1299 | Fire-alarm signal initiation devices | Fire-alarm signal initiation devices | E | Combined Optical/Heat detector (Multicriteria detector) | 4 | Nr | 120 | 480 | 120 | 480
FPE | 28 | ELECTRONIC SAFETY AND SECURITY | 284621.13 | CONVENTIONAL FIRE ALARM SYSTEM | EL | Item | 1300 | Supply, installation, testing, commissioning, putting into satisfactory operation and handing over complete Fire Alarm System ; including all necessary accessories, fittings, Support, fixation, cable bonding and labelling, cable management, licenses and all required software ; complete; As shown on drawings and described in specifications | Fire Alarm Control Unit | F | Heat detector | 3 | Nr | 100 | 300 | 100 | 300
FPE | 28 | ELECTRONIC SAFETY AND SECURITY | 284621.13 | CONVENTIONAL FIRE ALARM SYSTEM | EL | Item | 1301 | Fire-alarm signal initiation devices | Fire-alarm signal initiation devices | G | Duct Smoke Detectors | 1 | Item | 1000 | 1000 | 1000 | 1000
FPE | 28 | ELECTRONIC SAFETY AND SECURITY | 284621.13 | CONVENTIONAL FIRE ALARM SYSTEM | EL | Other | 1302 | Fire-alarm Notification devices | Fire-alarm Notification devices |  | Fire-alarm Notification devices
FPE | 28 | ELECTRONIC SAFETY AND SECURITY | 284621.13 | CONVENTIONAL FIRE ALARM SYSTEM | EL | Item | 1303 | Fire-alarm signal initiation devices | Fire-alarm signal initiation devices | A | Wall mounted Strobe light - 15 cd | 12 | Nr | 120 | 1440 | 120 | 1440
FPE | 28 | ELECTRONIC SAFETY AND SECURITY | 284621.13 | CONVENTIONAL FIRE ALARM SYSTEM | EL | Item | 1304 | Fire-alarm Notification devices | Fire-alarm Notification devices | B | Wall mounted Strobe light - 30 cd | 2 | Nr | 120 | 240 | 120 | 240
FPE | 28 | ELECTRONIC SAFETY AND SECURITY | 284621.13 | CONVENTIONAL FIRE ALARM SYSTEM | EL | Item | 1305 | Fire-alarm signal initiation devices | Fire-alarm signal initiation devices | C | Wall mounted Strobe light - 60 cd | 2 | Nr |  |  | 0 | 0
FPE | 28 | ELECTRONIC SAFETY AND SECURITY | 284621.13 | CONVENTIONAL FIRE ALARM SYSTEM | EL | Item | 1306 | Fire-alarm Notification devices | Fire-alarm Notification devices | C | Wall mounted Strobe light - 95 cd | 1 | Nr | 120 | 120 | 120 | 120
FPE | 28 | ELECTRONIC SAFETY AND SECURITY | 284621.13 | CONVENTIONAL FIRE ALARM SYSTEM | EL | Other | 1307 | Addressable interface devices, | Addressable interface devices, |  | Addressable interface devices,
FPE | 28 | ELECTRONIC SAFETY AND SECURITY | 284621.13 | CONVENTIONAL FIRE ALARM SYSTEM | EL | Item | 1308 | Fire-alarm Notification devices | Fire-alarm Notification devices | D | Control modules; | 2 | Nr | 70 | 140 | 70 | 140
FPE | 28 | ELECTRONIC SAFETY AND SECURITY | 284621.13 | CONVENTIONAL FIRE ALARM SYSTEM | EL | Item | 1309 | Addressable interface devices, | Addressable interface devices, | E | Monitoring modules; | 2 | Nr | 70 | 140 | 70 | 140
FPE | 28 | ELECTRONIC SAFETY AND SECURITY | 284621.13 | CONVENTIONAL FIRE ALARM SYSTEM | EL | Item | 1310 | Fire-alarm Notification devices | Fire-alarm Notification devices | F | Line isolation modules; | 1 | Item | 500 | 500 | 500 | 500
FPE | 28 | ELECTRONIC SAFETY AND SECURITY | 284621.13 | CONVENTIONAL FIRE ALARM SYSTEM | EL | Item | 1311 | Addressable interface devices, | Addressable interface devices, | G | End of line resistor/devices | 4 | Nr | 70 | 280 | 70 | 280
FPE | 28 | ELECTRONIC SAFETY AND SECURITY | 284621.13 | CONVENTIONAL FIRE ALARM SYSTEM | EL | Other | 1312 | Fire-alarm Notification devices | Fire-alarm Notification devices | BILL NO. 28 - ELECTRONIC SAFETY AND SECURITY |  |  |  | J.D | 10580
FPE | 28 | ELECTRONIC SAFETY AND SECURITY | To Summary | To Summary |  | Bill Sum | 1313 | Addressable interface devices, | Addressable interface devices, | To Summary
FPE | 31 | EARTHWORK | 311000 | SITE CLEARING | GE | Other | 1314 | Fire-alarm Notification devices | Fire-alarm Notification devices |  |  | BILL NO. 31
FPE | 31 | EARTHWORK | 311000 | SITE CLEARING | GE | Other | 1315 | Addressable interface devices, | Addressable interface devices, |  |  | EARTHWORK
FPE | 31 | EARTHWORK | 311000 | SITE CLEARING | GE | Other | 1316 | Fire-alarm Notification devices | Fire-alarm Notification devices | Item | Description | Qty | Unit | Rate | Amount
FPE | 31 | EARTHWORK | 311000 | SITE CLEARING | GE | Other | 1317 | Addressable interface devices, | Addressable interface devices, | [5 empty] | J.D
FPE | 31 | EARTHWORK | 311000 | SITE CLEARING | GE | Other | 1318 | 311000 - SITE CLEARING | 311000 - SITE CLEARING |  | 311000 - SITE CLEARING
FPE | 31 | EARTHWORK | 311000 | SITE CLEARING | GE | Other | 1319 | Site preparation | Site preparation |  | Site preparation
FPE | 31 | EARTHWORK | 311000 | SITE CLEARING | GE | Item | 1320 | 311000 - SITE CLEARING | 311000 - SITE CLEARING | A | Clearing the site generally | 1 | Item |  |  | 0 | 0
FPE | 31 | EARTHWORK | 311000 | SITE CLEARING | GE | Other | 1321 | Excavating | Excavating |  | Excavating
FPE | 31 | EARTHWORK | 311000 | SITE CLEARING | GE | Item | 1322 | 311000 - SITE CLEARING | 311000 - SITE CLEARING | B | Excavation from existing levels for Foundation, Ground Beams, Pits, trenches and beds | 415 | m3 |  |  | 0 | 0
FPE | 31 | EARTHWORK | 311000 | SITE CLEARING | GE | Other | 1323 | Filling | Filling |  | Filling
FPE | 31 | EARTHWORK | 311000 | SITE CLEARING | GE | Item | 1324 | Filling | Filling | C | Filling from existing levels to makeup levels | 290 | m3 |  |  | 0 | 0
FPE | 31 | EARTHWORK | 311000 | SITE CLEARING | GE | Other | 1325 | Filling | Filling | BILL No. 31 - EARTHWORK
FPE | 31 | EARTHWORK | To Summary | To Summary |  | Bill Sum | 1326 | Filling | Filling | To Summary |  |  |  | J.D
FPE | 32 | EXTERIOR IMPROVEMENTS | 321400 | UNIT PAVING | LS | Other | 1327 | Filling | Filling |  |  | BILL NO. 32
FPE | 32 | EXTERIOR IMPROVEMENTS | 321400 | UNIT PAVING | LS | Other | 1328 | Filling | Filling |  |  | EXTERIOR IMPROVEMENTS
FPE | 32 | EXTERIOR IMPROVEMENTS | 321400 | UNIT PAVING | LS | Other | 1329 | Filling | Filling | Item | Description | Qty | Unit | Rate | Amount
FPE | 32 | EXTERIOR IMPROVEMENTS | 311000 | UNIT PAVING | GE | Other | 1330 | Filling | Filling | [5 empty] | J.D
FPE | 32 | EXTERIOR IMPROVEMENTS | 321400 | UNIT PAVING | LS | Other | 1331 | 321400 - UNIT PAVING | 321400 - UNIT PAVING |  | 321400 - UNIT PAVING
FPE | 32 | EXTERIOR IMPROVEMENTS | 321400 | UNIT PAVING | LS | Other | 1332 | Precast concrete curb; ordinary Portland cement, smooth finish, reinforced; including fittings and fixings; complete; as specified and as Drg. A-501; detail 12 | Precast concrete curb; ordinary Portland cement, smooth finish, reinforced; including fittings and fixings; complete; as specified and as Drg. A-501; detail 12 |  | Precast concrete curb; ordinary Portland cement, smooth finish, reinforced; including fittings and fixings; complete; as specified and as Drg. A-501; detail 12
FPE | 32 | EXTERIOR IMPROVEMENTS | 321400 | UNIT PAVING | LS | Item | 1333 | 321400 - UNIT PAVING | 321400 - UNIT PAVING | A | Curb; 150 x 300 high; with haunches | 210 | m |  |  | 0 | 0
FPE | 32 | EXTERIOR IMPROVEMENTS | 321400 | UNIT PAVING | LS | Other | 1334 | Precast concrete tiles; including bedding mortar; to | Precast concrete tiles; including bedding mortar; to |  | Precast concrete tiles; including bedding mortar; to
FPE | 32 | EXTERIOR IMPROVEMENTS | 321400 | UNIT PAVING | LS | Item | 1335 | 321400 - UNIT PAVING | 321400 - UNIT PAVING | B | Sidewalks and terraces; 40 thick | 464 | m2 |  |  | 0 | 0
FPE | 32 | EXTERIOR IMPROVEMENTS | 321116.16 | AGGREGATE SUBBASE COURSE | GE | Other | 1336 | 321116.16 - AGGREGATE SUBBASE COURSE | 321116.16 - AGGREGATE SUBBASE COURSE |  | 321116.16 - AGGREGATE SUBBASE COURSE
FPE | 32 | EXTERIOR IMPROVEMENTS | 321116.16 | AGGREGATE SUBBASE COURSE | GE | Item | 1337 | 321400 - UNIT PAVING | 321400 - UNIT PAVING | C | Subgrade Layer, laid and compacted as specified | 150 | m3 |  |  | 0 | 0
FPE | 32 | EXTERIOR IMPROVEMENTS | 321116.16 | AGGREGATE SUBBASE COURSE | GE | Item | 1338 | 321116.16 - AGGREGATE SUBBASE COURSE | 321116.16 - AGGREGATE SUBBASE COURSE | D | Aggregate Base Course; 200 thick; compacted to 100% Modified AASHTO Density, CBR ≥ 80% | 120 | m3 |  |  | 0 | 0
FPE | 32 | EXTERIOR IMPROVEMENTS | 321216 | ASPHALT PAVING | GE | Other | 1339 | 321216 - ASPHALT PAVING | 321216 - ASPHALT PAVING |  | 321216 - ASPHALT PAVING
FPE | 32 | EXTERIOR IMPROVEMENTS | 321216 | ASPHALT PAVING | GE | Other | 1340 | 0.5 MESAL | 0.5 MESAL |  | 0.5 MESAL
FPE | 32 | EXTERIOR IMPROVEMENTS | 321216 | ASPHALT PAVING | GE | Item | 1341 | 321216 - ASPHALT PAVING | 321216 - ASPHALT PAVING | E | Bituminous Prime Coat | 600 | m2 |  |  | 0 | 0
FPE | 32 | EXTERIOR IMPROVEMENTS | 321216 | ASPHALT PAVING | GE | Item | 1342 | 0.5 MESAL | 0.5 MESAL | F | Bituminous Tack Coat | 600 | m2 |  |  | 0 | 0
FPE | 32 | EXTERIOR IMPROVEMENTS | 321216 | ASPHALT PAVING | GE | Item | 1343 | 321216 - ASPHALT PAVING | 321216 - ASPHALT PAVING | G | 60 mm Bituminous Base Course | 37 | m3 |  |  | 0 | 0
FPE | 32 | EXTERIOR IMPROVEMENTS | 321216 | ASPHALT PAVING | GE | Item | 1344 | 0.5 MESAL | 0.5 MESAL | H | 40 mm Bituminous Surface Course | 25 | m3 |  |  | 0 | 0
FPE | 32 | EXTERIOR IMPROVEMENTS | 321216 | ASPHALT PAVING | GE | Other | 1345 | 321216 - ASPHALT PAVING | 321216 - ASPHALT PAVING | BILL No. 32 - EXTERIOR IMPROVEMENTS
FPE | 32 | EXTERIOR IMPROVEMENTS | To Summary | To Summary |  | Bill Sum | 1346 | 0.5 MESAL | 0.5 MESAL | To Summary |  |  |  | J.D
FPE | Sum | SUMMARY | SUMMARY | SUMMARY |  | Total Sum | 1347 | SUMMARY | SUMMARY | SUMMARY
FPE | Sum | SUMMARY | SUMMARY | SUMMARY |  | Total Sum | 1348 | SUMMARY | SUMMARY |  |  |  | Amount
FPE | Sum | SUMMARY | SUMMARY | SUMMARY |  | Total Sum | 1349 | SUMMARY | SUMMARY |  |  |  | J.D
FPE | Sum | SUMMARY | SUMMARY | SUMMARY |  | Total Sum | 1350 | SUMMARY | SUMMARY | BILL NO. 1 | GENERAL REQUIREMENTS ( 8% is considered) |  | 14800
FPE | Sum | SUMMARY | SUMMARY | SUMMARY |  | Total Sum | 1351 | SUMMARY | SUMMARY | BILL NO. 2 | SITE CONSTRUCTION |  | 14265
FPE | Sum | SUMMARY | SUMMARY | SUMMARY |  | Total Sum | 1352 | SUMMARY | SUMMARY | BILL NO. 3 | CONCRETE |  | 31287
FPE | Sum | SUMMARY | SUMMARY | SUMMARY |  | Total Sum | 1353 | SUMMARY | SUMMARY | BILL NO. 4 | MASONRY |  | 29843
FPE | Sum | SUMMARY | SUMMARY | SUMMARY |  | Total Sum | 1354 | SUMMARY | SUMMARY | BILL NO. 5 | METALS |  | 6250
FPE | Sum | SUMMARY | SUMMARY | SUMMARY |  | Total Sum | 1355 | SUMMARY | SUMMARY | BILL NO. 6 | WOOD AND PLASTICS |  | 4340
FPE | Sum | SUMMARY | SUMMARY | SUMMARY |  | Total Sum | 1356 | SUMMARY | SUMMARY | BILL NO. 7 | THERMAL AND MOISTURE PROTECTION |  | 61713.5
FPE | Sum | SUMMARY | SUMMARY | SUMMARY |  | Total Sum | 1357 | SUMMARY | SUMMARY | BILL NO. 8 | OPENINGS |  | 56144
FPE | Sum | SUMMARY | SUMMARY | SUMMARY |  | Total Sum | 1358 | SUMMARY | SUMMARY | BILL NO. 9 | FINISHES |  | 128912.5
FPE | Sum | SUMMARY | SUMMARY | SUMMARY |  | Total Sum | 1359 | SUMMARY | SUMMARY | BILL NO. 10 | SPECIALTIES |  | 5515
FPE | Sum | SUMMARY | SUMMARY | SUMMARY |  | Total Sum | 1360 | SUMMARY | SUMMARY | BILL NO. 11 | EQUIPMENT
FPE | Sum | SUMMARY | SUMMARY | SUMMARY |  | Total Sum | 1361 | SUMMARY | SUMMARY | BILL NO. 12 | FURNISHINGS |  | 14231
FPE | Sum | SUMMARY | SUMMARY | SUMMARY |  | Total Sum | 1362 | SUMMARY | SUMMARY | BILL NO. 14 | CONVEYING EQUIPMENT
FPE | Sum | SUMMARY | SUMMARY | SUMMARY |  | Total Sum | 1363 | SUMMARY | SUMMARY | BILL NO. 21 | FIRE SUPPRESSION |  | 36638
FPE | Sum | SUMMARY | SUMMARY | SUMMARY |  | Total Sum | 1364 | SUMMARY | SUMMARY | BILL NO. 22 | PLUMBING |  | 118541.765
FPE | Sum | SUMMARY | SUMMARY | SUMMARY |  | Total Sum | 1365 | SUMMARY | SUMMARY | BILL NO. 23 | HEATING VENTILATING AND AIR CONDITIONING |  | 104971.2
FPE | Sum | SUMMARY | SUMMARY | SUMMARY |  | Total Sum | 1366 | SUMMARY | SUMMARY | BILL NO. 26 | ELECTRICAL |  | 200382.2
FPE | Sum | SUMMARY | SUMMARY | SUMMARY |  | Total Sum | 1367 | SUMMARY | SUMMARY | BILL NO. 27 | COMMUNICATIONS |  | 41790
FPE | Sum | SUMMARY | SUMMARY | SUMMARY |  | Total Sum | 1368 | SUMMARY | SUMMARY | BILL NO. 28 | ELECTRONIC SAFETY AND SECURITY |  | 10580
FPE | Sum | SUMMARY | SUMMARY | SUMMARY |  | Total Sum | 1369 | SUMMARY | SUMMARY | BILL NO. 31 | EARTHWORK
FPE | Sum | SUMMARY | SUMMARY | SUMMARY |  | Total Sum | 1370 | SUMMARY | SUMMARY | BILL NO. 32 | EXTERIOR IMPROVEMENTS
FPE | Sum | SUMMARY | SUMMARY | SUMMARY |  | Total Sum | 1371 | SUMMARY | SUMMARY | TOTAL
FPE | Sum | SUMMARY | SUMMARY | SUMMARY |  | Total Sum | 1372 | SUMMARY | SUMMARY | To Form of Tender |  | J.D | 880204.165
Mansour | interleaf |  |  |  |  | Other | 1 |  |  | Fuhais - Jordan
Mansour | TOC |  |  |  |  | Other | 2 |  |  | TABLE OF CONTENTS
Mansour | TOC |  |  |  |  | Other | 3 |  |  | 01 | GENERAL REQUIREMENTS
Mansour | TOC |  |  |  |  | Other | 4 |  |  | 02 | SITE CONSTRUCTION
Mansour | TOC |  |  |  |  | Other | 5 |  |  | 03 | CONCRETE
Mansour | TOC |  |  |  |  | Other | 6 |  |  | 04 | MASONRY
Mansour | TOC |  |  |  |  | Other | 7 |  |  | 05 | METALS
Mansour | TOC |  |  |  |  | Other | 8 |  |  | 06 | WOOD AND PLASTICS
Mansour | TOC |  |  |  |  | Other | 9 |  |  | 07 | THERMAL AND MOISTURE PROTECTION
Mansour | TOC |  |  |  |  | Other | 10 |  |  | 08 | OPENINGS
Mansour | TOC |  |  |  |  | Other | 11 |  |  | 09 | FINISHES
Mansour | TOC |  |  |  |  | Other | 12 |  |  | 10 | SPECIALTIES
Mansour | TOC |  |  |  |  | Other | 13 |  |  | 11 | EQUIPMENT
Mansour | TOC |  |  |  |  | Other | 14 |  |  | 12 | FURNISHINGS
Mansour | TOC |  |  |  |  | Other | 15 |  |  | 14 | CONVEYING EQUIPMENT
Mansour | TOC |  |  |  |  | Other | 16 |  |  | 21 | FIRE SUPPRESSION
Mansour | TOC |  |  |  |  | Other | 17 |  |  | 22 | PLUMBING
Mansour | TOC |  |  |  |  | Other | 18 |  |  | 23 | HEATING VENTILATING AND AIR CONDITIONING
Mansour | TOC |  |  |  |  | Other | 19 |  |  | 26 | ELECTRICAL
Mansour | TOC |  |  |  |  | Other | 20 |  |  | 27 | COMMUNICATIONS
Mansour | TOC |  |  |  |  | Other | 21 |  |  | 28 | ELECTRONIC SAFETY AND SECURITY
Mansour | TOC |  |  |  |  | Other | 22 |  |  | 31 | EARTHWORK
Mansour | TOC |  |  |  |  | Other | 23 |  |  | 32 | EXTERIOR IMPROVEMENTS
Mansour | 1 | GENERAL REQUIREMENTS | 010000 | GENERAL REQUIREMENTS | AR | Other | 24 | The Contractor is required to insert and price those Items arising out of the Conditions of Contract and General Requirements of Division 01 of the Specification, which the Contractor considers to have a monetary value and the Contractor wishes to price. Example of such Items are given below. This list may be extended as required. | Conditions of Contract |  |  | BILL NO. 01
Mansour | 1 | GENERAL REQUIREMENTS | 010000 | GENERAL REQUIREMENTS | AR | Other | 25 | The Contractor is required to insert and price those Items arising out of the Conditions of Contract and General Requirements of Division 01 of the Specification, which the Contractor considers to have a monetary value and the Contractor wishes to price. Example of such Items are given below. This list may be extended as required. | Conditions of Contract |  |  | GENERAL REQUIREMENTS
Mansour | 1 | GENERAL REQUIREMENTS | 010000 | GENERAL REQUIREMENTS | AR | Other | 26 | The Contractor is required to insert and price those Items arising out of the Conditions of Contract and General Requirements of Division 01 of the Specification, which the Contractor considers to have a monetary value and the Contractor wishes to price. Example of such Items are given below. This list may be extended as required. | Conditions of Contract | Item | Description | Qty | Unit | Rate | Amount
Mansour | 1 | GENERAL REQUIREMENTS | 010000 | GENERAL REQUIREMENTS | AR | Other | 27 | The Contractor is required to insert and price those Items arising out of the Conditions of Contract and General Requirements of Division 01 of the Specification, which the Contractor considers to have a monetary value and the Contractor wishes to price. Example of such Items are given below. This list may be extended as required. | Conditions of Contract | [5 empty] | J.D
Mansour | 1 | GENERAL REQUIREMENTS | 010000 | GENERAL REQUIREMENTS | AR | Other | 28 | The Contractor is required to insert and price those Items arising out of the Conditions of Contract and General Requirements of Division 01 of the Specification, which the Contractor considers to have a monetary value and the Contractor wishes to price. Example of such Items are given below. This list may be extended as required. | Conditions of Contract |  | 01 - GENERAL REQUIREMENTS
Mansour | 1 | GENERAL REQUIREMENTS | 010000 | GENERAL REQUIREMENTS | AR | Other | 29 | The Contractor is required to insert and price those Items arising out of the Conditions of Contract and General Requirements of Division 01 of the Specification, which the Contractor considers to have a monetary value and the Contractor wishes to price. Example of such Items are given below. This list may be extended as required. | Conditions of Contract |  | CONDITIONS OF CONTRACT
Mansour | 1 | GENERAL REQUIREMENTS | 010000 | GENERAL REQUIREMENTS | AR | Other | 30 | The Contractor is required to insert and price those Items arising out of the Conditions of Contract and General Requirements of Division 01 of the Specification, which the Contractor considers to have a monetary value and the Contractor wishes to price. Example of such Items are given below. This list may be extended as required. | Conditions of Contract |  | The Contractor is required to insert and price those Items arising out of the Conditions of Contract and General Requirements of Division 01 of the Specification, which the Contractor considers to have a monetary value and the Contractor wishes to price. Example of such Items are given below. This list may be extended as required.
Mansour | 1 | GENERAL REQUIREMENTS | 010000 | GENERAL REQUIREMENTS | AR | Other | 31 | The Contractor is required to insert and price those Items arising out of the Conditions of Contract and General Requirements of Division 01 of the Specification, which the Contractor considers to have a monetary value and the Contractor wishes to price. Example of such Items are given below. This list may be extended as required. | Conditions of Contract |  | Conditions of Contract
Mansour | 1 | GENERAL REQUIREMENTS | 010000 | GENERAL REQUIREMENTS | AR | Item | 32 | The Contractor is required to insert and price those Items arising out of the Conditions of Contract and General Requirements of Division 01 of the Specification, which the Contractor considers to have a monetary value and the Contractor wishes to price. Example of such Items are given below. This list may be extended as required. | Conditions of Contract | A | Performance Security | 1 | Item | 3320 | 3320 | 3220.4 | 3220.4
Mansour | 1 | GENERAL REQUIREMENTS | 010000 | GENERAL REQUIREMENTS | AR | Item | 33 | The Contractor is required to insert and price those Items arising out of the Conditions of Contract and General Requirements of Division 01 of the Specification, which the Contractor considers to have a monetary value and the Contractor wishes to price. Example of such Items are given below. This list may be extended as required. | Conditions of Contract | B | Insurances as per provision of the Conditions of Contract | 1 | Item | 7967 | 7967 | 7727.99 | 7727.99
Mansour | 1 | GENERAL REQUIREMENTS | 010000 | GENERAL REQUIREMENTS | AR | Item | 34 | The Contractor is required to insert and price those Items arising out of the Conditions of Contract and General Requirements of Division 01 of the Specification, which the Contractor considers to have a monetary value and the Contractor wishes to price. Example of such Items are given below. This list may be extended as required. | Conditions of Contract | C | Contractor's facilities, Contractor's temporary facilities including establishment, maintenance and removal from Site | 1 | Item | 7170 | 7170 | 6954.9 | 6954.9
Mansour | 1 | GENERAL REQUIREMENTS | 010000 | GENERAL REQUIREMENTS | AR | Item | 35 | The Contractor is required to insert and price those Items arising out of the Conditions of Contract and General Requirements of Division 01 of the Specification, which the Contractor considers to have a monetary value and the Contractor wishes to price. Example of such Items are given below. This list may be extended as required. | Conditions of Contract | D | Maintenance, cleaning and provision of services and supplies for, etc. the Engineer's staff offices provided by the Employer (Refer to Section 015000) | 1 | Item | 12614 | 12614 | 12235.58 | 12235.58
Mansour | 1 | GENERAL REQUIREMENTS | 010000 | GENERAL REQUIREMENTS | AR | Other | 36 | The Contractor is required to insert and price those Items arising out of the Conditions of Contract and General Requirements of Division 01 of the Specification, which the Contractor considers to have a monetary value and the Contractor wishes to price. Example of such Items are given below. This list may be extended as required. | Conditions of Contract | GENERAL REQUIREMENTS
Mansour | 1 | GENERAL REQUIREMENTS | To Summary | To Summary |  | Bill Sum | 37 | The Contractor is required to insert and price those Items arising out of the Conditions of Contract and General Requirements of Division 01 of the Specification, which the Contractor considers to have a monetary value and the Contractor wishes to price. Example of such Items are given below. This list may be extended as required. | Conditions of Contract | To Summary |  |  |  | J.D | 31071
Mansour | 2 | SITE CONSTRUCTION | 024119 | SELECTIVE STRUCTURE DEMOLITION | AR | Other | 38 | The Contractor is required to insert and price those Items arising out of the Conditions of Contract and General Requirements of Division 01 of the Specification, which the Contractor considers to have a monetary value and the Contractor wishes to price. Example of such Items are given below. This list may be extended as required. | Conditions of Contract |  |  | BILL NO. 02
Mansour | 2 | SITE CONSTRUCTION | 024119 | SELECTIVE STRUCTURE DEMOLITION | AR | Other | 39 | The Contractor is required to insert and price those Items arising out of the Conditions of Contract and General Requirements of Division 01 of the Specification, which the Contractor considers to have a monetary value and the Contractor wishes to price. Example of such Items are given below. This list may be extended as required. | Conditions of Contract |  |  | SITE CONSTRUCTION
Mansour | 2 | SITE CONSTRUCTION | 024119 | SELECTIVE STRUCTURE DEMOLITION | AR | Other | 40 | The Contractor is required to insert and price those Items arising out of the Conditions of Contract and General Requirements of Division 01 of the Specification, which the Contractor considers to have a monetary value and the Contractor wishes to price. Example of such Items are given below. This list may be extended as required. | Conditions of Contract | Item | Description | Qty | Unit | Rate | Amount
Mansour | 2 | SITE CONSTRUCTION | 024119 | SELECTIVE STRUCTURE DEMOLITION | AR | Other | 41 | The Contractor is required to insert and price those Items arising out of the Conditions of Contract and General Requirements of Division 01 of the Specification, which the Contractor considers to have a monetary value and the Contractor wishes to price. Example of such Items are given below. This list may be extended as required. | Conditions of Contract | [5 empty] | J.D
Mansour | 2 | SITE CONSTRUCTION | 024119 | SELECTIVE STRUCTURE DEMOLITION | AR | Other | 42 | The Contractor is required to insert and price those Items arising out of the Conditions of Contract and General Requirements of Division 01 of the Specification, which the Contractor considers to have a monetary value and the Contractor wishes to price. Example of such Items are given below. This list may be extended as required. | Conditions of Contract |  | 024119 - SELECTIVE STRUCTURE DEMOLITION
Mansour | 2 | SITE CONSTRUCTION | 024119 | SELECTIVE STRUCTURE DEMOLITION | AR | Other | 43 | The Contractor is required to insert and price those Items arising out of the Conditions of Contract and General Requirements of Division 01 of the Specification, which the Contractor considers to have a monetary value and the Contractor wishes to price. Example of such Items are given below. This list may be extended as required. | Conditions of Contract |  | NOTES:
Mansour | 2 | SITE CONSTRUCTION | 024119 | SELECTIVE STRUCTURE DEMOLITION | AR | Other | 44 | The Contractor is required to insert and price those Items arising out of the Conditions of Contract and General Requirements of Division 01 of the Specification, which the Contractor considers to have a monetary value and the Contractor wishes to price. Example of such Items are given below. This list may be extended as required. | Conditions of Contract |  | 1- Should the Employer wish to take any of the materials/furniture from the site before being demolished or after dismantling, contractor shall carefully hand over the selected materials/ items to the employer at a safe location as instructed by the Engineer.
Mansour | 2 | SITE CONSTRUCTION | 024119 | SELECTIVE STRUCTURE DEMOLITION | AR | Other | 45 | The Contractor is required to insert and price those Items arising out of the Conditions of Contract and General Requirements of Division 01 of the Specification, which the Contractor considers to have a monetary value and the Contractor wishes to price. Example of such Items are given below. This list may be extended as required. | Conditions of Contract |  | 2- Debris of materials shall be removed away from the site to an approved dumping areas.
Mansour | 2 | SITE CONSTRUCTION | 024119 | SELECTIVE STRUCTURE DEMOLITION | AR | Other | 46 | The Contractor is required to insert and price those Items arising out of the Conditions of Contract and General Requirements of Division 01 of the Specification, which the Contractor considers to have a monetary value and the Contractor wishes to price. Example of such Items are given below. This list may be extended as required. | Conditions of Contract |  | 3- The contractor is to study the scope of works on the existing site and the design of new additional works and submit for the Engineer's approval, details of the methods of shoring, supporting and protecting the existing and the new works.
Mansour | 2 | SITE CONSTRUCTION | 024119 | SELECTIVE STRUCTURE DEMOLITION | AR | Other | 47 | Demolition | Demolition |  | Demolition
Mansour | 2 | SITE CONSTRUCTION | 024119 | SELECTIVE STRUCTURE DEMOLITION | AR | Item | 48 | The Contractor is required to insert and price those Items arising out of the Conditions of Contract and General Requirements of Division 01 of the Specification, which the Contractor considers to have a monetary value and the Contractor wishes to price. Example of such Items are given below. This list may be extended as required. | Conditions of Contract | A | Demolishing a column and parapet (Refer to first floor sheets) | 17 | m2 | 49 | 833 | 47.53 | 808.01
Mansour | 2 | SITE CONSTRUCTION | 024119 | SELECTIVE STRUCTURE DEMOLITION | AR | Item | 49 | Demolition | Demolition | B | Demolishing beds (Slab on grade) | 73 | m2 |  | 0 | 0 | 0
Mansour | 2 | SITE CONSTRUCTION | 024119 | SELECTIVE STRUCTURE DEMOLITION | AR | Item | 50 | The Contractor is required to insert and price those Items arising out of the Conditions of Contract and General Requirements of Division 01 of the Specification, which the Contractor considers to have a monetary value and the Contractor wishes to price. Example of such Items are given below. This list may be extended as required. | Conditions of Contract | C | Demolishing walls | 22 | m2 |  | 0 | 0 | 0
Mansour | 2 | SITE CONSTRUCTION | 024119 | SELECTIVE STRUCTURE DEMOLITION | AR | Other | 51 | Alteration | Alteration |  | Alteration |  |  | 0
Mansour | 2 | SITE CONSTRUCTION | 024119 | SELECTIVE STRUCTURE DEMOLITION | AR | Item | 52 | The Contractor is required to insert and price those Items arising out of the Conditions of Contract and General Requirements of Division 01 of the Specification, which the Contractor considers to have a monetary value and the Contractor wishes to price. Example of such Items are given below. This list may be extended as required. | Conditions of Contract | A | Cutting solid slab 250mm locally for shafts | 4 | m2 | 199 | 796 | 193.03 | 772.12
Mansour | 2 | SITE CONSTRUCTION | 024119 | SELECTIVE STRUCTURE DEMOLITION | AR | Item | 53 | Alteration | Alteration | B | Cutting wall 300mm for opening of size 600x200mm | 1 | Nr |  | 0 | 0 | 0
Mansour | 2 | SITE CONSTRUCTION | 024119 | SELECTIVE STRUCTURE DEMOLITION | AR | Item | 54 | The Contractor is required to insert and price those Items arising out of the Conditions of Contract and General Requirements of Division 01 of the Specification, which the Contractor considers to have a monetary value and the Contractor wishes to price. Example of such Items are given below. This list may be extended as required. | Conditions of Contract | C | Coring through Ground beams 250mm in width | 8 | Nr |  | 0 | 0 | 0
Mansour | 2 | SITE CONSTRUCTION | 024119 | SELECTIVE STRUCTURE DEMOLITION | AR | Item | 55 | Alteration | Alteration | B | Coring through a 250mm solid slab | 19 | Nr | 33 | 627 | 32.01 | 608.19
Mansour | 2 | SITE CONSTRUCTION | 024119 | SELECTIVE STRUCTURE DEMOLITION | AR | Item | 56 | The Contractor is required to insert and price those Items arising out of the Conditions of Contract and General Requirements of Division 01 of the Specification, which the Contractor considers to have a monetary value and the Contractor wishes to price. Example of such Items are given below. This list may be extended as required. | Conditions of Contract | E | Coring through beams 600mm in width | 8 | Nr |  | 0 | 0 | 0
Mansour | 2 | SITE CONSTRUCTION | 024119 | SELECTIVE STRUCTURE DEMOLITION | AR | Other | 57 | Architectural Demolition | Demolish and cart away existing block (Solid and/or Hollow) and concrete elements with all finishes; including steel reinforcement, make good all disturbed surround to receive new finishes; complete; as specified, shown on Drawings and Engineer's instructions |  | Architectural Demolition |  |  | 0
Mansour | 2 | SITE CONSTRUCTION | 024119 | SELECTIVE STRUCTURE DEMOLITION | AR | Other | 58 | Architectural Demolition | Demolish and cart away existing block (Solid and/or Hollow) and concrete elements with all finishes; including steel reinforcement, make good all disturbed surround to receive new finishes; complete; as specified, shown on Drawings and Engineer's instructions |  | Demolish and cart away existing block (Solid and/or Hollow) and concrete elements with all finishes; including steel reinforcement, make good all disturbed surround to receive new finishes; complete; as specified, shown on Drawings and Engineer's instructions |  |  | 0
Mansour | 2 | SITE CONSTRUCTION | 024119 | SELECTIVE STRUCTURE DEMOLITION | AR | Item | 59 | Architectural Demolition | Demolish and cart away existing block (Solid and/or Hollow) and concrete elements with all finishes; including steel reinforcement, make good all disturbed surround to receive new finishes; complete; as specified, shown on Drawings and Engineer's instructions | C | Block walls of all thicknesses, approximate quantity (36m2) | 1 | Item | 360 | 360 | 349.2 | 349.2
Mansour | 2 | SITE CONSTRUCTION | 024119 | SELECTIVE STRUCTURE DEMOLITION | AR | Other | 60 | Architectural Demolition | Demolish and cart away existing finish; including all related works, make good all disturbed surround to receive new finish; complete; as specified, shown on Drawings and Engineer's instructions |  | Demolish and cart away existing finish; including all related works, make good all disturbed surround to receive new finish; complete; as specified, shown on Drawings and Engineer's instructions
Mansour | 2 | SITE CONSTRUCTION | 024119 | SELECTIVE STRUCTURE DEMOLITION | AR | Item | 61 | Architectural Demolition | Demolish and cart away existing finish; including all related works, make good all disturbed surround to receive new finish; complete; as specified, shown on Drawings and Engineer's instructions | G | Floor finish of any type, approximate quantity (30m2) | 1 | Item | 0 | 0 | 0 | 0
Mansour | 2 | SITE CONSTRUCTION | 024119 | SELECTIVE STRUCTURE DEMOLITION | AR | Item | 62 | Architectural Demolition | Demolish and cart away existing finish; including all related works, make good all disturbed surround to receive new finish; complete; as specified, shown on Drawings and Engineer's instructions | H | Wall finish of any type, approximate quantity (10m2) | 1 | Item | 0 | 0 | 0 | 0
Mansour | 2 | SITE CONSTRUCTION | 024119 | SELECTIVE STRUCTURE DEMOLITION | AR | Item | 63 | Architectural Demolition | Demolish and cart away existing finish; including all related works, make good all disturbed surround to receive new finish; complete; as specified, shown on Drawings and Engineer's instructions | J | Ceiling finish of any type, approximate quantity (30m2) | 1 | Item | 0 | 0 | 0 | 0
Mansour | 2 | SITE CONSTRUCTION | 024119 | SELECTIVE STRUCTURE DEMOLITION | AR | Other | 64 | Architectural Demolition | Cut and cart away existing block (Solid and/or Hollow) and concrete elements with all finishes; including steel reinforcement, make good all disturbed surround to receive new finishes, construct all required reinforced concrete stiffening elements; as specified, shown on Drawings and Engineer's instructions |  | Cut and cart away existing block (Solid and/or Hollow) and concrete elements with all finishes; including steel reinforcement, make good all disturbed surround to receive new finishes, construct all required reinforced concrete stiffening elements; as specified, shown on Drawings and Engineer's instructions |  |  | 0
Mansour | 2 | SITE CONSTRUCTION | 024119 | SELECTIVE STRUCTURE DEMOLITION | AR | Other | 65 | Architectural Demolition | Cut and cart away existing block (Solid and/or Hollow) and concrete elements with all finishes; including steel reinforcement, make good all disturbed surround to receive new finishes, construct all required reinforced concrete stiffening elements; as specified, shown on Drawings and Engineer's instructions |  | Note: Single or double walls must be measured from one side only |  |  | 0
Mansour | 2 | SITE CONSTRUCTION | 024119 | SELECTIVE STRUCTURE DEMOLITION | AR | Item | 66 | Architectural Demolition | Cut and cart away existing block (Solid and/or Hollow) and concrete elements with all finishes; including steel reinforcement, make good all disturbed surround to receive new finishes, construct all required reinforced concrete stiffening elements; as specified, shown on Drawings and Engineer's instructions | A | Create window opening, approximate area (3m2) | 3 | Nr | 0 | 0 | 0 | 0
Mansour | 2 | SITE CONSTRUCTION | 024119 | SELECTIVE STRUCTURE DEMOLITION | AR | Item | 67 | Architectural Demolition | Cut and cart away existing block (Solid and/or Hollow) and concrete elements with all finishes; including steel reinforcement, make good all disturbed surround to receive new finishes, construct all required reinforced concrete stiffening elements; as specified, shown on Drawings and Engineer's instructions | B | Create door opening, approximate area (2.5m2) | 10 | Nr | 0 | 0 | 0 | 0
Mansour | 2 | SITE CONSTRUCTION | 024119 | SELECTIVE STRUCTURE DEMOLITION | AR | Item | 68 | Architectural Demolition | Cut and cart away existing block (Solid and/or Hollow) and concrete elements with all finishes; including steel reinforcement, make good all disturbed surround to receive new finishes, construct all required reinforced concrete stiffening elements; as specified, shown on Drawings and Engineer's instructions | C | Resize and enlarge of window opening, approximate resized area (2m2) | 5 | Nr | 0 | 0 | 0 | 0
Mansour | 2 | SITE CONSTRUCTION | 024119 | SELECTIVE STRUCTURE DEMOLITION | AR | Item | 69 | Architectural Demolition | Cut and cart away existing block (Solid and/or Hollow) and concrete elements with all finishes; including steel reinforcement, make good all disturbed surround to receive new finishes, construct all required reinforced concrete stiffening elements; as specified, shown on Drawings and Engineer's instructions | A | Create Fire Cabinet openings, approximate area (1m2) | 1 | Nr | 53 | 53 | 51.41 | 51.41
Mansour | 2 | SITE CONSTRUCTION | 024119 | SELECTIVE STRUCTURE DEMOLITION | AR | Item | 70 | Architectural Demolition | Cut and cart away existing block (Solid and/or Hollow) and concrete elements with all finishes; including steel reinforcement, make good all disturbed surround to receive new finishes, construct all required reinforced concrete stiffening elements; as specified, shown on Drawings and Engineer's instructions | E | Create Electrical openings, approximate area (1m2) | 1 | Nr |  |  | 0 | 0
Mansour | 2 | SITE CONSTRUCTION | 024119 | SELECTIVE STRUCTURE DEMOLITION | AR | Other | 71 | Architectural Demolition | Cut and cart away existing block (Solid and/or Hollow) and concrete elements with all finishes; including steel reinforcement, make good all disturbed surround to receive new finishes, construct all required reinforced concrete stiffening elements; as specified, shown on Drawings and Engineer's instructions | BILL NO. 02 - SITE CONSTRUCTION
Mansour | 2 | SITE CONSTRUCTION | To Summary | To Summary |  | Bill Sum | 72 | Architectural Demolition | Cut and cart away existing block (Solid and/or Hollow) and concrete elements with all finishes; including steel reinforcement, make good all disturbed surround to receive new finishes, construct all required reinforced concrete stiffening elements; as specified, shown on Drawings and Engineer's instructions | To Summary |  |  |  | J.D | 2669
Mansour | 3 | CONCRETE | 033000 | CAST - IN PLACE CONCRETE | ST | Other | 73 | Architectural Demolition | Cut and cart away existing block (Solid and/or Hollow) and concrete elements with all finishes; including steel reinforcement, make good all disturbed surround to receive new finishes, construct all required reinforced concrete stiffening elements; as specified, shown on Drawings and Engineer's instructions |  |  | BILL NO. 03
Mansour | 3 | CONCRETE | 033000 | CAST - IN PLACE CONCRETE | ST | Other | 74 | Architectural Demolition | Cut and cart away existing block (Solid and/or Hollow) and concrete elements with all finishes; including steel reinforcement, make good all disturbed surround to receive new finishes, construct all required reinforced concrete stiffening elements; as specified, shown on Drawings and Engineer's instructions |  |  | CONCRETE
Mansour | 3 | CONCRETE | 024119 | CAST - IN PLACE CONCRETE | AR | Other | 75 | Architectural Demolition | Cut and cart away existing block (Solid and/or Hollow) and concrete elements with all finishes; including steel reinforcement, make good all disturbed surround to receive new finishes, construct all required reinforced concrete stiffening elements; as specified, shown on Drawings and Engineer's instructions | Item | Description | Qty | Unit | Rate | Amount
Mansour | 3 | CONCRETE | 024119 | CAST - IN PLACE CONCRETE | AR | Other | 76 | Architectural Demolition | Cut and cart away existing block (Solid and/or Hollow) and concrete elements with all finishes; including steel reinforcement, make good all disturbed surround to receive new finishes, construct all required reinforced concrete stiffening elements; as specified, shown on Drawings and Engineer's instructions | [5 empty] | J.D
Mansour | 3 | CONCRETE | 033000 | CAST - IN PLACE CONCRETE | ST | Other | 77 | Architectural Demolition | Cut and cart away existing block (Solid and/or Hollow) and concrete elements with all finishes; including steel reinforcement, make good all disturbed surround to receive new finishes, construct all required reinforced concrete stiffening elements; as specified, shown on Drawings and Engineer's instructions |  | 033000 - CAST - IN PLACE CONCRETE
Mansour | 3 | CONCRETE | 033000 | CAST - IN PLACE CONCRETE | ST | Other | 78 | Concrete; Compressive strength on cylinder 110 kg/cm2; Ordinary Portland cement (Type I ); plain | Concrete; Compressive strength on cylinder 110 kg/cm2; Ordinary Portland cement (Type I ); plain |  | Concrete; Compressive strength on cylinder 110 kg/cm2; Ordinary Portland cement (Type I ); plain
Mansour | 3 | CONCRETE | 033000 | CAST - IN PLACE CONCRETE | ST | Item | 79 | Architectural Demolition | Cut and cart away existing block (Solid and/or Hollow) and concrete elements with all finishes; including steel reinforcement, make good all disturbed surround to receive new finishes, construct all required reinforced concrete stiffening elements; as specified, shown on Drawings and Engineer's instructions | A | Beds (Slab on grade) | 38 | m3 | 0 | 0 | 0 | 0
Mansour | 3 | CONCRETE | 033000 | CAST - IN PLACE CONCRETE | ST | Item | 80 | Concrete; Compressive strength on cylinder 110 kg/cm2; Ordinary Portland cement (Type I ); plain | Concrete; Compressive strength on cylinder 110 kg/cm2; Ordinary Portland cement (Type I ); plain | B | Foundation | 6 | m3 | 0 | 0 | 0 | 0
Mansour | 3 | CONCRETE | 033000 | CAST - IN PLACE CONCRETE | ST | Item | 81 | Architectural Demolition | Cut and cart away existing block (Solid and/or Hollow) and concrete elements with all finishes; including steel reinforcement, make good all disturbed surround to receive new finishes, construct all required reinforced concrete stiffening elements; as specified, shown on Drawings and Engineer's instructions | C | Ground beams | 5 | m3 | 0 | 0 | 0 | 0
Mansour | 3 | CONCRETE | 033000 | CAST - IN PLACE CONCRETE | ST | Other | 82 | Concrete; Compression strength on cylinder 300 kg/cm2; Ordinary Portland cement Type I; including basic and plain finish formwork reinforced | Concrete; Compression strength on cylinder 300 kg/cm2; Ordinary Portland cement Type I; including basic and plain finish formwork reinforced |  | Concrete; Compression strength on cylinder 300 kg/cm2; Ordinary Portland cement Type I; including basic and plain finish formwork reinforced |  |  | 0
Mansour | 3 | CONCRETE | 033000 | CAST - IN PLACE CONCRETE | ST | Item | 83 | Architectural Demolition | Cut and cart away existing block (Solid and/or Hollow) and concrete elements with all finishes; including steel reinforcement, make good all disturbed surround to receive new finishes, construct all required reinforced concrete stiffening elements; as specified, shown on Drawings and Engineer's instructions | D | Strip Footings | 80 | m3 | 0 | 0 | 0 | 0
Mansour | 3 | CONCRETE | 033000 | CAST - IN PLACE CONCRETE | ST | Item | 84 | Concrete; Compression strength on cylinder 300 kg/cm2; Ordinary Portland cement Type I; including basic and plain finish formwork reinforced | Concrete; Compression strength on cylinder 300 kg/cm2; Ordinary Portland cement Type I; including basic and plain finish formwork reinforced | E | Ground Beams | 30 | m3 | 0 | 0 | 0 | 0
Mansour | 3 | CONCRETE | 033000 | CAST - IN PLACE CONCRETE | ST | Item | 85 | Architectural Demolition | Cut and cart away existing block (Solid and/or Hollow) and concrete elements with all finishes; including steel reinforcement, make good all disturbed surround to receive new finishes, construct all required reinforced concrete stiffening elements; as specified, shown on Drawings and Engineer's instructions | F | Columns | 1 | m3 | 0 | 0 | 0 | 0
Mansour | 3 | CONCRETE | 033000 | CAST - IN PLACE CONCRETE | ST | Item | 86 | Concrete; Compression strength on cylinder 300 kg/cm2; Ordinary Portland cement Type I; including basic and plain finish formwork reinforced | Concrete; Compression strength on cylinder 300 kg/cm2; Ordinary Portland cement Type I; including basic and plain finish formwork reinforced | G | Retaining walls | 50 | m3 | 0 | 0 | 0 | 0
Mansour | 3 | CONCRETE | 033000 | CAST - IN PLACE CONCRETE | ST | Item | 87 | Architectural Demolition | Cut and cart away existing block (Solid and/or Hollow) and concrete elements with all finishes; including steel reinforcement, make good all disturbed surround to receive new finishes, construct all required reinforced concrete stiffening elements; as specified, shown on Drawings and Engineer's instructions | A | Solid Slab | 20 | m3 | 146 | 2920 | 141.62 | 2832.4
Mansour | 3 | CONCRETE | 033000 | CAST - IN PLACE CONCRETE | ST | Item | 88 | Concrete; Compression strength on cylinder 300 kg/cm2; Ordinary Portland cement Type I; including basic and plain finish formwork reinforced | Concrete; Compression strength on cylinder 300 kg/cm2; Ordinary Portland cement Type I; including basic and plain finish formwork reinforced | B | Beams | 5 | m3 | 146 | 730 | 141.62 | 708.1
Mansour | 3 | CONCRETE | 033000 | CAST - IN PLACE CONCRETE | ST | Item | 89 | Architectural Demolition | Cut and cart away existing block (Solid and/or Hollow) and concrete elements with all finishes; including steel reinforcement, make good all disturbed surround to receive new finishes, construct all required reinforced concrete stiffening elements; as specified, shown on Drawings and Engineer's instructions | K | Stairs | 1 | m3 |  | 0 | 0 | 0
Mansour | 3 | CONCRETE | 033000 | CAST - IN PLACE CONCRETE | ST | Item | 90 | Concrete; Compression strength on cylinder 300 kg/cm2; Ordinary Portland cement Type I; including basic and plain finish formwork reinforced | Concrete; Compression strength on cylinder 300 kg/cm2; Ordinary Portland cement Type I; including basic and plain finish formwork reinforced | C | Upstands | 5 | m3 | 133 | 665 | 129.01 | 645.05
Mansour | 3 | CONCRETE | 033000 | CAST - IN PLACE CONCRETE | ST | Item | 91 | Architectural Demolition | Cut and cart away existing block (Solid and/or Hollow) and concrete elements with all finishes; including steel reinforcement, make good all disturbed surround to receive new finishes, construct all required reinforced concrete stiffening elements; as specified, shown on Drawings and Engineer's instructions | D | Precast panel (Thickness of 100mm, as shown on drawings) | 32 | m2 | 15 | 480 | 14.55 | 465.6
Mansour | 3 | CONCRETE | 033000 | CAST - IN PLACE CONCRETE | ST | Item | 92 | Concrete; Compression strength on cylinder 300 kg/cm2; Ordinary Portland cement Type I; including basic and plain finish formwork reinforced | Concrete; Compression strength on cylinder 300 kg/cm2; Ordinary Portland cement Type I; including basic and plain finish formwork reinforced | E | Concrete pads | 2 | m3 | 133 | 266 | 129.01 | 258.02
Mansour | 3 | CONCRETE | 033000 | CAST - IN PLACE CONCRETE | ST | Other | 93 | Concrete; Compression strength on cylinder 250 kg/cm2; Ordinary Portland cement Type I; including basic and plain finish formwork reinforced | Concrete; Compression strength on cylinder 250 kg/cm2; Ordinary Portland cement Type I; including basic and plain finish formwork reinforced |  | Concrete; Compression strength on cylinder 250 kg/cm2; Ordinary Portland cement Type I; including basic and plain finish formwork reinforced
Mansour | 3 | CONCRETE | 033000 | CAST - IN PLACE CONCRETE | ST | Item | 94 | Concrete; Compression strength on cylinder 300 kg/cm2; Ordinary Portland cement Type I; including basic and plain finish formwork reinforced | Concrete; Compression strength on cylinder 300 kg/cm2; Ordinary Portland cement Type I; including basic and plain finish formwork reinforced | B | Beds (Slab on grade) | 93 | m3 |  | 0 | 0 | 0
Mansour | 3 | CONCRETE | 033000 | CAST - IN PLACE CONCRETE | ST | Other | 95 | Bar reinforcement | Bar reinforcement |  | Bar reinforcement
Mansour | 3 | CONCRETE | 033000 | CAST - IN PLACE CONCRETE | ST | Item | 96 | Concrete; Compression strength on cylinder 300 kg/cm2; Ordinary Portland cement Type I; including basic and plain finish formwork reinforced | Concrete; Compression strength on cylinder 300 kg/cm2; Ordinary Portland cement Type I; including basic and plain finish formwork reinforced | A | High yield steel | 2.5 | T | 1009 | 2522.5 | 978.73 | 2446.825
Mansour | 3 | CONCRETE | 033000 | CAST - IN PLACE CONCRETE | ST | Other | 97 | Dowel Bars Planted With Epoxy Mortar | Dowel Bars Planted With Epoxy Mortar |  | Dowel Bars Planted With Epoxy Mortar
Mansour | 3 | CONCRETE | 033000 | CAST - IN PLACE CONCRETE | ST | Item | 98 | Concrete; Compression strength on cylinder 300 kg/cm2; Ordinary Portland cement Type I; including basic and plain finish formwork reinforced | Concrete; Compression strength on cylinder 300 kg/cm2; Ordinary Portland cement Type I; including basic and plain finish formwork reinforced | B | T10 bars | 210 | Nr | 3 | 630 | 2.91 | 611.1
Mansour | 3 | CONCRETE | 033000 | CAST - IN PLACE CONCRETE | ST | Item | 99 | Dowel Bars Planted With Epoxy Mortar | Dowel Bars Planted With Epoxy Mortar | C | T12 bars | 330 | Nr | 4 | 1320 | 3.88 | 1280.4
Mansour | 3 | CONCRETE | 033000 | CAST - IN PLACE CONCRETE | ST | Item | 100 | Concrete; Compression strength on cylinder 300 kg/cm2; Ordinary Portland cement Type I; including basic and plain finish formwork reinforced | Concrete; Compression strength on cylinder 300 kg/cm2; Ordinary Portland cement Type I; including basic and plain finish formwork reinforced | D | T14 bars | 102 | Nr | 5 | 510 | 4.85 | 494.7
Mansour | 3 | CONCRETE | 033000 | CAST - IN PLACE CONCRETE | ST | Item | 101 | Dowel Bars Planted With Epoxy Mortar | Dowel Bars Planted With Epoxy Mortar | G | T18 bars | 30 | Nr |  | 0 | 0 | 0
Mansour | 3 | CONCRETE | 033000 | CAST - IN PLACE CONCRETE | ST | Item | 102 | Concrete; Compression strength on cylinder 300 kg/cm2; Ordinary Portland cement Type I; including basic and plain finish formwork reinforced | Concrete; Compression strength on cylinder 300 kg/cm2; Ordinary Portland cement Type I; including basic and plain finish formwork reinforced | E | T20 bars | 4 | Nr | 11 | 44 | 10.67 | 42.68
Mansour | 3 | CONCRETE | 033000 | CAST - IN PLACE CONCRETE | ST | Item | 103 | Dowel Bars Planted With Epoxy Mortar | Dowel Bars Planted With Epoxy Mortar | F | T25 bars | 8 | Nr | 15 | 120 | 14.55 | 116.4
Mansour | 3 | CONCRETE | 035440 | CEMENT BASED SCREED | AR | Other | 104 | 035440 - CEMENT BASED SCREED | 035440 - CEMENT BASED SCREED |  | 035440 - CEMENT BASED SCREED
Mansour | 3 | CONCRETE | 035440 | CEMENT BASED SCREED | AR | Other | 105 | Cement-sand screed; finished to receive sheet membrane; laid to falls and cross falls; to | Cement-sand screed; finished to receive sheet membrane; laid to falls and cross falls; to |  | Cement-sand screed; finished to receive sheet membrane; laid to falls and cross falls; to
Mansour | 3 | CONCRETE | 035440 | CEMENT BASED SCREED | AR | Item | 106 | 035440 - CEMENT BASED SCREED | 035440 - CEMENT BASED SCREED | A | Roofs; 30 minimum thick | 1144 | m2 | 5 | 5720 | 4.85 | 5548.4
Mansour | 3 | CONCRETE | 035440 | CEMENT BASED SCREED | AR | Item | 107 | Cement-sand screed; finished to receive sheet membrane; laid to falls and cross falls; to | Cement-sand screed; finished to receive sheet membrane; laid to falls and cross falls; to | B | Balcony; 50 minimum thick | 138 | m2 | 7 | 966 | 6.79 | 937.02
Mansour | 3 | CONCRETE | 035440 | CEMENT BASED SCREED | AR | Item | 108 | 035440 - CEMENT BASED SCREED | 035440 - CEMENT BASED SCREED | C | Triangular fillet; 50 x 50 | 419 | m | 8 | 3352 | 7.76 | 3251.44
Mansour | 3 | CONCRETE | 035440 | CEMENT BASED SCREED | AR | Other | 109 | Cement-sand screed topping; trowelled finish; to receive finish; to | Cement-sand screed topping; trowelled finish; to receive finish; to |  | Cement-sand screed topping; trowelled finish; to receive finish; to
Mansour | 3 | CONCRETE | 035440 | CEMENT BASED SCREED | AR | Item | 110 | 035440 - CEMENT BASED SCREED | 035440 - CEMENT BASED SCREED | D | Floors; 100 thick | 64 | m2 | 9 | 576 | 8.73 | 558.72
Mansour | 3 | CONCRETE | 035440 | CEMENT BASED SCREED | AR | Item | 111 | Cement-sand screed topping; trowelled finish; to receive finish; to | Cement-sand screed topping; trowelled finish; to receive finish; to | E | Trench; 30 minimum; laid to falls | 8 | m2 | 5 | 40 | 4.85 | 38.8
Mansour | 3 | CONCRETE | 035440 | CEMENT BASED SCREED | AR | Item | 112 | 035440 - CEMENT BASED SCREED | 035440 - CEMENT BASED SCREED | F | Skirtings; 100 high | 70 | m | 4 | 280 | 3.88 | 271.6
Mansour | 3 | CONCRETE | 035440 | CEMENT BASED SCREED | AR | Other | 113 | Cement-sand screed filling; to receive finish; to | Cement-sand screed filling; to receive finish; to |  | Cement-sand screed filling; to receive finish; to
Mansour | 3 | CONCRETE | 035440 | CEMENT BASED SCREED | AR | Item | 114 | 035440 - CEMENT BASED SCREED | 035440 - CEMENT BASED SCREED | G | To Sunken slabs | 3 | m2 |  | 0 | 0 | 0
Mansour | 3 | CONCRETE | 035440 | CEMENT BASED SCREED | AR | Other | 115 | Cement-sand screed filling; to receive finish; to | Cement-sand screed filling; to receive finish; to | BILL NO. 03 - CONCRETE
Mansour | 3 | CONCRETE | To Summary | To Summary |  | Bill Sum | 116 | 035440 - CEMENT BASED SCREED | 035440 - CEMENT BASED SCREED | To Summary |  |  |  | J.D | 21141.5
Mansour | 4 | MASONRY | 042000 | UNIT MASONRY | AR | Other | 117 | Cement-sand screed filling; to receive finish; to | Cement-sand screed filling; to receive finish; to |  |  | BILL NO. 4
Mansour | 4 | MASONRY | 042000 | UNIT MASONRY | AR | Other | 118 | 035440 - CEMENT BASED SCREED | 035440 - CEMENT BASED SCREED |  |  | MASONRY
Mansour | 4 | MASONRY | 042000 | UNIT MASONRY | AR | Other | 119 | Cement-sand screed filling; to receive finish; to | Cement-sand screed filling; to receive finish; to | Item | Description | Qty | Unit | Rate | Amount
Mansour | 4 | MASONRY | 042000 | UNIT MASONRY | AR | Other | 120 | 035440 - CEMENT BASED SCREED | 035440 - CEMENT BASED SCREED | [5 empty] | J.D
Mansour | 4 | MASONRY | 042000 | UNIT MASONRY | AR | Other | 121 | 042000 - UNIT MASONRY | 042000 - UNIT MASONRY |  | 042000 - UNIT MASONRY
Mansour | 4 | MASONRY | 042000 | UNIT MASONRY | AR | Other | 122 | Concrete hollow blocks; ordinary Portland cement; including mortar bedding and jointing; to | Concrete hollow blocks; ordinary Portland cement; including mortar bedding and jointing; to |  | Concrete hollow blocks; ordinary Portland cement; including mortar bedding and jointing; to
Mansour | 4 | MASONRY | 042000 | UNIT MASONRY | AR | Item | 123 | 042000 - UNIT MASONRY | 042000 - UNIT MASONRY | A | Walls; 100 thick | 517 | m2 |  | 0 | 0 | 0
Mansour | 4 | MASONRY | 042000 | UNIT MASONRY | AR | Item | 124 | Concrete hollow blocks; ordinary Portland cement; including mortar bedding and jointing; to | Concrete hollow blocks; ordinary Portland cement; including mortar bedding and jointing; to | B | Walls; 100 thick curved | 60 | m2 |  | 0 | 0 | 0
Mansour | 4 | MASONRY | 042000 | UNIT MASONRY | AR | Item | 125 | 042000 - UNIT MASONRY | 042000 - UNIT MASONRY | C | Walls; 150 thick | 164 | m2 |  | 0 | 0 | 0
Mansour | 4 | MASONRY | 042000 | UNIT MASONRY | AR | Other | 126 | Concrete blocks; ordinary Portland cement; including mortar bedding and jointing; fire rated; to | Concrete blocks; ordinary Portland cement; including mortar bedding and jointing; fire rated; to |  | Concrete blocks; ordinary Portland cement; including mortar bedding and jointing; fire rated; to
Mansour | 4 | MASONRY | 042000 | UNIT MASONRY | AR | Item | 127 | 042000 - UNIT MASONRY | 042000 - UNIT MASONRY | D | Walls; 200 thick; 30 minutes | 34 | m2 |  | 0 | 0 | 0
Mansour | 4 | MASONRY | 042000 | UNIT MASONRY | AR | Item | 128 | Concrete blocks; ordinary Portland cement; including mortar bedding and jointing; fire rated; to | Concrete blocks; ordinary Portland cement; including mortar bedding and jointing; fire rated; to | A | Walls; 100 thick; 60 minutes | 14 | m2 | 12 | 168 | 11.64 | 162.96
Mansour | 4 | MASONRY | 042000 | UNIT MASONRY | AR | Item | 129 | 042000 - UNIT MASONRY | 042000 - UNIT MASONRY | F | Walls; 150 thick; 60 minutes | 135 | m2 |  | 0 | 0 | 0
Mansour | 4 | MASONRY | 042000 | UNIT MASONRY | AR | Item | 130 | Concrete blocks; ordinary Portland cement; including mortar bedding and jointing; fire rated; to | Concrete blocks; ordinary Portland cement; including mortar bedding and jointing; fire rated; to | G | Walls; 200 thick; 60 minutes | 56 | m2 |  | 0 | 0 | 0
Mansour | 4 | MASONRY | 042300 | GLASS UNIT MASONRY | AR | Other | 131 | 042300 - GLASS UNIT MASONRY | 042300 - GLASS UNIT MASONRY |  | 042300 - GLASS UNIT MASONRY
Mansour | 4 | MASONRY | 042313 | VERTICAL GLASS UNIT MASONRY | AR | Other | 132 | 042313 - VERTICAL GLASS UNIT MASONRY | 042313 - VERTICAL GLASS UNIT MASONRY |  | 042313 - VERTICAL GLASS UNIT MASONRY
Mansour | 4 | MASONRY | 042313 | VERTICAL GLASS UNIT MASONRY | AR | Other | 133 | Glass block partitions; including all necessary fixings and fittings materials; as specified and as shown on Drawings | Glass block partitions; including all necessary fixings and fittings materials; as specified and as shown on Drawings |  | Glass block partitions; including all necessary fixings and fittings materials; as specified and as shown on Drawings
Mansour | 4 | MASONRY | 042313 | VERTICAL GLASS UNIT MASONRY | AR | Item | 134 | 042313 - VERTICAL GLASS UNIT MASONRY | 042313 - VERTICAL GLASS UNIT MASONRY | B | To external elevations | 7 | m2 | 133 | 931 | 129.01 | 903.07
Mansour | 4 | MASONRY | 042313 | VERTICAL GLASS UNIT MASONRY | AR | Item | 135 | Glass block partitions; including all necessary fixings and fittings materials; as specified and as shown on Drawings | Glass block partitions; including all necessary fixings and fittings materials; as specified and as shown on Drawings | C | Partitions | 22 | m2 | 133 | 2926 | 129.01 | 2838.22
Mansour | 4 | MASONRY | 044200 | EXTERIOR STONE CLADDING | AR | Other | 136 | 044200 - EXTERIOR STONE CLADDING | 044200 - EXTERIOR STONE CLADDING |  | 044200 - EXTERIOR STONE CLADDING
Mansour | 4 | MASONRY | 044200 | EXTERIOR STONE CLADDING | AR | Other | 137 | Limestone cladding slabs and features; 30 mm thick; best quality limestone; including backing mortar, water repellents, and all necessary fixings and fittings materials; as specified and as shown on Drawings | Limestone cladding slabs and features; 30 mm thick; best quality limestone; including backing mortar, water repellents, and all necessary fixings and fittings materials; as specified and as shown on Drawings |  | Limestone cladding slabs and features; 30 mm thick; best quality limestone; including backing mortar, water repellents, and all necessary fixings and fittings materials; as specified and as shown on Drawings
Mansour | 4 | MASONRY | 044200 | EXTERIOR STONE CLADDING | AR | Item | 138 | 044200 - EXTERIOR STONE CLADDING | 044200 - EXTERIOR STONE CLADDING | A | Walls; 30 thick | 268 | m2 | 70 | 18760 | 67.9 | 18197.2
Mansour | 4 | MASONRY | 044200 | EXTERIOR STONE CLADDING | AR | Item | 139 | Limestone cladding slabs and features; 30 mm thick; best quality limestone; including backing mortar, water repellents, and all necessary fixings and fittings materials; as specified and as shown on Drawings | Limestone cladding slabs and features; 30 mm thick; best quality limestone; including backing mortar, water repellents, and all necessary fixings and fittings materials; as specified and as shown on Drawings | B | Copings; 30 thick | 30 | m2 | 89 | 2670 | 86.33 | 2589.9
Mansour | 4 | MASONRY | 044200 | EXTERIOR STONE CLADDING | AR | Other | 140 | 044200 - EXTERIOR STONE CLADDING | 044200 - EXTERIOR STONE CLADDING | BILL N0. 4 - MASONRY
Mansour | 4 | MASONRY | To Summary | To Summary |  | Bill Sum | 141 | Limestone cladding slabs and features; 30 mm thick; best quality limestone; including backing mortar, water repellents, and all necessary fixings and fittings materials; as specified and as shown on Drawings | Limestone cladding slabs and features; 30 mm thick; best quality limestone; including backing mortar, water repellents, and all necessary fixings and fittings materials; as specified and as shown on Drawings | To Summary |  |  |  | J.D | 25455
Mansour | 5 | METALS | 055000 | METAL FABRICATIONS | AR | Other | 142 | 044200 - EXTERIOR STONE CLADDING | 044200 - EXTERIOR STONE CLADDING | BILL NO. 5
Mansour | 5 | METALS | 055000 | METAL FABRICATIONS | AR | Other | 143 | Limestone cladding slabs and features; 30 mm thick; best quality limestone; including backing mortar, water repellents, and all necessary fixings and fittings materials; as specified and as shown on Drawings | Limestone cladding slabs and features; 30 mm thick; best quality limestone; including backing mortar, water repellents, and all necessary fixings and fittings materials; as specified and as shown on Drawings | METALS
Mansour | 5 | METALS | 055000 | METAL FABRICATIONS | AR | Other | 144 | 044200 - EXTERIOR STONE CLADDING | 044200 - EXTERIOR STONE CLADDING | Item | Description | Qty | Unit | Rate | Amount
Mansour | 5 | METALS | 055000 | METAL FABRICATIONS | AR | Other | 145 | Limestone cladding slabs and features; 30 mm thick; best quality limestone; including backing mortar, water repellents, and all necessary fixings and fittings materials; as specified and as shown on Drawings | Limestone cladding slabs and features; 30 mm thick; best quality limestone; including backing mortar, water repellents, and all necessary fixings and fittings materials; as specified and as shown on Drawings | [5 empty] | J.D
Mansour | 5 | METALS | 055000 | METAL FABRICATIONS | AR | Other | 146 | 055000 - METAL FABRICATIONS | 055000 - METAL FABRICATIONS |  | 055000 - METAL FABRICATIONS
Mansour | 5 | METALS | 055000 | METAL FABRICATIONS | AR | Other | 147 | Access ladders; galvanized mild steel; comprising flat strings and bar rungs; including brackets, anchor bolts, polyurethane paint, fittings and fixings; complete; as specified and as Drg. A-502 | Access ladders; galvanized mild steel; comprising flat strings and bar rungs; including brackets, anchor bolts, polyurethane paint, fittings and fixings; complete; as specified and as Drg. A-502 |  | Access ladders; galvanized mild steel; comprising flat strings and bar rungs; including brackets, anchor bolts, polyurethane paint, fittings and fixings; complete; as specified and as Drg. A-502
Mansour | 5 | METALS | 055000 | METAL FABRICATIONS | AR | Item | 148 | 055000 - METAL FABRICATIONS | 055000 - METAL FABRICATIONS | A | Size 400 x 3100 rise; detail 1 | 1 | Nr | 305 | 305 | 295.85 | 295.85
Mansour | 5 | METALS | 055000 | METAL FABRICATIONS | AR | Item | 149 | Access ladders; galvanized mild steel; comprising flat strings and bar rungs; including brackets, anchor bolts, polyurethane paint, fittings and fixings; complete; as specified and as Drg. A-502 | Access ladders; galvanized mild steel; comprising flat strings and bar rungs; including brackets, anchor bolts, polyurethane paint, fittings and fixings; complete; as specified and as Drg. A-502 | B | Size 450 x 3500 rise; with extended; detail 4 | 1 | Nr | 359 | 359 | 348.23 | 348.23
Mansour | 5 | METALS | 055000 | METAL FABRICATIONS | AR | Item | 150 | 055000 - METAL FABRICATIONS | 055000 - METAL FABRICATIONS | C | Size 450 x 3800 rise; with extended; detail 4 | 1 | Nr | 451 | 451 | 437.47 | 437.47
Mansour | 5 | METALS | 055000 | METAL FABRICATIONS | AR | Item | 151 | Access ladders; galvanized mild steel; comprising flat strings and bar rungs; including brackets, anchor bolts, polyurethane paint, fittings and fixings; complete; as specified and as Drg. A-502 | Access ladders; galvanized mild steel; comprising flat strings and bar rungs; including brackets, anchor bolts, polyurethane paint, fittings and fixings; complete; as specified and as Drg. A-502 | D | Size 450 x 4000 rise; with extended; detail 4 | 1 | Nr | 518 | 518 | 502.46 | 502.46
Mansour | 5 | METALS | 055000 | METAL FABRICATIONS | AR | Other | 152 | Burglar bar protection; comprising steel bar welded to steel box frame; including epoxy paint, ironmongery, fittings and fixings; complete; as specified and as Drg. A-600 | Burglar bar protection; comprising steel bar welded to steel box frame; including epoxy paint, ironmongery, fittings and fixings; complete; as specified and as Drg. A-600 |  | Burglar bar protection; comprising steel bar welded to steel box frame; including epoxy paint, ironmongery, fittings and fixings; complete; as specified and as Drg. A-600
Mansour | 5 | METALS | 055000 | METAL FABRICATIONS | AR | Item | 153 | Access ladders; galvanized mild steel; comprising flat strings and bar rungs; including brackets, anchor bolts, polyurethane paint, fittings and fixings; complete; as specified and as Drg. A-502 | Access ladders; galvanized mild steel; comprising flat strings and bar rungs; including brackets, anchor bolts, polyurethane paint, fittings and fixings; complete; as specified and as Drg. A-502 | E | Type 02; size 1800 x 2300 high | 1 | Nr |  | 0 | 0 | 0
Mansour | 5 | METALS | 055213 | PIPE AND TUBE RAILINGS | AR | Other | 154 | 055213 - PIPE AND TUBE RAILINGS | 055213 - PIPE AND TUBE RAILINGS |  | 055213 - PIPE AND TUBE RAILINGS
Mansour | 5 | METALS | 055213 | PIPE AND TUBE RAILINGS | AR | Other | 155 | Balustrades and handrails; constructed from galvanized tubular steel, finish to receive paint; comprising 60 diameter top rail, 25 diameter intermediate rails, 37.5 diameter posts; including mild steel cover flange, anchored to concrete; fittings and fixings; complete; as specified and as Drg. A-501; detail 1 | Balustrades and handrails; constructed from galvanized tubular steel, finish to receive paint; comprising 60 diameter top rail, 25 diameter intermediate rails, 37.5 diameter posts; including mild steel cover flange, anchored to concrete; fittings and fixings; complete; as specified and as Drg. A-501; detail 1 |  | Balustrades and handrails; constructed from galvanized tubular steel, finish to receive paint; comprising 60 diameter top rail, 25 diameter intermediate rails, 37.5 diameter posts; including mild steel cover flange, anchored to concrete; fittings and fixings; complete; as specified and as Drg. A-501; detail 1
Mansour | 5 | METALS | 055213 | PIPE AND TUBE RAILINGS | AR | Item | 156 | 055213 - PIPE AND TUBE RAILINGS | 055213 - PIPE AND TUBE RAILINGS | A | 600 high; horizontal | 25 | m |  | 0 | 0 | 0
Mansour | 5 | METALS | 055213 | PIPE AND TUBE RAILINGS | AR | Other | 157 | Steel handrail and balustrades; comprising 60 diameter tubular steel section handrail, 25 diameter steel rail and 40 x 10 steel support; including steel cover flange, anchored to concrete; fittings and fixings; complete; as specified and as Drg. A-503; detail 10 | Steel handrail and balustrades; comprising 60 diameter tubular steel section handrail, 25 diameter steel rail and 40 x 10 steel support; including steel cover flange, anchored to concrete; fittings and fixings; complete; as specified and as Drg. A-503; detail 10 |  | Steel handrail and balustrades; comprising 60 diameter tubular steel section handrail, 25 diameter steel rail and 40 x 10 steel support; including steel cover flange, anchored to concrete; fittings and fixings; complete; as specified and as Drg. A-503; detail 10
Mansour | 5 | METALS | 055213 | PIPE AND TUBE RAILINGS | AR | Item | 158 | 055213 - PIPE AND TUBE RAILINGS | 055213 - PIPE AND TUBE RAILINGS | B | 200 high; top of wall; horizontal | 3 | m |  | 0 | 0 | 0
Mansour | 5 | METALS | 055213 | PIPE AND TUBE RAILINGS | AR | Item | 159 | Steel handrail and balustrades; comprising 60 diameter tubular steel section handrail, 25 diameter steel rail and 40 x 10 steel support; including steel cover flange, anchored to concrete; fittings and fixings; complete; as specified and as Drg. A-503; detail 10 | Steel handrail and balustrades; comprising 60 diameter tubular steel section handrail, 25 diameter steel rail and 40 x 10 steel support; including steel cover flange, anchored to concrete; fittings and fixings; complete; as specified and as Drg. A-503; detail 10 | C | 200 high; top of wall; raking | 29 | m |  | 0 | 0 | 0
Mansour | 5 | METALS | 055300 | METAL GRATINGS | AR | Other | 160 | 055300 - METAL GRATINGS | 055300 - METAL GRATINGS |  | 055300 - METAL GRATINGS
Mansour | 5 | METALS | 055300 | METAL GRATINGS | AR | Other | 161 | Trench cover, ductile iron grating; comprising solid rectangular bearing bars; including galvanized steel angle frame set in concrete, fixings and fittings; complete; as specified and as Drg. A-501; detail 8 | Trench cover, ductile iron grating; comprising solid rectangular bearing bars; including galvanized steel angle frame set in concrete, fixings and fittings; complete; as specified and as Drg. A-501; detail 8 |  | Trench cover, ductile iron grating; comprising solid rectangular bearing bars; including galvanized steel angle frame set in concrete, fixings and fittings; complete; as specified and as Drg. A-501; detail 8
Mansour | 5 | METALS | 055300 | METAL GRATINGS | AR | Item | 162 | 055300 - METAL GRATINGS | 055300 - METAL GRATINGS | A | 300 wide | 6 | m | 126 | 756 | 122.22 | 733.32
Mansour | 5 | METALS | 055300 | METAL GRATINGS | AR | Item | 163 | Trench cover, ductile iron grating; comprising solid rectangular bearing bars; including galvanized steel angle frame set in concrete, fixings and fittings; complete; as specified and as Drg. A-501; detail 8 | Trench cover, ductile iron grating; comprising solid rectangular bearing bars; including galvanized steel angle frame set in concrete, fixings and fittings; complete; as specified and as Drg. A-501; detail 8 | B | Cover; 1000 x 1000 | 1 | Nr | 199 | 199 | 193.03 | 193.03
Mansour | 5 | METALS | 057300 | DECORATIVE METAL RAILINGS | AR | Other | 164 | 057300 - DECORATIVE METAL RAILINGS | 057300 - DECORATIVE METAL RAILINGS |  | 057300 - DECORATIVE METAL RAILINGS
Mansour | 5 | METALS | 057300 | DECORATIVE METAL RAILINGS | AR | Other | 165 | Glass balustrades and handrails; comprising 76 diameter aluminum tubular section handrail, clear laminated tempered glass baluster, 50 x 50 aluminum hollow section bottom rail and posts; including flanges, fittings and fixings; complete; as specified and as Drg. A-503; detail 9 | Glass balustrades and handrails; comprising 76 diameter aluminum tubular section handrail, clear laminated tempered glass baluster, 50 x 50 aluminum hollow section bottom rail and posts; including flanges, fittings and fixings; complete; as specified and as Drg. A-503; detail 9 |  | Glass balustrades and handrails; comprising 76 diameter aluminum tubular section handrail, clear laminated tempered glass baluster, 50 x 50 aluminum hollow section bottom rail and posts; including flanges, fittings and fixings; complete; as specified and as Drg. A-503; detail 9
Mansour | 5 | METALS | 057300 | DECORATIVE METAL RAILINGS | AR | Item | 166 | 057300 - DECORATIVE METAL RAILINGS | 057300 - DECORATIVE METAL RAILINGS | A | 700 high horizontal | 12 | m | 139 | 1668 | 134.83 | 1617.96
Mansour | 5 | METALS | 057300 | DECORATIVE METAL RAILINGS | AR | Other | 167 | Glass balustrades and handrails; comprising 76 diameter aluminum tubular section handrail, clear laminated tempered glass baluster, 50 x 50 aluminum hollow section bottom rail and posts; including flanges, fittings and fixings; complete; as specified and as Drg. A-503; detail 9 | Glass balustrades and handrails; comprising 76 diameter aluminum tubular section handrail, clear laminated tempered glass baluster, 50 x 50 aluminum hollow section bottom rail and posts; including flanges, fittings and fixings; complete; as specified and as Drg. A-503; detail 9 | BILL No. 5 - METALS
Mansour | 5 | METALS | To Summary | To Summary |  | Bill Sum | 168 | 057300 - DECORATIVE METAL RAILINGS | 057300 - DECORATIVE METAL RAILINGS | To Summary |  |  |  | J.D | 4256
Mansour | 6 | WOOD AND PLASTICS | 066200 | CAST PLASTIC (GRP) FABRICATIONS | AR | Other | 169 | Glass balustrades and handrails; comprising 76 diameter aluminum tubular section handrail, clear laminated tempered glass baluster, 50 x 50 aluminum hollow section bottom rail and posts; including flanges, fittings and fixings; complete; as specified and as Drg. A-503; detail 9 | Glass balustrades and handrails; comprising 76 diameter aluminum tubular section handrail, clear laminated tempered glass baluster, 50 x 50 aluminum hollow section bottom rail and posts; including flanges, fittings and fixings; complete; as specified and as Drg. A-503; detail 9 |  |  | BILL NO. 6
Mansour | 6 | WOOD AND PLASTICS | 066200 | CAST PLASTIC (GRP) FABRICATIONS | AR | Other | 170 | 057300 - DECORATIVE METAL RAILINGS | 057300 - DECORATIVE METAL RAILINGS |  |  | WOOD AND PLASTICS
Mansour | 6 | WOOD AND PLASTICS | 066200 | CAST PLASTIC (GRP) FABRICATIONS | AR | Other | 171 | Glass balustrades and handrails; comprising 76 diameter aluminum tubular section handrail, clear laminated tempered glass baluster, 50 x 50 aluminum hollow section bottom rail and posts; including flanges, fittings and fixings; complete; as specified and as Drg. A-503; detail 9 | Glass balustrades and handrails; comprising 76 diameter aluminum tubular section handrail, clear laminated tempered glass baluster, 50 x 50 aluminum hollow section bottom rail and posts; including flanges, fittings and fixings; complete; as specified and as Drg. A-503; detail 9 | Item | Description | Qty | Unit | Rate | Amount
Mansour | 6 | WOOD AND PLASTICS | 066200 | CAST PLASTIC (GRP) FABRICATIONS | AR | Other | 172 | 057300 - DECORATIVE METAL RAILINGS | 057300 - DECORATIVE METAL RAILINGS | [5 empty] | J.D
Mansour | 6 | WOOD AND PLASTICS | 066200 | CAST PLASTIC (GRP) FABRICATIONS | AR | Other | 173 | 066200 - CAST PLASTIC (GRP) FABRICATIONS | 066200 - CAST PLASTIC (GRP) FABRICATIONS |  | 066200 - CAST PLASTIC (GRP) FABRICATIONS
Mansour | 6 | WOOD AND PLASTICS | 066200 | CAST PLASTIC (GRP) FABRICATIONS | AR | Other | 174 | GRP access ladder; fiber-glass composite ladder; made of pultruded tubing comprising flat strings and bar rungs coated with abrasive materials for slip resistance; including softwood stiffener, stainless steel expansion bolts, fittings and fixings; complete; as specified and as Drg. A-502; detail 5 | GRP access ladder; fiber-glass composite ladder; made of pultruded tubing comprising flat strings and bar rungs coated with abrasive materials for slip resistance; including softwood stiffener, stainless steel expansion bolts, fittings and fixings; complete; as specified and as Drg. A-502; detail 5 |  | GRP access ladder; fiber-glass composite ladder; made of pultruded tubing comprising flat strings and bar rungs coated with abrasive materials for slip resistance; including softwood stiffener, stainless steel expansion bolts, fittings and fixings; complete; as specified and as Drg. A-502; detail 5
Mansour | 6 | WOOD AND PLASTICS | 066200 | CAST PLASTIC (GRP) FABRICATIONS | AR | Item | 175 | 066200 - CAST PLASTIC (GRP) FABRICATIONS | 066200 - CAST PLASTIC (GRP) FABRICATIONS | A | Size 450 wide x 3100 rise | 2 | Nr | 531 | 1062 | 515.07 | 1030.14
Mansour | 6 | WOOD AND PLASTICS | 066200 | CAST PLASTIC (GRP) FABRICATIONS | AR | Item | 176 | GRP access ladder; fiber-glass composite ladder; made of pultruded tubing comprising flat strings and bar rungs coated with abrasive materials for slip resistance; including softwood stiffener, stainless steel expansion bolts, fittings and fixings; complete; as specified and as Drg. A-502; detail 5 | GRP access ladder; fiber-glass composite ladder; made of pultruded tubing comprising flat strings and bar rungs coated with abrasive materials for slip resistance; including softwood stiffener, stainless steel expansion bolts, fittings and fixings; complete; as specified and as Drg. A-502; detail 5 | B | Size 450 wide x 3450 rise | 2 | Nr | 598 | 1196 | 580.06 | 1160.12
Mansour | 6 | WOOD AND PLASTICS | 066200 | CAST PLASTIC (GRP) FABRICATIONS | AR | Other | 177 | 066200 - CAST PLASTIC (GRP) FABRICATIONS | 066200 - CAST PLASTIC (GRP) FABRICATIONS | BILL No. 6 - WOOD AND PLASTICS
Mansour | 6 | WOOD AND PLASTICS | To Summary | To Summary |  | Bill Sum | 178 | GRP access ladder; fiber-glass composite ladder; made of pultruded tubing comprising flat strings and bar rungs coated with abrasive materials for slip resistance; including softwood stiffener, stainless steel expansion bolts, fittings and fixings; complete; as specified and as Drg. A-502; detail 5 | GRP access ladder; fiber-glass composite ladder; made of pultruded tubing comprising flat strings and bar rungs coated with abrasive materials for slip resistance; including softwood stiffener, stainless steel expansion bolts, fittings and fixings; complete; as specified and as Drg. A-502; detail 5 | To Summary |  |  |  | J.D | 2258
Mansour | 7 | THERMAL AND MOISTURE PROTECTION | 071113 | BITUMINOUS DAMPROOFING | ST | Other | 179 | 066200 - CAST PLASTIC (GRP) FABRICATIONS | 066200 - CAST PLASTIC (GRP) FABRICATIONS | BILL NO. 7
Mansour | 7 | THERMAL AND MOISTURE PROTECTION | 071113 | BITUMINOUS DAMPROOFING | ST | Other | 180 | GRP access ladder; fiber-glass composite ladder; made of pultruded tubing comprising flat strings and bar rungs coated with abrasive materials for slip resistance; including softwood stiffener, stainless steel expansion bolts, fittings and fixings; complete; as specified and as Drg. A-502; detail 5 | GRP access ladder; fiber-glass composite ladder; made of pultruded tubing comprising flat strings and bar rungs coated with abrasive materials for slip resistance; including softwood stiffener, stainless steel expansion bolts, fittings and fixings; complete; as specified and as Drg. A-502; detail 5 | THERMAL AND MOISTURE PROTECTION
Mansour | 7 | THERMAL AND MOISTURE PROTECTION | 071113 | BITUMINOUS DAMPROOFING | ST | Other | 181 | 066200 - CAST PLASTIC (GRP) FABRICATIONS | 066200 - CAST PLASTIC (GRP) FABRICATIONS | Item | Description | Qty | Unit | Rate | Amount
Mansour | 7 | THERMAL AND MOISTURE PROTECTION | 071113 | BITUMINOUS DAMPROOFING | ST | Other | 182 | GRP access ladder; fiber-glass composite ladder; made of pultruded tubing comprising flat strings and bar rungs coated with abrasive materials for slip resistance; including softwood stiffener, stainless steel expansion bolts, fittings and fixings; complete; as specified and as Drg. A-502; detail 5 | GRP access ladder; fiber-glass composite ladder; made of pultruded tubing comprising flat strings and bar rungs coated with abrasive materials for slip resistance; including softwood stiffener, stainless steel expansion bolts, fittings and fixings; complete; as specified and as Drg. A-502; detail 5 | [5 empty] | J.D
Mansour | 7 | THERMAL AND MOISTURE PROTECTION | 071113 | BITUMINOUS DAMPROOFING | ST | Other | 183 | 071113 - BITUMINOUS DAMPROOFING | 071113 - BITUMINOUS DAMPROOFING |  | 071113 - BITUMINOUS DAMPROOFING
Mansour | 7 | THERMAL AND MOISTURE PROTECTION | 071113 | BITUMINOUS DAMPROOFING | ST | Item | 184 | GRP access ladder; fiber-glass composite ladder; made of pultruded tubing comprising flat strings and bar rungs coated with abrasive materials for slip resistance; including softwood stiffener, stainless steel expansion bolts, fittings and fixings; complete; as specified and as Drg. A-502; detail 5 | GRP access ladder; fiber-glass composite ladder; made of pultruded tubing comprising flat strings and bar rungs coated with abrasive materials for slip resistance; including softwood stiffener, stainless steel expansion bolts, fittings and fixings; complete; as specified and as Drg. A-502; detail 5 | A | Foundation and Walls | 420 | m2 |  | 0 | 0 | 0
Mansour | 7 | THERMAL AND MOISTURE PROTECTION | 071113 | BITUMINOUS DAMPROOFING | ST | Item | 185 | 071113 - BITUMINOUS DAMPROOFING | 071113 - BITUMINOUS DAMPROOFING | B | Ground Beams | 105 | m2 |  | 0 | 0 | 0
Mansour | 7 | THERMAL AND MOISTURE PROTECTION | 071416 | COLD FLUID APPLIED WATERPROOFING | AR | Other | 186 | 071416 - COLD FLUID APPLIED WATERPROOFING | 071416 - COLD FLUID APPLIED WATERPROOFING |  | 071416 - COLD FLUID APPLIED WATERPROOFING
Mansour | 7 | THERMAL AND MOISTURE PROTECTION | 071416 | COLD FLUID APPLIED WATERPROOFING | AR | Other | 187 | Liquid applied waterproofing membrane; single component modified polyurethane, bitumen free, waterproofing; to | Liquid applied waterproofing membrane; single component modified polyurethane, bitumen free, waterproofing; to |  | Liquid applied waterproofing membrane; single component modified polyurethane, bitumen free, waterproofing; to
Mansour | 7 | THERMAL AND MOISTURE PROTECTION | 071416 | COLD FLUID APPLIED WATERPROOFING | AR | Item | 188 | 071416 - COLD FLUID APPLIED WATERPROOFING | 071416 - COLD FLUID APPLIED WATERPROOFING | A | Floors and upstands in wet areas | 36 | m2 | 8 | 288 | 7.76 | 279.36
Mansour | 7 | THERMAL AND MOISTURE PROTECTION | 071800 | TRAFFIC COATINGS | AR | Other | 189 | 071800 - TRAFFIC COATINGS | 071800 - TRAFFIC COATINGS |  | 071800 - TRAFFIC COATINGS
Mansour | 7 | THERMAL AND MOISTURE PROTECTION | 071800 | TRAFFIC COATINGS | AR | Other | 190 | Fluid applied deck coating; polyurethane elastomeric coating, to trowelled smooth surfaces; to | Fluid applied deck coating; polyurethane elastomeric coating, to trowelled smooth surfaces; to |  | Fluid applied deck coating; polyurethane elastomeric coating, to trowelled smooth surfaces; to
Mansour | 7 | THERMAL AND MOISTURE PROTECTION | 071800 | TRAFFIC COATINGS | AR | Item | 191 | 071800 - TRAFFIC COATINGS | 071800 - TRAFFIC COATINGS | B | Floors | 64 | m2 | 27 | 1728 | 26.19 | 1676.16
Mansour | 7 | THERMAL AND MOISTURE PROTECTION | 072100 | THERMAL INSULATION | AR | Other | 192 | 072100 - THERMAL INSULATION | 072100 - THERMAL INSULATION |  | 072100 - THERMAL INSULATION |  |  |  | 0
Mansour | 7 | THERMAL AND MOISTURE PROTECTION | 072100 | THERMAL INSULATION | AR | Other | 193 | Extruded polystyrene insulation boards; including fittings and fixings; to | Extruded polystyrene insulation boards; including fittings and fixings; to |  | Extruded polystyrene insulation boards; including fittings and fixings; to |  |  |  | 0
Mansour | 7 | THERMAL AND MOISTURE PROTECTION | 072100 | THERMAL INSULATION | AR | Item | 194 | 072100 - THERMAL INSULATION | 072100 - THERMAL INSULATION | C | Elevation, 50 thick | 40 | m2 | 9 | 360 | 8.73 | 349.2
Mansour | 7 | THERMAL AND MOISTURE PROTECTION | 072100 | THERMAL INSULATION | AR | Item | 195 | Extruded polystyrene insulation boards; including fittings and fixings; to | Extruded polystyrene insulation boards; including fittings and fixings; to | D | Roofs; 50 thick | 1065 | m2 | 9 | 9585 | 8.73 | 9297.45
Mansour | 7 | THERMAL AND MOISTURE PROTECTION | 075323 | ETHYLENE-PROPYLENE DIENE-MONOMER (EPDM) ROOFING | AR | Other | 196 | 075323 - ETHYLENE-PROPYLENE DIENE-MONOMER (EPDM) ROOFING | 075323 - ETHYLENE-PROPYLENE DIENE-MONOMER (EPDM) ROOFING |  | 075323 - ETHYLENE-PROPYLENE DIENE-MONOMER (EPDM) ROOFING
Mansour | 7 | THERMAL AND MOISTURE PROTECTION | 075323 | ETHYLENE-PROPYLENE DIENE-MONOMER (EPDM) ROOFING | AR | Other | 197 | EPDM sheet roofing; flexible sheet formed from a terpolymer of ethylene propylene diene, black colour, fully bonded; to | EPDM sheet roofing; flexible sheet formed from a terpolymer of ethylene propylene diene, black colour, fully bonded; to |  | EPDM sheet roofing; flexible sheet formed from a terpolymer of ethylene propylene diene, black colour, fully bonded; to
Mansour | 7 | THERMAL AND MOISTURE PROTECTION | 075323 | ETHYLENE-PROPYLENE DIENE-MONOMER (EPDM) ROOFING | AR | Item | 198 | 075323 - ETHYLENE-PROPYLENE DIENE-MONOMER (EPDM) ROOFING | 075323 - ETHYLENE-PROPYLENE DIENE-MONOMER (EPDM) ROOFING | A | Roofs | 1144 | m2 | 46 | 52624 | 44.62 | 51045.28
Mansour | 7 | THERMAL AND MOISTURE PROTECTION | 075323 | ETHYLENE-PROPYLENE DIENE-MONOMER (EPDM) ROOFING | AR | Item | 199 | EPDM sheet roofing; flexible sheet formed from a terpolymer of ethylene propylene diene, black colour, fully bonded; to | EPDM sheet roofing; flexible sheet formed from a terpolymer of ethylene propylene diene, black colour, fully bonded; to | B | Balcony | 138 | m2 | 46 | 6348 | 44.62 | 6157.56
Mansour | 7 | THERMAL AND MOISTURE PROTECTION | 075323 | ETHYLENE-PROPYLENE DIENE-MONOMER (EPDM) ROOFING | AR | Item | 200 | 075323 - ETHYLENE-PROPYLENE DIENE-MONOMER (EPDM) ROOFING | 075323 - ETHYLENE-PROPYLENE DIENE-MONOMER (EPDM) ROOFING | C | Upstands | 243 | m2 | 46 | 11178 | 44.62 | 10842.66
Mansour | 7 | THERMAL AND MOISTURE PROTECTION | 075323 | ETHYLENE-PROPYLENE DIENE-MONOMER (EPDM) ROOFING | AR | Other | 201 | Filter membrane; vapour permeable geotextile, non woven thermally bonded continuous polypropylene filments; to | Filter membrane; vapour permeable geotextile, non woven thermally bonded continuous polypropylene filments; to |  | Filter membrane; vapour permeable geotextile, non woven thermally bonded continuous polypropylene filments; to
Mansour | 7 | THERMAL AND MOISTURE PROTECTION | 075323 | ETHYLENE-PROPYLENE DIENE-MONOMER (EPDM) ROOFING | AR | Item | 202 | 075323 - ETHYLENE-PROPYLENE DIENE-MONOMER (EPDM) ROOFING | 075323 - ETHYLENE-PROPYLENE DIENE-MONOMER (EPDM) ROOFING | D | Roofs | 1065 | m2 | 7 | 7455 | 6.79 | 7231.35
Mansour | 7 | THERMAL AND MOISTURE PROTECTION | 075323 | ETHYLENE-PROPYLENE DIENE-MONOMER (EPDM) ROOFING | AR | Other | 203 | Elastomeric coating; U.V. protection to waterproof membrane; to | Elastomeric coating; U.V. protection to waterproof membrane; to |  | Elastomeric coating; U.V. protection to waterproof membrane; to
Mansour | 7 | THERMAL AND MOISTURE PROTECTION | 075323 | ETHYLENE-PROPYLENE DIENE-MONOMER (EPDM) ROOFING | AR | Item | 204 | 075323 - ETHYLENE-PROPYLENE DIENE-MONOMER (EPDM) ROOFING | 075323 - ETHYLENE-PROPYLENE DIENE-MONOMER (EPDM) ROOFING | E | Upstands | 63 | m2 | 3 | 189 | 2.91 | 183.33
Mansour | 7 | THERMAL AND MOISTURE PROTECTION | 075323 | ETHYLENE-PROPYLENE DIENE-MONOMER (EPDM) ROOFING | AR | Other | 205 | Protective covering ballast; crushed gravel; to | Protective covering ballast; crushed gravel; to |  | Protective covering ballast; crushed gravel; to
Mansour | 7 | THERMAL AND MOISTURE PROTECTION | 075323 | ETHYLENE-PROPYLENE DIENE-MONOMER (EPDM) ROOFING | AR | Item | 206 | 075323 - ETHYLENE-PROPYLENE DIENE-MONOMER (EPDM) ROOFING | 075323 - ETHYLENE-PROPYLENE DIENE-MONOMER (EPDM) ROOFING | F | Roof; 50 thick | 1065 | m2 | 1 | 1065 | 0.97 | 1033.05
Mansour | 7 | THERMAL AND MOISTURE PROTECTION | 077200 | ROOF ACCESSORIES | AR | Other | 207 | 077200 - ROOF ACCESSORIES | 077200 - ROOF ACCESSORIES |  | 077200 - ROOF ACCESSORIES
Mansour | 7 | THERMAL AND MOISTURE PROTECTION | 077200 | ROOF ACCESSORIES | AR | Other | 208 | Accessories; aluminum alloy; as Drg. FD-A-502; detail 6 | Accessories; aluminum alloy; as Drg. FD-A-502; detail 6 |  | Accessories; aluminum alloy; as Drg. FD-A-502; detail 6
Mansour | 7 | THERMAL AND MOISTURE PROTECTION | 077200 | ROOF ACCESSORIES | AR | Item | 209 | 077200 - ROOF ACCESSORIES | 077200 - ROOF ACCESSORIES | G | Pressure plate; 40 x 3 thick; including backing cord and sealant | 419 | m | 5 | 2095 | 4.85 | 2032.15
Mansour | 7 | THERMAL AND MOISTURE PROTECTION | 077200 | ROOF ACCESSORIES | AR | Other | 210 | Accessories; galvanized steel | Accessories; galvanized steel |  | Accessories; galvanized steel
Mansour | 7 | THERMAL AND MOISTURE PROTECTION | 077200 | ROOF ACCESSORIES | AR | Item | 211 | 077200 - ROOF ACCESSORIES | 077200 - ROOF ACCESSORIES | A | Rainwater spouts; 75 diameter, 370 long, including stainless steel saddle band, neoprene gaskets; complete; as specified and as Drg. FD-A-502; detail 9 | 12 | Nr | 46 | 552 | 44.62 | 535.44
Mansour | 7 | THERMAL AND MOISTURE PROTECTION | 077200 | ROOF ACCESSORIES | AR | Other | 212 | Access hatches; comprising 2 thick galvanized pressed steel skin cover, steel angle frame set in concrete; including ironmongery, stay chain, padlock, neoprene gaskets, timber nailer, epoxy paint, fittings and fixings; complete; as specified and as Drg. FD-A-502; detail 2 | Access hatches; comprising 2 thick galvanized pressed steel skin cover, steel angle frame set in concrete; including ironmongery, stay chain, padlock, neoprene gaskets, timber nailer, epoxy paint, fittings and fixings; complete; as specified and as Drg. FD-A-502; detail 2 |  | Access hatches; comprising 2 thick galvanized pressed steel skin cover, steel angle frame set in concrete; including ironmongery, stay chain, padlock, neoprene gaskets, timber nailer, epoxy paint, fittings and fixings; complete; as specified and as Drg. FD-A-502; detail 2
Mansour | 7 | THERMAL AND MOISTURE PROTECTION | 077200 | ROOF ACCESSORIES | AR | Item | 213 | 077200 - ROOF ACCESSORIES | 077200 - ROOF ACCESSORIES | B | Size 1000 x 1000 | 4 | Nr | 199 | 796 | 193.03 | 772.12
Mansour | 7 | THERMAL AND MOISTURE PROTECTION | 077200 | ROOF ACCESSORIES | AR | Item | 214 | Access hatches; comprising 2 thick galvanized pressed steel skin cover, steel angle frame set in concrete; including ironmongery, stay chain, padlock, neoprene gaskets, timber nailer, epoxy paint, fittings and fixings; complete; as specified and as Drg. FD-A-502; detail 2 | Access hatches; comprising 2 thick galvanized pressed steel skin cover, steel angle frame set in concrete; including ironmongery, stay chain, padlock, neoprene gaskets, timber nailer, epoxy paint, fittings and fixings; complete; as specified and as Drg. FD-A-502; detail 2 | C | Size 850 x 850 | 2 | Nr | 133 | 266 | 129.01 | 258.02
Mansour | 7 | THERMAL AND MOISTURE PROTECTION | 079200 | JOINT SEALANTS | AR | Other | 215 | 079200 - JOINT SEALANTS | 079200 - JOINT SEALANTS |  | 079200 - JOINT SEALANTS
Mansour | 7 | THERMAL AND MOISTURE PROTECTION | 079200 | JOINT SEALANTS | AR | Other | 216 | Expansion joints; in finish; including metal angle trim, plaster stop and architraves, filler pieces, sealant and backing cord as appropriate; complete; as specified and as Drg. FD-A-502; detail 10 | Expansion joints; in finish; including metal angle trim, plaster stop and architraves, filler pieces, sealant and backing cord as appropriate; complete; as specified and as Drg. FD-A-502; detail 10 |  | Expansion joints; in finish; including metal angle trim, plaster stop and architraves, filler pieces, sealant and backing cord as appropriate; complete; as specified and as Drg. FD-A-502; detail 10
Mansour | 7 | THERMAL AND MOISTURE PROTECTION | 079200 | JOINT SEALANTS | AR | Item | 217 | 079200 - JOINT SEALANTS | 079200 - JOINT SEALANTS | D | Ceramic floor to plaster wall | 37 | m |  | 0 | 0 | 0
Mansour | 7 | THERMAL AND MOISTURE PROTECTION | 079200 | JOINT SEALANTS | AR | Item | 218 | Expansion joints; in finish; including metal angle trim, plaster stop and architraves, filler pieces, sealant and backing cord as appropriate; complete; as specified and as Drg. FD-A-502; detail 10 | Expansion joints; in finish; including metal angle trim, plaster stop and architraves, filler pieces, sealant and backing cord as appropriate; complete; as specified and as Drg. FD-A-502; detail 10 | D | Floor to floor | 2 | m | 12 | 24 | 11.64 | 23.28
Mansour | 7 | THERMAL AND MOISTURE PROTECTION | 079200 | JOINT SEALANTS | AR | Item | 219 | 079200 - JOINT SEALANTS | 079200 - JOINT SEALANTS | F | Floor to wall; ceramic | 3 | m |  | 0 | 0 | 0
Mansour | 7 | THERMAL AND MOISTURE PROTECTION | 079200 | JOINT SEALANTS | AR | Item | 220 | Expansion joints; in finish; including metal angle trim, plaster stop and architraves, filler pieces, sealant and backing cord as appropriate; complete; as specified and as Drg. FD-A-502; detail 10 | Expansion joints; in finish; including metal angle trim, plaster stop and architraves, filler pieces, sealant and backing cord as appropriate; complete; as specified and as Drg. FD-A-502; detail 10 | G | Ceiling to wall; plaster | 18 | m |  | 0 | 0 | 0
Mansour | 7 | THERMAL AND MOISTURE PROTECTION | 079200 | JOINT SEALANTS | AR | Item | 221 | 079200 - JOINT SEALANTS | 079200 - JOINT SEALANTS | A | Wall to wall; plaster | 7 | m | 12 | 84 | 11.64 | 81.48
Mansour | 7 | THERMAL AND MOISTURE PROTECTION | 079200 | JOINT SEALANTS | AR | Item | 222 | Expansion joints; in finish; including metal angle trim, plaster stop and architraves, filler pieces, sealant and backing cord as appropriate; complete; as specified and as Drg. FD-A-502; detail 10 | Expansion joints; in finish; including metal angle trim, plaster stop and architraves, filler pieces, sealant and backing cord as appropriate; complete; as specified and as Drg. FD-A-502; detail 10 | B | Twin curb upstand | 17 | m |  | 0 | 0 | 0
Mansour | 7 | THERMAL AND MOISTURE PROTECTION | 079200 | JOINT SEALANTS | AR | Other | 223 | 079200 - JOINT SEALANTS | 079200 - JOINT SEALANTS | BILL NO. 7 - THERMAL AND MOISTURE PROTECTION
Mansour | 7 | THERMAL AND MOISTURE PROTECTION | To Summary | To Summary |  | Bill Sum | 224 | Expansion joints; in finish; including metal angle trim, plaster stop and architraves, filler pieces, sealant and backing cord as appropriate; complete; as specified and as Drg. FD-A-502; detail 10 | Expansion joints; in finish; including metal angle trim, plaster stop and architraves, filler pieces, sealant and backing cord as appropriate; complete; as specified and as Drg. FD-A-502; detail 10 | To Summary |  |  |  | J.D | 94637
Mansour | 8 | OPENINGS | 081113 | HOLLOW METAL DOORS AND FRAMES | AR | Other | 225 | 079200 - JOINT SEALANTS | 079200 - JOINT SEALANTS |  |  | BILL NO. 8
Mansour | 8 | OPENINGS | 081113 | HOLLOW METAL DOORS AND FRAMES | AR | Other | 226 | Expansion joints; in finish; including metal angle trim, plaster stop and architraves, filler pieces, sealant and backing cord as appropriate; complete; as specified and as Drg. FD-A-502; detail 10 | Expansion joints; in finish; including metal angle trim, plaster stop and architraves, filler pieces, sealant and backing cord as appropriate; complete; as specified and as Drg. FD-A-502; detail 10 |  |  | OPENINGS
Mansour | 8 | OPENINGS | 081113 | HOLLOW METAL DOORS AND FRAMES | AR | Other | 227 | 079200 - JOINT SEALANTS | 079200 - JOINT SEALANTS | Item | Description | Qty | Unit | Rate | Amount
Mansour | 8 | OPENINGS | 081113 | HOLLOW METAL DOORS AND FRAMES | AR | Other | 228 | Expansion joints; in finish; including metal angle trim, plaster stop and architraves, filler pieces, sealant and backing cord as appropriate; complete; as specified and as Drg. FD-A-502; detail 10 | Expansion joints; in finish; including metal angle trim, plaster stop and architraves, filler pieces, sealant and backing cord as appropriate; complete; as specified and as Drg. FD-A-502; detail 10 | [5 empty] | J.D
Mansour | 8 | OPENINGS | 081113 | HOLLOW METAL DOORS AND FRAMES | AR | Other | 229 | 081113 - HOLLOW METAL DOORS AND FRAMES | 081113 - HOLLOW METAL DOORS AND FRAMES |  | 081113 - HOLLOW METAL DOORS AND FRAMES
Mansour | 8 | OPENINGS | 081113 | HOLLOW METAL DOORS AND FRAMES | AR | Other | 230 | Flush steel doors; 43 mm thick; leaf construction type 3.constructed from steel section frame; galvanized steel sheet both skins, factory primed for painting; including fittings and fixings; complete; as specified and as Drg. A-611 | Flush steel doors; 43 mm thick; leaf construction type 3.constructed from steel section frame; galvanized steel sheet both skins, factory primed for painting; including fittings and fixings; complete; as specified and as Drg. A-611 |  | Flush steel doors; 43 mm thick; leaf construction type 3.constructed from steel section frame; galvanized steel sheet both skins, factory primed for painting; including fittings and fixings; complete; as specified and as Drg. A-611
Mansour | 8 | OPENINGS | 081113 | HOLLOW METAL DOORS AND FRAMES | AR | Item | 231 | 081113 - HOLLOW METAL DOORS AND FRAMES | 081113 - HOLLOW METAL DOORS AND FRAMES | A | Leaf size S1; 1050 x 2200 high | 3 | Nr |  | 0 | 0 | 0
Mansour | 8 | OPENINGS | 081113 | HOLLOW METAL DOORS AND FRAMES | AR | Item | 232 | Flush steel doors; 43 mm thick; leaf construction type 3.constructed from steel section frame; galvanized steel sheet both skins, factory primed for painting; including fittings and fixings; complete; as specified and as Drg. A-611 | Flush steel doors; 43 mm thick; leaf construction type 3.constructed from steel section frame; galvanized steel sheet both skins, factory primed for painting; including fittings and fixings; complete; as specified and as Drg. A-611 | B | Leaf size S10; 1660 x 2200 high; double leaf; with glass vision panels | 1 | Nr |  | 0 | 0 | 0
Mansour | 8 | OPENINGS | 081113 | HOLLOW METAL DOORS AND FRAMES | AR | Item | 233 | 081113 - HOLLOW METAL DOORS AND FRAMES | 081113 - HOLLOW METAL DOORS AND FRAMES | C | Leaf size S12; 930 x 2200 high; with glass vision panel | 1 | Nr |  | 0 | 0 | 0
Mansour | 8 | OPENINGS | 081113 | HOLLOW METAL DOORS AND FRAMES | AR | Item | 234 | Flush steel doors; 43 mm thick; leaf construction type 3.constructed from steel section frame; galvanized steel sheet both skins, factory primed for painting; including fittings and fixings; complete; as specified and as Drg. A-611 | Flush steel doors; 43 mm thick; leaf construction type 3.constructed from steel section frame; galvanized steel sheet both skins, factory primed for painting; including fittings and fixings; complete; as specified and as Drg. A-611 | D | Leaf size S16; 1233 x 2200 high | 1 | Nr |  | 0 | 0 | 0
Mansour | 8 | OPENINGS | 081113 | HOLLOW METAL DOORS AND FRAMES | AR | Item | 235 | 081113 - HOLLOW METAL DOORS AND FRAMES | 081113 - HOLLOW METAL DOORS AND FRAMES | E | Leaf size S18; 1233 x 2200 high | 2 | Nr |  | 0 | 0 | 0
Mansour | 8 | OPENINGS | 081113 | HOLLOW METAL DOORS AND FRAMES | AR | Item | 236 | Flush steel doors; 43 mm thick; leaf construction type 3.constructed from steel section frame; galvanized steel sheet both skins, factory primed for painting; including fittings and fixings; complete; as specified and as Drg. A-611 | Flush steel doors; 43 mm thick; leaf construction type 3.constructed from steel section frame; galvanized steel sheet both skins, factory primed for painting; including fittings and fixings; complete; as specified and as Drg. A-611 | F | Leaf size S21; 1400 x 2200 high; double leaf | 1 | Nr |  | 0 | 0 | 0
Mansour | 8 | OPENINGS | 081113 | HOLLOW METAL DOORS AND FRAMES | AR | Item | 237 | 081113 - HOLLOW METAL DOORS AND FRAMES | 081113 - HOLLOW METAL DOORS AND FRAMES | G | Leaf size S22; 900 x 2200 high; with glass vision panel | 1 | Nr |  | 0 | 0 | 0
Mansour | 8 | OPENINGS | 081113 | HOLLOW METAL DOORS AND FRAMES | AR | Item | 238 | Flush steel doors; 43 mm thick; leaf construction type 3.constructed from steel section frame; galvanized steel sheet both skins, factory primed for painting; including fittings and fixings; complete; as specified and as Drg. A-611 | Flush steel doors; 43 mm thick; leaf construction type 3.constructed from steel section frame; galvanized steel sheet both skins, factory primed for painting; including fittings and fixings; complete; as specified and as Drg. A-611 | H | Leaf size S7; 1080 x 2200 high; with glass vision panel | 5 | Nr |  | 0 | 0 | 0
Mansour | 8 | OPENINGS | 081113 | HOLLOW METAL DOORS AND FRAMES | AR | Item | 239 | 081113 - HOLLOW METAL DOORS AND FRAMES | 081113 - HOLLOW METAL DOORS AND FRAMES | A | Leaf size S6; 1100 x 2200 high | 1 | Nr | 359 | 359 | 348.23 | 348.23
Mansour | 8 | OPENINGS | 081113 | HOLLOW METAL DOORS AND FRAMES | AR | Item | 240 | Flush steel doors; 43 mm thick; leaf construction type 3.constructed from steel section frame; galvanized steel sheet both skins, factory primed for painting; including fittings and fixings; complete; as specified and as Drg. A-611 | Flush steel doors; 43 mm thick; leaf construction type 3.constructed from steel section frame; galvanized steel sheet both skins, factory primed for painting; including fittings and fixings; complete; as specified and as Drg. A-611 | K | Leaf size S23; 1690 x 2200 high; double leaf; with glass vision panel | 1 | Nr |  | 0 | 0 | 0
Mansour | 8 | OPENINGS | 081113 | HOLLOW METAL DOORS AND FRAMES | AR | Other | 241 | Flush steel doors; 43 mm thick; leaf construction type 4; fire rated; constructed from steel section frame; infill with non combustible thermal insulating material, galvanized steel sheet both skins, factory primed for painting; including intumescent strip, fittings and fixings; complete; as specified and as Drg. A-611 | Flush steel doors; 43 mm thick; leaf construction type 4; fire rated; constructed from steel section frame; infill with non combustible thermal insulating material, galvanized steel sheet both skins, factory primed for painting; including intumescent strip, fittings and fixings; complete; as specified and as Drg. A-611 |  | Flush steel doors; 43 mm thick; leaf construction type 4; fire rated; constructed from steel section frame; infill with non combustible thermal insulating material, galvanized steel sheet both skins, factory primed for painting; including intumescent strip, fittings and fixings; complete; as specified and as Drg. A-611
Mansour | 8 | OPENINGS | 081113 | HOLLOW METAL DOORS AND FRAMES | AR | Item | 242 | Flush steel doors; 43 mm thick; leaf construction type 3.constructed from steel section frame; galvanized steel sheet both skins, factory primed for painting; including fittings and fixings; complete; as specified and as Drg. A-611 | Flush steel doors; 43 mm thick; leaf construction type 3.constructed from steel section frame; galvanized steel sheet both skins, factory primed for painting; including fittings and fixings; complete; as specified and as Drg. A-611 | A | Leaf size S7; 1080 x 2200 high; 60 minutes; with glass vision panel | 1 | Nr | 518 | 518 | 502.46 | 502.46
Mansour | 8 | OPENINGS | 081113 | HOLLOW METAL DOORS AND FRAMES | AR | Item | 243 | Flush steel doors; 43 mm thick; leaf construction type 4; fire rated; constructed from steel section frame; infill with non combustible thermal insulating material, galvanized steel sheet both skins, factory primed for painting; including intumescent strip, fittings and fixings; complete; as specified and as Drg. A-611 | Flush steel doors; 43 mm thick; leaf construction type 4; fire rated; constructed from steel section frame; infill with non combustible thermal insulating material, galvanized steel sheet both skins, factory primed for painting; including intumescent strip, fittings and fixings; complete; as specified and as Drg. A-611 | B | Leaf size S1; 1050 x 2200 high; 60 minutes | 1 | Nr |  | 0 | 0 | 0
Mansour | 8 | OPENINGS | 081113 | HOLLOW METAL DOORS AND FRAMES | AR | Item | 244 | Flush steel doors; 43 mm thick; leaf construction type 3.constructed from steel section frame; galvanized steel sheet both skins, factory primed for painting; including fittings and fixings; complete; as specified and as Drg. A-611 | Flush steel doors; 43 mm thick; leaf construction type 3.constructed from steel section frame; galvanized steel sheet both skins, factory primed for painting; including fittings and fixings; complete; as specified and as Drg. A-611 | C | Leaf size S10; 1660 x 2200 high; 45 minutes; double leaf; with glass vision panel | 2 | Nr |  | 0 | 0 | 0
Mansour | 8 | OPENINGS | 081113 | HOLLOW METAL DOORS AND FRAMES | AR | Item | 245 | Flush steel doors; 43 mm thick; leaf construction type 4; fire rated; constructed from steel section frame; infill with non combustible thermal insulating material, galvanized steel sheet both skins, factory primed for painting; including intumescent strip, fittings and fixings; complete; as specified and as Drg. A-611 | Flush steel doors; 43 mm thick; leaf construction type 4; fire rated; constructed from steel section frame; infill with non combustible thermal insulating material, galvanized steel sheet both skins, factory primed for painting; including intumescent strip, fittings and fixings; complete; as specified and as Drg. A-611 | D | Leaf size S18; 1233 x 2200 high; 60 minutes | 1 | Nr |  | 0 | 0 | 0
Mansour | 8 | OPENINGS | 081113 | HOLLOW METAL DOORS AND FRAMES | AR | Item | 246 | Flush steel doors; 43 mm thick; leaf construction type 3.constructed from steel section frame; galvanized steel sheet both skins, factory primed for painting; including fittings and fixings; complete; as specified and as Drg. A-611 | Flush steel doors; 43 mm thick; leaf construction type 3.constructed from steel section frame; galvanized steel sheet both skins, factory primed for painting; including fittings and fixings; complete; as specified and as Drg. A-611 | B | Leaf size S3; 900 x 2200 high; 60 minutes | 3 | Nr | 398 | 1194 | 386.06 | 1158.18
Mansour | 8 | OPENINGS | 081113 | HOLLOW METAL DOORS AND FRAMES | AR | Item | 247 | Flush steel doors; 43 mm thick; leaf construction type 4; fire rated; constructed from steel section frame; infill with non combustible thermal insulating material, galvanized steel sheet both skins, factory primed for painting; including intumescent strip, fittings and fixings; complete; as specified and as Drg. A-611 | Flush steel doors; 43 mm thick; leaf construction type 4; fire rated; constructed from steel section frame; infill with non combustible thermal insulating material, galvanized steel sheet both skins, factory primed for painting; including intumescent strip, fittings and fixings; complete; as specified and as Drg. A-611 | F | Leaf size S11; 1605 x 2200 high; 60 minutes; double leaf; with glass vision panel | 1 | Nr |  | 0 | 0 | 0
Mansour | 8 | OPENINGS | 081113 | HOLLOW METAL DOORS AND FRAMES | AR | Item | 248 | Flush steel doors; 43 mm thick; leaf construction type 3.constructed from steel section frame; galvanized steel sheet both skins, factory primed for painting; including fittings and fixings; complete; as specified and as Drg. A-611 | Flush steel doors; 43 mm thick; leaf construction type 3.constructed from steel section frame; galvanized steel sheet both skins, factory primed for painting; including fittings and fixings; complete; as specified and as Drg. A-611 | C | Leaf size S23; 1690 x 2200 high; 90 minutes; double leaf; with glass vision panel | 1 | Nr | 996 | 996 | 966.12 | 966.12
Mansour | 8 | OPENINGS | 081113 | HOLLOW METAL DOORS AND FRAMES | AR | Other | 249 | Louvered steel doors; 43 mm thick; leaf construction type 5; galvanized; zinc coated and factory primed for painting; including fittings and fixings; complete; as specified and as Drg. A-611 | Louvered steel doors; 43 mm thick; leaf construction type 5; galvanized; zinc coated and factory primed for painting; including fittings and fixings; complete; as specified and as Drg. A-611 |  | Louvered steel doors; 43 mm thick; leaf construction type 5; galvanized; zinc coated and factory primed for painting; including fittings and fixings; complete; as specified and as Drg. A-611
Mansour | 8 | OPENINGS | 081113 | HOLLOW METAL DOORS AND FRAMES | AR | Item | 250 | Flush steel doors; 43 mm thick; leaf construction type 3.constructed from steel section frame; galvanized steel sheet both skins, factory primed for painting; including fittings and fixings; complete; as specified and as Drg. A-611 | Flush steel doors; 43 mm thick; leaf construction type 3.constructed from steel section frame; galvanized steel sheet both skins, factory primed for painting; including fittings and fixings; complete; as specified and as Drg. A-611 | A | Leaf size S5; 1830 x 2000 high; double leaf | 2 | Nr | 850 | 1700 | 824.5 | 1649
Mansour | 8 | OPENINGS | 081113 | HOLLOW METAL DOORS AND FRAMES | AR | Item | 251 | Louvered steel doors; 43 mm thick; leaf construction type 5; galvanized; zinc coated and factory primed for painting; including fittings and fixings; complete; as specified and as Drg. A-611 | Louvered steel doors; 43 mm thick; leaf construction type 5; galvanized; zinc coated and factory primed for painting; including fittings and fixings; complete; as specified and as Drg. A-611 | B | Leaf size S17; 1830 x 2000 high; double leaf | 1 | Nr |  | 0 | 0 | 0
Mansour | 8 | OPENINGS | 081113 | HOLLOW METAL DOORS AND FRAMES | AR | Item | 252 | Flush steel doors; 43 mm thick; leaf construction type 3.constructed from steel section frame; galvanized steel sheet both skins, factory primed for painting; including fittings and fixings; complete; as specified and as Drg. A-611 | Flush steel doors; 43 mm thick; leaf construction type 3.constructed from steel section frame; galvanized steel sheet both skins, factory primed for painting; including fittings and fixings; complete; as specified and as Drg. A-611 | C | Leaf size S9; 1080 x 2000 high | 1 | Nr |  | 0 | 0 | 0
Mansour | 8 | OPENINGS | 081113 | HOLLOW METAL DOORS AND FRAMES | AR | Other | 253 | Special doors; including ironmongery, accessories, painting, fittings and fixings; complete; as specified and as Drg. A-611 | Special doors; including ironmongery, accessories, painting, fittings and fixings; complete; as specified and as Drg. A-611 |  | Special doors; including ironmongery, accessories, painting, fittings and fixings; complete; as specified and as Drg. A-611
Mansour | 8 | OPENINGS | 081113 | HOLLOW METAL DOORS AND FRAMES | AR | Item | 254 | Flush steel doors; 43 mm thick; leaf construction type 3.constructed from steel section frame; galvanized steel sheet both skins, factory primed for painting; including fittings and fixings; complete; as specified and as Drg. A-611 | Flush steel doors; 43 mm thick; leaf construction type 3.constructed from steel section frame; galvanized steel sheet both skins, factory primed for painting; including fittings and fixings; complete; as specified and as Drg. A-611 | D | Leaf size S14; 930 x 2200 high; with glass vision panel; room G31 | 1 | Nr |  | 0 | 0 | 0
Mansour | 8 | OPENINGS | 081113 | HOLLOW METAL DOORS AND FRAMES | AR | Item | 255 | Special doors; including ironmongery, accessories, painting, fittings and fixings; complete; as specified and as Drg. A-611 | Special doors; including ironmongery, accessories, painting, fittings and fixings; complete; as specified and as Drg. A-611 | E | Leaf size S20; 800 x 2200 high; rooms G35, G37 | 2 | Nr |  | 0 | 0 | 0
Mansour | 8 | OPENINGS | 081113 | HOLLOW METAL DOORS AND FRAMES | AR | Item | 256 | Flush steel doors; 43 mm thick; leaf construction type 3.constructed from steel section frame; galvanized steel sheet both skins, factory primed for painting; including fittings and fixings; complete; as specified and as Drg. A-611 | Flush steel doors; 43 mm thick; leaf construction type 3.constructed from steel section frame; galvanized steel sheet both skins, factory primed for painting; including fittings and fixings; complete; as specified and as Drg. A-611 | F | Leaf size S20; 800 x 2200 high; with glass vision panel; rooms G34, G38 | 2 | Nr |  | 0 | 0 | 0
Mansour | 8 | OPENINGS | 081113 | HOLLOW METAL DOORS AND FRAMES | AR | Item | 257 | Special doors; including ironmongery, accessories, painting, fittings and fixings; complete; as specified and as Drg. A-611 | Special doors; including ironmongery, accessories, painting, fittings and fixings; complete; as specified and as Drg. A-611 | G | Leaf size S22; 900 x 2200 high; with glass vision panel; rooms G39 | 1 | Nr |  | 0 | 0 | 0
Mansour | 8 | OPENINGS | 081113 | HOLLOW METAL DOORS AND FRAMES | AR | Other | 258 | Steel hollow door frames; zinc coated and factory primed for painting; including fixings and fillings solid with mortar; as specified and as Drg. A-611 | Steel hollow door frames; zinc coated and factory primed for painting; including fixings and fillings solid with mortar; as specified and as Drg. A-611 |  | Steel hollow door frames; zinc coated and factory primed for painting; including fixings and fillings solid with mortar; as specified and as Drg. A-611
Mansour | 8 | OPENINGS | 081113 | HOLLOW METAL DOORS AND FRAMES | AR | Item | 259 | Special doors; including ironmongery, accessories, painting, fittings and fixings; complete; as specified and as Drg. A-611 | Special doors; including ironmongery, accessories, painting, fittings and fixings; complete; as specified and as Drg. A-611 | B | Type A | 300 | m | 23 | 6900 | 22.31 | 6693
Mansour | 8 | OPENINGS | 081113 | HOLLOW METAL DOORS AND FRAMES | AR | Item | 260 | Steel hollow door frames; zinc coated and factory primed for painting; including fixings and fillings solid with mortar; as specified and as Drg. A-611 | Steel hollow door frames; zinc coated and factory primed for painting; including fixings and fillings solid with mortar; as specified and as Drg. A-611 | J | Type C | 7 | m |  |  | 0 | 0
Mansour | 8 | OPENINGS | 081113 | HOLLOW METAL DOORS AND FRAMES | AR | Other | 261 | Steel hollow door frames; fire rated, zinc coated and factory primed for painting; including fixings and filling solid with mortar; as specified and as Drg. A-611 | Steel hollow door frames; fire rated, zinc coated and factory primed for painting; including fixings and filling solid with mortar; as specified and as Drg. A-611 |  | Steel hollow door frames; fire rated, zinc coated and factory primed for painting; including fixings and filling solid with mortar; as specified and as Drg. A-611
Mansour | 8 | OPENINGS | 081113 | HOLLOW METAL DOORS AND FRAMES | AR | Item | 262 | Steel hollow door frames; zinc coated and factory primed for painting; including fixings and fillings solid with mortar; as specified and as Drg. A-611 | Steel hollow door frames; zinc coated and factory primed for painting; including fixings and fillings solid with mortar; as specified and as Drg. A-611 | A | Type A; 20 minutes | 65 | m |  |  | 0 | 0
Mansour | 8 | OPENINGS | 081113 | HOLLOW METAL DOORS AND FRAMES | AR | Item | 263 | Steel hollow door frames; fire rated, zinc coated and factory primed for painting; including fixings and filling solid with mortar; as specified and as Drg. A-611 | Steel hollow door frames; fire rated, zinc coated and factory primed for painting; including fixings and filling solid with mortar; as specified and as Drg. A-611 | B | Type A; 45 minutes | 44 | m |  |  | 0 | 0
Mansour | 8 | OPENINGS | 081113 | HOLLOW METAL DOORS AND FRAMES | AR | Item | 264 | Steel hollow door frames; zinc coated and factory primed for painting; including fixings and fillings solid with mortar; as specified and as Drg. A-611 | Steel hollow door frames; zinc coated and factory primed for painting; including fixings and fillings solid with mortar; as specified and as Drg. A-611 | C | Type A; 60 minutes | 109 | m |  |  | 0 | 0
Mansour | 8 | OPENINGS | 081113 | HOLLOW METAL DOORS AND FRAMES | AR | Item | 265 | Steel hollow door frames; fire rated, zinc coated and factory primed for painting; including fixings and filling solid with mortar; as specified and as Drg. A-611 | Steel hollow door frames; fire rated, zinc coated and factory primed for painting; including fixings and filling solid with mortar; as specified and as Drg. A-611 | A | Type C; 90 minutes | 5 | m | 40 | 200 | 38.8 | 194
Mansour | 8 | OPENINGS | 081416 | FLUSH WOOD DOORS | AR | Other | 266 | 081416 - FLUSH WOOD DOORS | 081416 - FLUSH WOOD DOORS |  | 081416 - FLUSH WOOD DOORS
Mansour | 8 | OPENINGS | 081416 | FLUSH WOOD DOORS | AR | Other | 267 | Flush wood doors; semi-solid core, 43 thick, leaf construction type 1; comprising preservative treated softwood framing and noggins faced both sides with 6 mm plywood glued and pressed to framing and lipped on all edges with hardwood, veneered faced, finished to receive clear finish paint; including fittings and fixings; complete; as specified and as Drg. A-611 | Flush wood doors; semi-solid core, 43 thick, leaf construction type 1; comprising preservative treated softwood framing and noggins faced both sides with 6 mm plywood glued and pressed to framing and lipped on all edges with hardwood, veneered faced, finished to receive clear finish paint; including fittings and fixings; complete; as specified and as Drg. A-611 |  | Flush wood doors; semi-solid core, 43 thick, leaf construction type 1; comprising preservative treated softwood framing and noggins faced both sides with 6 mm plywood glued and pressed to framing and lipped on all edges with hardwood, veneered faced, finished to receive clear finish paint; including fittings and fixings; complete; as specified and as Drg. A-611
Mansour | 8 | OPENINGS | 081416 | FLUSH WOOD DOORS | AR | Item | 268 | 081416 - FLUSH WOOD DOORS | 081416 - FLUSH WOOD DOORS | E | Leaf size W5; 1530 x 2200 high; double leaf; with glass vision panel | 4 | Nr |  |  | 0 | 0
Mansour | 8 | OPENINGS | 081416 | FLUSH WOOD DOORS | AR | Other | 269 | Flush wood doors; semi-solid core, 43 thick, leaf construction type 1; comprising preservative treated softwood framing and noggins faced both sides with 6 mm plywood glued and pressed to framing and lipped on all edges with hardwood, faced with plastic laminated finish; including fittings and fixings; complete; as specified and as Drg. A-611 | Flush wood doors; semi-solid core, 43 thick, leaf construction type 1; comprising preservative treated softwood framing and noggins faced both sides with 6 mm plywood glued and pressed to framing and lipped on all edges with hardwood, faced with plastic laminated finish; including fittings and fixings; complete; as specified and as Drg. A-611 |  | Flush wood doors; semi-solid core, 43 thick, leaf construction type 1; comprising preservative treated softwood framing and noggins faced both sides with 6 mm plywood glued and pressed to framing and lipped on all edges with hardwood, faced with plastic laminated finish; including fittings and fixings; complete; as specified and as Drg. A-611
Mansour | 8 | OPENINGS | 081416 | FLUSH WOOD DOORS | AR | Item | 270 | 081416 - FLUSH WOOD DOORS | 081416 - FLUSH WOOD DOORS | A | Leaf size W1; 730 x 2200 high | 3 | Nr | 398 | 1194 | 386.06 | 1158.18
Mansour | 8 | OPENINGS | 081416 | FLUSH WOOD DOORS | AR | Item | 271 | Flush wood doors; semi-solid core, 43 thick, leaf construction type 1; comprising preservative treated softwood framing and noggins faced both sides with 6 mm plywood glued and pressed to framing and lipped on all edges with hardwood, faced with plastic laminated finish; including fittings and fixings; complete; as specified and as Drg. A-611 | Flush wood doors; semi-solid core, 43 thick, leaf construction type 1; comprising preservative treated softwood framing and noggins faced both sides with 6 mm plywood glued and pressed to framing and lipped on all edges with hardwood, faced with plastic laminated finish; including fittings and fixings; complete; as specified and as Drg. A-611 | B | Leaf size W11; 930 x 2200 high; with glass vision panel | 2 | Nr |  | 0 | 0 | 0
Mansour | 8 | OPENINGS | 081416 | FLUSH WOOD DOORS | AR | Item | 272 | 081416 - FLUSH WOOD DOORS | 081416 - FLUSH WOOD DOORS | C | Leaf size W12; 1080 x 2200 high; with glass vision panel | 1 | Nr |  | 0 | 0 | 0
Mansour | 8 | OPENINGS | 081416 | FLUSH WOOD DOORS | AR | Item | 273 | Flush wood doors; semi-solid core, 43 thick, leaf construction type 1; comprising preservative treated softwood framing and noggins faced both sides with 6 mm plywood glued and pressed to framing and lipped on all edges with hardwood, faced with plastic laminated finish; including fittings and fixings; complete; as specified and as Drg. A-611 | Flush wood doors; semi-solid core, 43 thick, leaf construction type 1; comprising preservative treated softwood framing and noggins faced both sides with 6 mm plywood glued and pressed to framing and lipped on all edges with hardwood, faced with plastic laminated finish; including fittings and fixings; complete; as specified and as Drg. A-611 | B | Leaf size W14; 900 x 2200 high; with glass vision panel | 1 | Nr | 425 | 425 | 412.25 | 412.25
Mansour | 8 | OPENINGS | 081416 | FLUSH WOOD DOORS | AR | Item | 274 | 081416 - FLUSH WOOD DOORS | 081416 - FLUSH WOOD DOORS | E | Leaf size W2; 830 x 2200 high | 5 | Nr |  | 0 | 0 | 0
Mansour | 8 | OPENINGS | 081416 | FLUSH WOOD DOORS | AR | Item | 275 | Flush wood doors; semi-solid core, 43 thick, leaf construction type 1; comprising preservative treated softwood framing and noggins faced both sides with 6 mm plywood glued and pressed to framing and lipped on all edges with hardwood, faced with plastic laminated finish; including fittings and fixings; complete; as specified and as Drg. A-611 | Flush wood doors; semi-solid core, 43 thick, leaf construction type 1; comprising preservative treated softwood framing and noggins faced both sides with 6 mm plywood glued and pressed to framing and lipped on all edges with hardwood, faced with plastic laminated finish; including fittings and fixings; complete; as specified and as Drg. A-611 | C | Leaf size W3; 930 x 2200 high | 9 | Nr | 451 | 4059 | 437.47 | 3937.23
Mansour | 8 | OPENINGS | 081416 | FLUSH WOOD DOORS | AR | Item | 276 | 081416 - FLUSH WOOD DOORS | 081416 - FLUSH WOOD DOORS | D | Leaf size W4; 1080 x 2200 high | 6 | Nr | 531 | 3186 | 515.07 | 3090.42
Mansour | 8 | OPENINGS | 081416 | FLUSH WOOD DOORS | AR | Item | 277 | Flush wood doors; semi-solid core, 43 thick, leaf construction type 1; comprising preservative treated softwood framing and noggins faced both sides with 6 mm plywood glued and pressed to framing and lipped on all edges with hardwood, faced with plastic laminated finish; including fittings and fixings; complete; as specified and as Drg. A-611 | Flush wood doors; semi-solid core, 43 thick, leaf construction type 1; comprising preservative treated softwood framing and noggins faced both sides with 6 mm plywood glued and pressed to framing and lipped on all edges with hardwood, faced with plastic laminated finish; including fittings and fixings; complete; as specified and as Drg. A-611 | H | Leaf size W6; 1830 x 2200 high; double leaf; | 1 | Nr |  | 0 | 0 | 0
Mansour | 8 | OPENINGS | 081416 | FLUSH WOOD DOORS | AR | Item | 278 | 081416 - FLUSH WOOD DOORS | 081416 - FLUSH WOOD DOORS | E | Leaf size W9; 900 x 2200 high | 1 | Nr | 451 | 451 | 437.47 | 437.47
Mansour | 8 | OPENINGS | 081416 | FLUSH WOOD DOORS | AR | Other | 279 | Flush wood doors; solid core, 43 thick, leaf construction type 2, fire rated, comprising hardwood framing and noggins; particle core faced both sides with 6 mm plywood lipped on all edges with hardwood, veneered faced, finished to receive clear finish paint; including intumescent strip, fittings and fixings; complete; as specified and as Drg. A-611 | Flush wood doors; solid core, 43 thick, leaf construction type 2, fire rated, comprising hardwood framing and noggins; particle core faced both sides with 6 mm plywood lipped on all edges with hardwood, veneered faced, finished to receive clear finish paint; including intumescent strip, fittings and fixings; complete; as specified and as Drg. A-611 |  | Flush wood doors; solid core, 43 thick, leaf construction type 2, fire rated, comprising hardwood framing and noggins; particle core faced both sides with 6 mm plywood lipped on all edges with hardwood, veneered faced, finished to receive clear finish paint; including intumescent strip, fittings and fixings; complete; as specified and as Drg. A-611
Mansour | 8 | OPENINGS | 081416 | FLUSH WOOD DOORS | AR | Item | 280 | 081416 - FLUSH WOOD DOORS | 081416 - FLUSH WOOD DOORS | A | Leaf size W10; 1530 x 2200 high; 60 minutes; double leaf | 1 | Nr |  |  | 0 | 0
Mansour | 8 | OPENINGS | 081416 | FLUSH WOOD DOORS | AR | Other | 281 | Flush wood doors; solid core, 43 thick, leaf construction type 2, fire rated, comprising hardwood framing and noggins; particle core faced both sides with 6 mm plywood lipped on all edges with hardwood, faced with plastic laminated finish; including intumescent strip, fittings and fixings; complete; as specified and as Drg. A-611 | Flush wood doors; solid core, 43 thick, leaf construction type 2, fire rated, comprising hardwood framing and noggins; particle core faced both sides with 6 mm plywood lipped on all edges with hardwood, faced with plastic laminated finish; including intumescent strip, fittings and fixings; complete; as specified and as Drg. A-611 |  | Flush wood doors; solid core, 43 thick, leaf construction type 2, fire rated, comprising hardwood framing and noggins; particle core faced both sides with 6 mm plywood lipped on all edges with hardwood, faced with plastic laminated finish; including intumescent strip, fittings and fixings; complete; as specified and as Drg. A-611
Mansour | 8 | OPENINGS | 081416 | FLUSH WOOD DOORS | AR | Item | 282 | 081416 - FLUSH WOOD DOORS | 081416 - FLUSH WOOD DOORS | B | Leaf size W1; 730 x 2200 high; 45 minutes | 1 | Nr |  |  | 0 | 0
Mansour | 8 | OPENINGS | 081416 | FLUSH WOOD DOORS | AR | Item | 283 | Flush wood doors; solid core, 43 thick, leaf construction type 2, fire rated, comprising hardwood framing and noggins; particle core faced both sides with 6 mm plywood lipped on all edges with hardwood, faced with plastic laminated finish; including intumescent strip, fittings and fixings; complete; as specified and as Drg. A-611 | Flush wood doors; solid core, 43 thick, leaf construction type 2, fire rated, comprising hardwood framing and noggins; particle core faced both sides with 6 mm plywood lipped on all edges with hardwood, faced with plastic laminated finish; including intumescent strip, fittings and fixings; complete; as specified and as Drg. A-611 | C | Leaf size W1; 730 x 2200 high; 60 minutes | 2 | Nr |  |  | 0 | 0
Mansour | 8 | OPENINGS | 081416 | FLUSH WOOD DOORS | AR | Item | 284 | 081416 - FLUSH WOOD DOORS | 081416 - FLUSH WOOD DOORS | D | Leaf size W10; 1530 x 2200 high; 60 minutes; double leaf | 1 | Nr |  |  | 0 | 0
Mansour | 8 | OPENINGS | 081416 | FLUSH WOOD DOORS | AR | Item | 285 | Flush wood doors; solid core, 43 thick, leaf construction type 2, fire rated, comprising hardwood framing and noggins; particle core faced both sides with 6 mm plywood lipped on all edges with hardwood, faced with plastic laminated finish; including intumescent strip, fittings and fixings; complete; as specified and as Drg. A-611 | Flush wood doors; solid core, 43 thick, leaf construction type 2, fire rated, comprising hardwood framing and noggins; particle core faced both sides with 6 mm plywood lipped on all edges with hardwood, faced with plastic laminated finish; including intumescent strip, fittings and fixings; complete; as specified and as Drg. A-611 | A | Leaf size W3; 930 x 2200 high; 60 minutes | 1 | Nr | 929 | 929 | 901.13 | 901.13
Mansour | 8 | OPENINGS | 081416 | FLUSH WOOD DOORS | AR | Item | 286 | 081416 - FLUSH WOOD DOORS | 081416 - FLUSH WOOD DOORS | B | Leaf size W3; 930 x 2200 high; 20 minutes | 2 | Nr | 929 | 1858 | 901.13 | 1802.26
Mansour | 8 | OPENINGS | 081416 | FLUSH WOOD DOORS | AR | Item | 287 | Flush wood doors; solid core, 43 thick, leaf construction type 2, fire rated, comprising hardwood framing and noggins; particle core faced both sides with 6 mm plywood lipped on all edges with hardwood, faced with plastic laminated finish; including intumescent strip, fittings and fixings; complete; as specified and as Drg. A-611 | Flush wood doors; solid core, 43 thick, leaf construction type 2, fire rated, comprising hardwood framing and noggins; particle core faced both sides with 6 mm plywood lipped on all edges with hardwood, faced with plastic laminated finish; including intumescent strip, fittings and fixings; complete; as specified and as Drg. A-611 | A | Leaf size W3; 930 x 2200 high; 45 minutes | 5 | Nr |  |  | 0 | 0
Mansour | 8 | OPENINGS | 081416 | FLUSH WOOD DOORS | AR | Item | 288 | 081416 - FLUSH WOOD DOORS | 081416 - FLUSH WOOD DOORS | B | Leaf size W4; 1080 x 2200 high; 60 minutes | 2 | Nr |  |  | 0 | 0
Mansour | 8 | OPENINGS | 081416 | FLUSH WOOD DOORS | AR | Item | 289 | Flush wood doors; solid core, 43 thick, leaf construction type 2, fire rated, comprising hardwood framing and noggins; particle core faced both sides with 6 mm plywood lipped on all edges with hardwood, faced with plastic laminated finish; including intumescent strip, fittings and fixings; complete; as specified and as Drg. A-611 | Flush wood doors; solid core, 43 thick, leaf construction type 2, fire rated, comprising hardwood framing and noggins; particle core faced both sides with 6 mm plywood lipped on all edges with hardwood, faced with plastic laminated finish; including intumescent strip, fittings and fixings; complete; as specified and as Drg. A-611 | A | Leaf size W4; 1080 x 2200 high; 20 minutes | 6 | Nr | 1328 | 7968 | 1288.16 | 7728.96
Mansour | 8 | OPENINGS | 081416 | FLUSH WOOD DOORS | AR | Item | 290 | 081416 - FLUSH WOOD DOORS | 081416 - FLUSH WOOD DOORS | B | Leaf size W5; 1530 x 2200 high; 60 minutes; double leaf; with glass vision panel | 2 | Nr | 1992 | 3984 | 1932.24 | 3864.48
Mansour | 8 | OPENINGS | 081416 | FLUSH WOOD DOORS | AR | Other | 291 | Wood door frames; hardwood, factory primed for painting; including soft wood sub frame, fittings and fixings; as specified and as Drg. A-611 | Wood door frames; hardwood, factory primed for painting; including soft wood sub frame, fittings and fixings; as specified and as Drg. A-611 |  | Wood door frames; hardwood, factory primed for painting; including soft wood sub frame, fittings and fixings; as specified and as Drg. A-611
Mansour | 8 | OPENINGS | 081416 | FLUSH WOOD DOORS | AR | Item | 292 | 081416 - FLUSH WOOD DOORS | 081416 - FLUSH WOOD DOORS | C | Type B | 10 | m | 70 | 700 | 67.9 | 679
Mansour | 8 | OPENINGS | 081416 | FLUSH WOOD DOORS | AR | Other | 293 | Wood door frames, fire rated, factory primed for painting; including sub frame, fittings and fixings; as specified and as Drg. A-611 | Wood door frames, fire rated, factory primed for painting; including sub frame, fittings and fixings; as specified and as Drg. A-611 |  | Wood door frames, fire rated, factory primed for painting; including sub frame, fittings and fixings; as specified and as Drg. A-611
Mansour | 8 | OPENINGS | 081416 | FLUSH WOOD DOORS | AR | Item | 294 | 081416 - FLUSH WOOD DOORS | 081416 - FLUSH WOOD DOORS | F | Type B; 60 minutes | 6 | m |  |  | 0 | 0
Mansour | 8 | OPENINGS | 081416 | FLUSH WOOD DOORS | AR | Other | 295 | Wood architrave; hardwood, factory primed for painting; including fittings and fixings; to | Wood architrave; hardwood, factory primed for painting; including fittings and fixings; to |  | Wood architrave; hardwood, factory primed for painting; including fittings and fixings; to
Mansour | 8 | OPENINGS | 081416 | FLUSH WOOD DOORS | AR | Item | 296 | 081416 - FLUSH WOOD DOORS | 081416 - FLUSH WOOD DOORS | D | Architrave; to frame type B | 48 | m | 16 | 768 | 15.52 | 744.96
Mansour | 8 | OPENINGS | 083113 | ACCESS DOORS AND FRAMES | AR | Other | 297 | 083113 - ACCESS DOORS AND FRAMES | 083113 - ACCESS DOORS AND FRAMES |  | 083113 - ACCESS DOORS AND FRAMES
Mansour | 8 | OPENINGS | 083113 | ACCESS DOORS AND FRAMES | AR | Other | 298 | Water tank cover; comprising 1.5 thick galvanized steel sheet skins; 50 thick injected polyurethane core, steel angle frame set in concrete; including epoxy paint, hinges, ironmongery, fittings and fixings; complete; as specified and as Drg. A-502; detail 5 | Water tank cover; comprising 1.5 thick galvanized steel sheet skins; 50 thick injected polyurethane core, steel angle frame set in concrete; including epoxy paint, hinges, ironmongery, fittings and fixings; complete; as specified and as Drg. A-502; detail 5 |  | Water tank cover; comprising 1.5 thick galvanized steel sheet skins; 50 thick injected polyurethane core, steel angle frame set in concrete; including epoxy paint, hinges, ironmongery, fittings and fixings; complete; as specified and as Drg. A-502; detail 5
Mansour | 8 | OPENINGS | 083113 | ACCESS DOORS AND FRAMES | AR | Item | 299 | 083113 - ACCESS DOORS AND FRAMES | 083113 - ACCESS DOORS AND FRAMES | A | Size 600 x 600 | 2 | Nr | 332 | 664 | 322.04 | 644.08
Mansour | 8 | OPENINGS | 083113 | ACCESS DOORS AND FRAMES | AR | Other | 300 | Shaft access panels; comprising 100 x 50 preservative treated softwood frame, 12 thick blockboard, with hardwood edging, 6 thick plywood facing on both sides, finished to receive paint; including hinges, architrave, paint, ironmongery, fittings and fixings; complete; as specified and as Drg. A-501; detail 7 | Shaft access panels; comprising 100 x 50 preservative treated softwood frame, 12 thick blockboard, with hardwood edging, 6 thick plywood facing on both sides, finished to receive paint; including hinges, architrave, paint, ironmongery, fittings and fixings; complete; as specified and as Drg. A-501; detail 7 |  | Shaft access panels; comprising 100 x 50 preservative treated softwood frame, 12 thick blockboard, with hardwood edging, 6 thick plywood facing on both sides, finished to receive paint; including hinges, architrave, paint, ironmongery, fittings and fixings; complete; as specified and as Drg. A-501; detail 7
Mansour | 8 | OPENINGS | 083113 | ACCESS DOORS AND FRAMES | AR | Item | 301 | 083113 - ACCESS DOORS AND FRAMES | 083113 - ACCESS DOORS AND FRAMES | B | Size 1500 x 1200 high | 1 | Nr | 332 | 332 | 322.04 | 322.04
Mansour | 8 | OPENINGS | 083113 | ACCESS DOORS AND FRAMES | AR | Other | 302 | Electrical closets door; comprising 40 x 20 x 3 thick galvanized steel channel frame; 3 thick fixed steel louvers, polyurethane foam filling, with associated steel frame and hardware, factory primed for painting; including paint, ironmongery, all necessary fixings and fittings; complete; as specified and as Drg. A-501; detail 6 | Electrical closets door; comprising 40 x 20 x 3 thick galvanized steel channel frame; 3 thick fixed steel louvers, polyurethane foam filling, with associated steel frame and hardware, factory primed for painting; including paint, ironmongery, all necessary fixings and fittings; complete; as specified and as Drg. A-501; detail 6 |  | Electrical closets door; comprising 40 x 20 x 3 thick galvanized steel channel frame; 3 thick fixed steel louvers, polyurethane foam filling, with associated steel frame and hardware, factory primed for painting; including paint, ironmongery, all necessary fixings and fittings; complete; as specified and as Drg. A-501; detail 6 |  |  |  | 0
Mansour | 8 | OPENINGS | 083113 | ACCESS DOORS AND FRAMES | AR | Item | 303 | 083113 - ACCESS DOORS AND FRAMES | 083113 - ACCESS DOORS AND FRAMES | C | Closet; size 1000 x 1950 high | 2 | Nr |  | 0 | 0 | 0
Mansour | 8 | OPENINGS | 083113 | ACCESS DOORS AND FRAMES | AR | Item | 304 | Electrical closets door; comprising 40 x 20 x 3 thick galvanized steel channel frame; 3 thick fixed steel louvers, polyurethane foam filling, with associated steel frame and hardware, factory primed for painting; including paint, ironmongery, all necessary fixings and fittings; complete; as specified and as Drg. A-501; detail 6 | Electrical closets door; comprising 40 x 20 x 3 thick galvanized steel channel frame; 3 thick fixed steel louvers, polyurethane foam filling, with associated steel frame and hardware, factory primed for painting; including paint, ironmongery, all necessary fixings and fittings; complete; as specified and as Drg. A-501; detail 6 | C | Closet; size 1400 x 1950 high | 1 | Nr | 850 | 850 | 824.5 | 824.5
Mansour | 8 | OPENINGS | 083213 | SLIDING ALUMINIUM-FRAMED GLASS DOORS | AR | Other | 305 | 083213 - SLIDING ALUMINIUM-FRAMED GLASS DOORS | 083213 - SLIDING ALUMINIUM-FRAMED GLASS DOORS |  | 083213 - SLIDING ALUMINIUM-FRAMED GLASS DOORS
Mansour | 8 | OPENINGS | 083213 | SLIDING ALUMINIUM-FRAMED GLASS DOORS | AR | Other | 306 | Sliding aluminum glass doors and screens; high performance organic PVDF coating finish; including sub frames, bedding, pointing, glazing gaskets and beads, suspension system, rails, fittings, fixings and ironmongery; glazing; as Drg. A-600 | Sliding aluminum glass doors and screens; high performance organic PVDF coating finish; including sub frames, bedding, pointing, glazing gaskets and beads, suspension system, rails, fittings, fixings and ironmongery; glazing; as Drg. A-600 |  | Sliding aluminum glass doors and screens; high performance organic PVDF coating finish; including sub frames, bedding, pointing, glazing gaskets and beads, suspension system, rails, fittings, fixings and ironmongery; glazing; as Drg. A-600
Mansour | 8 | OPENINGS | 083213 | SLIDING ALUMINIUM-FRAMED GLASS DOORS | AR | Item | 307 | 083213 - SLIDING ALUMINIUM-FRAMED GLASS DOORS | 083213 - SLIDING ALUMINIUM-FRAMED GLASS DOORS | A | Type 07; 2000 x 2300 high | 6 | Nr | 2272 | 13632 | 2203.84 | 13223.04
Mansour | 8 | OPENINGS | 083213 | SLIDING ALUMINIUM-FRAMED GLASS DOORS | AR | Item | 308 | Sliding aluminum glass doors and screens; high performance organic PVDF coating finish; including sub frames, bedding, pointing, glazing gaskets and beads, suspension system, rails, fittings, fixings and ironmongery; glazing; as Drg. A-600 | Sliding aluminum glass doors and screens; high performance organic PVDF coating finish; including sub frames, bedding, pointing, glazing gaskets and beads, suspension system, rails, fittings, fixings and ironmongery; glazing; as Drg. A-600 | B | Type 11; 2800 x 2200 high | 1 | Nr | 3983 | 3983 | 3863.51 | 3863.51
Mansour | 8 | OPENINGS | 083213 | SLIDING ALUMINIUM-FRAMED GLASS DOORS | AR | Item | 309 | 083213 - SLIDING ALUMINIUM-FRAMED GLASS DOORS | 083213 - SLIDING ALUMINIUM-FRAMED GLASS DOORS | C | Type 27; 3550 x 2300 high | 1 | Nr | 4396 | 4396 | 4264.12 | 4264.12
Mansour | 8 | OPENINGS | 084113 | ALUMINUM FRAMED ENTRANCES AND STOREFRONTS | AR | Other | 310 | 084113 - ALUMINUM FRAMED ENTRANCES AND STOREFRONTS | 084113 - ALUMINUM FRAMED ENTRANCES AND STOREFRONTS |  | 084113 - ALUMINUM FRAMED ENTRANCES AND STOREFRONTS
Mansour | 8 | OPENINGS | 084113 | ALUMINUM FRAMED ENTRANCES AND STOREFRONTS | AR | Other | 311 | Aluminum alloy glazed doors and screens; high performance organic PVDF coating finish; including timber sub frames, bedding, pointing, glazing gaskets and beads, fittings, fixings and ironmongery, glazing; as Drg. A-600 | Aluminum alloy glazed doors and screens; high performance organic PVDF coating finish; including timber sub frames, bedding, pointing, glazing gaskets and beads, fittings, fixings and ironmongery, glazing; as Drg. A-600 |  | Aluminum alloy glazed doors and screens; high performance organic PVDF coating finish; including timber sub frames, bedding, pointing, glazing gaskets and beads, fittings, fixings and ironmongery, glazing; as Drg. A-600
Mansour | 8 | OPENINGS | 084113 | ALUMINUM FRAMED ENTRANCES AND STOREFRONTS | AR | Item | 312 | 084113 - ALUMINUM FRAMED ENTRANCES AND STOREFRONTS | 084113 - ALUMINUM FRAMED ENTRANCES AND STOREFRONTS | D | Type 02; overall size 1800 x 2300 high | 1 | Nr |  |  | 0 | 0
Mansour | 8 | OPENINGS | 084113 | ALUMINUM FRAMED ENTRANCES AND STOREFRONTS | AR | Item | 313 | Aluminum alloy glazed doors and screens; high performance organic PVDF coating finish; including timber sub frames, bedding, pointing, glazing gaskets and beads, fittings, fixings and ironmongery, glazing; as Drg. A-600 | Aluminum alloy glazed doors and screens; high performance organic PVDF coating finish; including timber sub frames, bedding, pointing, glazing gaskets and beads, fittings, fixings and ironmongery, glazing; as Drg. A-600 | E | Type 20; overall size 8250 x 2900 high | 1 | Nr |  |  | 0 | 0
Mansour | 8 | OPENINGS | 084113 | ALUMINUM FRAMED ENTRANCES AND STOREFRONTS | AR | Item | 314 | 084113 - ALUMINUM FRAMED ENTRANCES AND STOREFRONTS | 084113 - ALUMINUM FRAMED ENTRANCES AND STOREFRONTS | F | Type 21; overall size 4660 x 2400 high | 1 | Nr |  |  | 0 | 0
Mansour | 8 | OPENINGS | 084113 | ALUMINUM FRAMED ENTRANCES AND STOREFRONTS | AR | Item | 315 | Aluminum alloy glazed doors and screens; high performance organic PVDF coating finish; including timber sub frames, bedding, pointing, glazing gaskets and beads, fittings, fixings and ironmongery, glazing; as Drg. A-600 | Aluminum alloy glazed doors and screens; high performance organic PVDF coating finish; including timber sub frames, bedding, pointing, glazing gaskets and beads, fittings, fixings and ironmongery, glazing; as Drg. A-600 | G | Type 24; overall size 2100 x 3900 high | 1 | Nr |  |  | 0 | 0
Mansour | 8 | OPENINGS | 085113 | ALUMINUM WINDOWS | AR | Other | 316 | 085113 - ALUMINUM WINDOWS | 085113 - ALUMINUM WINDOWS |  | 085113 - ALUMINUM WINDOWS
Mansour | 8 | OPENINGS | 085113 | ALUMINUM WINDOWS | AR | Other | 317 | Window and screens; aluminum alloy; high performance organic PVDF coating finish; including sub frame, fixings, bedding, pointing, glazing gaskets and beads, ironmongery, glazing; complete; as specified and as Drg. A-600 | Window and screens; aluminum alloy; high performance organic PVDF coating finish; including sub frame, fixings, bedding, pointing, glazing gaskets and beads, ironmongery, glazing; complete; as specified and as Drg. A-600 |  | Window and screens; aluminum alloy; high performance organic PVDF coating finish; including sub frame, fixings, bedding, pointing, glazing gaskets and beads, ironmongery, glazing; complete; as specified and as Drg. A-600
Mansour | 8 | OPENINGS | 085113 | ALUMINUM WINDOWS | AR | Item | 318 | 085113 - ALUMINUM WINDOWS | 085113 - ALUMINUM WINDOWS | A | Type 01; 1100 x 1500 high | 2 | Nr | 969 | 1938 | 939.93 | 1879.86
Mansour | 8 | OPENINGS | 085113 | ALUMINUM WINDOWS | AR | Item | 319 | Window and screens; aluminum alloy; high performance organic PVDF coating finish; including sub frame, fixings, bedding, pointing, glazing gaskets and beads, ironmongery, glazing; complete; as specified and as Drg. A-600 | Window and screens; aluminum alloy; high performance organic PVDF coating finish; including sub frame, fixings, bedding, pointing, glazing gaskets and beads, ironmongery, glazing; complete; as specified and as Drg. A-600 | B | Type 03; 1600 x 1500 high | 3 | Nr |  | 0 | 0 | 0
Mansour | 8 | OPENINGS | 085113 | ALUMINUM WINDOWS | AR | Item | 320 | 085113 - ALUMINUM WINDOWS | 085113 - ALUMINUM WINDOWS | C | Type 06; 1800 x 1300 high | 2 | Nr |  | 0 | 0 | 0
Mansour | 8 | OPENINGS | 085113 | ALUMINUM WINDOWS | AR | Item | 321 | Window and screens; aluminum alloy; high performance organic PVDF coating finish; including sub frame, fixings, bedding, pointing, glazing gaskets and beads, ironmongery, glazing; complete; as specified and as Drg. A-600 | Window and screens; aluminum alloy; high performance organic PVDF coating finish; including sub frame, fixings, bedding, pointing, glazing gaskets and beads, ironmongery, glazing; complete; as specified and as Drg. A-600 | D | Type 08; 1900 x 1800 high | 1 | Nr |  | 0 | 0 | 0
Mansour | 8 | OPENINGS | 085113 | ALUMINUM WINDOWS | AR | Item | 322 | 085113 - ALUMINUM WINDOWS | 085113 - ALUMINUM WINDOWS | B | Type 09; 1800 x 1300 high | 2 | Nr | 1370 | 2740 | 1328.9 | 2657.8
Mansour | 8 | OPENINGS | 085113 | ALUMINUM WINDOWS | AR | Item | 323 | Window and screens; aluminum alloy; high performance organic PVDF coating finish; including sub frame, fixings, bedding, pointing, glazing gaskets and beads, ironmongery, glazing; complete; as specified and as Drg. A-600 | Window and screens; aluminum alloy; high performance organic PVDF coating finish; including sub frame, fixings, bedding, pointing, glazing gaskets and beads, ironmongery, glazing; complete; as specified and as Drg. A-600 | F | Type 10; 900 x 1300 high | 2 | Nr |  | 0 | 0 | 0
Mansour | 8 | OPENINGS | 085113 | ALUMINUM WINDOWS | AR | Item | 324 | 085113 - ALUMINUM WINDOWS | 085113 - ALUMINUM WINDOWS | G | Type 12; 1075 x 2900 high | 2 | Nr |  | 0 | 0 | 0
Mansour | 8 | OPENINGS | 085113 | ALUMINUM WINDOWS | AR | Item | 325 | Window and screens; aluminum alloy; high performance organic PVDF coating finish; including sub frame, fixings, bedding, pointing, glazing gaskets and beads, ironmongery, glazing; complete; as specified and as Drg. A-600 | Window and screens; aluminum alloy; high performance organic PVDF coating finish; including sub frame, fixings, bedding, pointing, glazing gaskets and beads, ironmongery, glazing; complete; as specified and as Drg. A-600 | H | Type 13; 750 x 500 high | 6 | Nr |  | 0 | 0 | 0
Mansour | 8 | OPENINGS | 085113 | ALUMINUM WINDOWS | AR | Item | 326 | 085113 - ALUMINUM WINDOWS | 085113 - ALUMINUM WINDOWS | J | Type 14; 2100 x 2900 high | 2 | Nr |  | 0 | 0 | 0
Mansour | 8 | OPENINGS | 085113 | ALUMINUM WINDOWS | AR | Item | 327 | Window and screens; aluminum alloy; high performance organic PVDF coating finish; including sub frame, fixings, bedding, pointing, glazing gaskets and beads, ironmongery, glazing; complete; as specified and as Drg. A-600 | Window and screens; aluminum alloy; high performance organic PVDF coating finish; including sub frame, fixings, bedding, pointing, glazing gaskets and beads, ironmongery, glazing; complete; as specified and as Drg. A-600 | K | Type 15; 2200 x 1100 high | 1 | Nr |  | 0 | 0 | 0
Mansour | 8 | OPENINGS | 085113 | ALUMINUM WINDOWS | AR | Item | 328 | 085113 - ALUMINUM WINDOWS | 085113 - ALUMINUM WINDOWS | L | Type 16; 1400 x 1500 high | 4 | Nr |  | 0 | 0 | 0
Mansour | 8 | OPENINGS | 085113 | ALUMINUM WINDOWS | AR | Item | 329 | Window and screens; aluminum alloy; high performance organic PVDF coating finish; including sub frame, fixings, bedding, pointing, glazing gaskets and beads, ironmongery, glazing; complete; as specified and as Drg. A-600 | Window and screens; aluminum alloy; high performance organic PVDF coating finish; including sub frame, fixings, bedding, pointing, glazing gaskets and beads, ironmongery, glazing; complete; as specified and as Drg. A-600 | M | Type 17; 1450 x 1100 high | 2 | Nr |  | 0 | 0 | 0
Mansour | 8 | OPENINGS | 085113 | ALUMINUM WINDOWS | AR | Item | 330 | 085113 - ALUMINUM WINDOWS | 085113 - ALUMINUM WINDOWS | C | Type 18; 1600 x 550 high | 3 | Nr | 664 | 1992 | 644.08 | 1932.24
Mansour | 8 | OPENINGS | 085113 | ALUMINUM WINDOWS | AR | Item | 331 | Window and screens; aluminum alloy; high performance organic PVDF coating finish; including sub frame, fixings, bedding, pointing, glazing gaskets and beads, ironmongery, glazing; complete; as specified and as Drg. A-600 | Window and screens; aluminum alloy; high performance organic PVDF coating finish; including sub frame, fixings, bedding, pointing, glazing gaskets and beads, ironmongery, glazing; complete; as specified and as Drg. A-600 | P | Type 22; 4275 x 2300 high | 1 | Nr |  | 0 | 0 | 0
Mansour | 8 | OPENINGS | 085113 | ALUMINUM WINDOWS | AR | Item | 332 | 085113 - ALUMINUM WINDOWS | 085113 - ALUMINUM WINDOWS | D | Type 23; 1800 x 1000 high | 1 | Nr | 1062 | 1062 | 1030.14 | 1030.14
Mansour | 8 | OPENINGS | 085113 | ALUMINUM WINDOWS | AR | Item | 333 | Window and screens; aluminum alloy; high performance organic PVDF coating finish; including sub frame, fixings, bedding, pointing, glazing gaskets and beads, ironmongery, glazing; complete; as specified and as Drg. A-600 | Window and screens; aluminum alloy; high performance organic PVDF coating finish; including sub frame, fixings, bedding, pointing, glazing gaskets and beads, ironmongery, glazing; complete; as specified and as Drg. A-600 | A | Type 26; 2750 x 1100 high | 2 | Nr |  |  | 0 | 0
Mansour | 8 | OPENINGS | 085113 | ALUMINUM WINDOWS | AR | Item | 334 | 085113 - ALUMINUM WINDOWS | 085113 - ALUMINUM WINDOWS | A | Type 27; 3550 x 2500 high | 1 | Nr | 4374 | 4374 | 4242.78 | 4242.78
Mansour | 8 | OPENINGS | 085113 | ALUMINUM WINDOWS | AR | Item | 335 | Window and screens; aluminum alloy; high performance organic PVDF coating finish; including sub frame, fixings, bedding, pointing, glazing gaskets and beads, ironmongery, glazing; complete; as specified and as Drg. A-600 | Window and screens; aluminum alloy; high performance organic PVDF coating finish; including sub frame, fixings, bedding, pointing, glazing gaskets and beads, ironmongery, glazing; complete; as specified and as Drg. A-600 | C | Type 28; 2400 x 2300 high | 2 | Nr |  |  | 0 | 0
Mansour | 8 | OPENINGS | 087111 | DOOR HARDWARE (SCHEDULED BY DESCRIBING PRODUCTS) | AR | Other | 336 | 087111 - DOOR HARDWARE (SCHEDULED BY DESCRIBING PRODUCTS) | 087111 - DOOR HARDWARE (SCHEDULED BY DESCRIBING PRODUCTS) |  | 087111 - DOOR HARDWARE (SCHEDULED BY DESCRIBING PRODUCTS)
Mansour | 8 | OPENINGS | 087111 | DOOR HARDWARE (SCHEDULED BY DESCRIBING PRODUCTS) | AR | Other | 337 | Door hardware sets; including all ironmongery and accessories as per hardware sets scheduled by describing products; as specified and as Drg. A-611 | For non fire rated doors |  | Door hardware sets; including all ironmongery and accessories as per hardware sets scheduled by describing products; as specified and as Drg. A-611
Mansour | 8 | OPENINGS | 087111 | DOOR HARDWARE (SCHEDULED BY DESCRIBING PRODUCTS) | AR | Other | 338 | Door hardware sets; including all ironmongery and accessories as per hardware sets scheduled by describing products; as specified and as Drg. A-611 | For non fire rated doors |  | For non fire rated doors
Mansour | 8 | OPENINGS | 087111 | DOOR HARDWARE (SCHEDULED BY DESCRIBING PRODUCTS) | AR | Item | 339 | Door hardware sets; including all ironmongery and accessories as per hardware sets scheduled by describing products; as specified and as Drg. A-611 | For non fire rated doors | B | Type HW1 | 7 | Nr | 285 | 1995 | 276.45 | 1935.15
Mansour | 8 | OPENINGS | 087111 | DOOR HARDWARE (SCHEDULED BY DESCRIBING PRODUCTS) | AR | Item | 340 | Door hardware sets; including all ironmongery and accessories as per hardware sets scheduled by describing products; as specified and as Drg. A-611 | For non fire rated doors | E | Type HW10 | 1 | Nr |  | 0 | 0 | 0
Mansour | 8 | OPENINGS | 087111 | DOOR HARDWARE (SCHEDULED BY DESCRIBING PRODUCTS) | AR | Item | 341 | Door hardware sets; including all ironmongery and accessories as per hardware sets scheduled by describing products; as specified and as Drg. A-611 | For non fire rated doors | F | Type HW10a | 1 | Nr |  | 0 | 0 | 0
Mansour | 8 | OPENINGS | 087111 | DOOR HARDWARE (SCHEDULED BY DESCRIBING PRODUCTS) | AR | Item | 342 | Door hardware sets; including all ironmongery and accessories as per hardware sets scheduled by describing products; as specified and as Drg. A-611 | For non fire rated doors | G | Type HW11 | 4 | Nr |  | 0 | 0 | 0
Mansour | 8 | OPENINGS | 087111 | DOOR HARDWARE (SCHEDULED BY DESCRIBING PRODUCTS) | AR | Item | 343 | Door hardware sets; including all ironmongery and accessories as per hardware sets scheduled by describing products; as specified and as Drg. A-611 | For non fire rated doors | C | Type HW12 | 3 | Nr | 153 | 459 | 148.41 | 445.23
Mansour | 8 | OPENINGS | 087111 | DOOR HARDWARE (SCHEDULED BY DESCRIBING PRODUCTS) | AR | Item | 344 | Door hardware sets; including all ironmongery and accessories as per hardware sets scheduled by describing products; as specified and as Drg. A-611 | For non fire rated doors | J | Type HW14 | 1 | Nr |  | 0 | 0 | 0
Mansour | 8 | OPENINGS | 087111 | DOOR HARDWARE (SCHEDULED BY DESCRIBING PRODUCTS) | AR | Item | 345 | Door hardware sets; including all ironmongery and accessories as per hardware sets scheduled by describing products; as specified and as Drg. A-611 | For non fire rated doors | K | Type HW15 | 1 | Nr |  | 0 | 0 | 0
Mansour | 8 | OPENINGS | 087111 | DOOR HARDWARE (SCHEDULED BY DESCRIBING PRODUCTS) | AR | Item | 346 | Door hardware sets; including all ironmongery and accessories as per hardware sets scheduled by describing products; as specified and as Drg. A-611 | For non fire rated doors | D | Type HW15b | 1 | Nr | 272 | 272 | 263.84 | 263.84
Mansour | 8 | OPENINGS | 087111 | DOOR HARDWARE (SCHEDULED BY DESCRIBING PRODUCTS) | AR | Item | 347 | Door hardware sets; including all ironmongery and accessories as per hardware sets scheduled by describing products; as specified and as Drg. A-611 | For non fire rated doors | E | Type HW16 | 2 | Nr | 300 | 600 | 291 | 582
Mansour | 8 | OPENINGS | 087111 | DOOR HARDWARE (SCHEDULED BY DESCRIBING PRODUCTS) | AR | Item | 348 | Door hardware sets; including all ironmongery and accessories as per hardware sets scheduled by describing products; as specified and as Drg. A-611 | For non fire rated doors | N | Type HW18 | 1 | Nr |  | 0 | 0 | 0
Mansour | 8 | OPENINGS | 087111 | DOOR HARDWARE (SCHEDULED BY DESCRIBING PRODUCTS) | AR | Item | 349 | Door hardware sets; including all ironmongery and accessories as per hardware sets scheduled by describing products; as specified and as Drg. A-611 | For non fire rated doors | P | Type HW19 | 1 | Nr |  | 0 | 0 | 0
Mansour | 8 | OPENINGS | 087111 | DOOR HARDWARE (SCHEDULED BY DESCRIBING PRODUCTS) | AR | Item | 350 | Door hardware sets; including all ironmongery and accessories as per hardware sets scheduled by describing products; as specified and as Drg. A-611 | For non fire rated doors | A | Type HW19b | 1 | Nr |  | 0 | 0 | 0
Mansour | 8 | OPENINGS | 087111 | DOOR HARDWARE (SCHEDULED BY DESCRIBING PRODUCTS) | AR | Item | 351 | Door hardware sets; including all ironmongery and accessories as per hardware sets scheduled by describing products; as specified and as Drg. A-611 | For non fire rated doors | A | Type HW20 | 4 | Nr | 82 | 328 | 79.54 | 318.16
Mansour | 8 | OPENINGS | 087111 | DOOR HARDWARE (SCHEDULED BY DESCRIBING PRODUCTS) | AR | Item | 352 | Door hardware sets; including all ironmongery and accessories as per hardware sets scheduled by describing products; as specified and as Drg. A-611 | For non fire rated doors | B | Type HW21 | 1 | Nr | 177 | 177 | 171.69 | 171.69
Mansour | 8 | OPENINGS | 087111 | DOOR HARDWARE (SCHEDULED BY DESCRIBING PRODUCTS) | AR | Item | 353 | Door hardware sets; including all ironmongery and accessories as per hardware sets scheduled by describing products; as specified and as Drg. A-611 | For non fire rated doors | C | Type HW26 | 1 | Nr | 177 | 177 | 171.69 | 171.69
Mansour | 8 | OPENINGS | 087111 | DOOR HARDWARE (SCHEDULED BY DESCRIBING PRODUCTS) | AR | Item | 354 | Door hardware sets; including all ironmongery and accessories as per hardware sets scheduled by describing products; as specified and as Drg. A-611 | For non fire rated doors | D | Type HW27 | 1 | Nr | 402 | 402 | 389.94 | 389.94
Mansour | 8 | OPENINGS | 087111 | DOOR HARDWARE (SCHEDULED BY DESCRIBING PRODUCTS) | AR | Item | 355 | Door hardware sets; including all ironmongery and accessories as per hardware sets scheduled by describing products; as specified and as Drg. A-611 | For non fire rated doors | F | Type HW3 | 1 | Nr |  | 0 | 0 | 0
Mansour | 8 | OPENINGS | 087111 | DOOR HARDWARE (SCHEDULED BY DESCRIBING PRODUCTS) | AR | Item | 356 | Door hardware sets; including all ironmongery and accessories as per hardware sets scheduled by describing products; as specified and as Drg. A-611 | For non fire rated doors | E | Type HW4 | 1 | Nr | 179 | 179 | 173.63 | 173.63
Mansour | 8 | OPENINGS | 087111 | DOOR HARDWARE (SCHEDULED BY DESCRIBING PRODUCTS) | AR | Item | 357 | Door hardware sets; including all ironmongery and accessories as per hardware sets scheduled by describing products; as specified and as Drg. A-611 | For non fire rated doors | H | Type HW4a | 1 | Nr |  | 0 | 0 | 0
Mansour | 8 | OPENINGS | 087111 | DOOR HARDWARE (SCHEDULED BY DESCRIBING PRODUCTS) | AR | Item | 358 | Door hardware sets; including all ironmongery and accessories as per hardware sets scheduled by describing products; as specified and as Drg. A-611 | For non fire rated doors | F | Type HW5 | 1 | Nr | 109 | 109 | 105.73 | 105.73
Mansour | 8 | OPENINGS | 087111 | DOOR HARDWARE (SCHEDULED BY DESCRIBING PRODUCTS) | AR | Item | 359 | Door hardware sets; including all ironmongery and accessories as per hardware sets scheduled by describing products; as specified and as Drg. A-611 | For non fire rated doors | G | Type HW6 | 2 | Nr | 82 | 164 | 79.54 | 159.08
Mansour | 8 | OPENINGS | 087111 | DOOR HARDWARE (SCHEDULED BY DESCRIBING PRODUCTS) | AR | Item | 360 | Door hardware sets; including all ironmongery and accessories as per hardware sets scheduled by describing products; as specified and as Drg. A-611 | For non fire rated doors | H | Type HW7 | 7 | Nr | 82 | 574 | 79.54 | 556.78
Mansour | 8 | OPENINGS | 087111 | DOOR HARDWARE (SCHEDULED BY DESCRIBING PRODUCTS) | AR | Item | 361 | Door hardware sets; including all ironmongery and accessories as per hardware sets scheduled by describing products; as specified and as Drg. A-611 | For non fire rated doors | M | Type HW8 | 3 | Nr |  | 0 | 0 | 0
Mansour | 8 | OPENINGS | 087111 | DOOR HARDWARE (SCHEDULED BY DESCRIBING PRODUCTS) | AR | Other | 362 | Door hardware sets; including all ironmongery and accessories as per hardware sets scheduled by describing products; as specified and as Drg. A-611 | For fire rated doors |  | For fire rated doors |  |  |  | 0
Mansour | 8 | OPENINGS | 087111 | DOOR HARDWARE (SCHEDULED BY DESCRIBING PRODUCTS) | AR | Item | 363 | Door hardware sets; including all ironmongery and accessories as per hardware sets scheduled by describing products; as specified and as Drg. A-611 | For non fire rated doors | J | Type HW1 /F; 60 minutes | 1 | Nr | 285 | 285 | 276.45 | 276.45
Mansour | 8 | OPENINGS | 087111 | DOOR HARDWARE (SCHEDULED BY DESCRIBING PRODUCTS) | AR | Item | 364 | Door hardware sets; including all ironmongery and accessories as per hardware sets scheduled by describing products; as specified and as Drg. A-611 | For fire rated doors | K | Type HW10 /F; 60 minutes | 1 | Nr | 110 | 110 | 106.7 | 106.7
Mansour | 8 | OPENINGS | 087111 | DOOR HARDWARE (SCHEDULED BY DESCRIBING PRODUCTS) | AR | Item | 365 | Door hardware sets; including all ironmongery and accessories as per hardware sets scheduled by describing products; as specified and as Drg. A-611 | For non fire rated doors | Q | Type HW11 /F; 45 minutes | 1 | Nr |  | 0 | 0 | 0
Mansour | 8 | OPENINGS | 087111 | DOOR HARDWARE (SCHEDULED BY DESCRIBING PRODUCTS) | AR | Item | 366 | Door hardware sets; including all ironmongery and accessories as per hardware sets scheduled by describing products; as specified and as Drg. A-611 | For fire rated doors | L | Type HW11 /F; 60 minutes | 1 | Nr | 179 | 179 | 173.63 | 173.63
Mansour | 8 | OPENINGS | 087111 | DOOR HARDWARE (SCHEDULED BY DESCRIBING PRODUCTS) | AR | Item | 367 | Door hardware sets; including all ironmongery and accessories as per hardware sets scheduled by describing products; as specified and as Drg. A-611 | For non fire rated doors | M | Type HW13 /F; 20 minutes | 6 | Nr | 118 | 708 | 114.46 | 686.76
Mansour | 8 | OPENINGS | 087111 | DOOR HARDWARE (SCHEDULED BY DESCRIBING PRODUCTS) | AR | Item | 368 | Door hardware sets; including all ironmongery and accessories as per hardware sets scheduled by describing products; as specified and as Drg. A-611 | For fire rated doors | T | Type HW14 /F; 45 minutes | 2 | Nr |  | 0 | 0 | 0
Mansour | 8 | OPENINGS | 087111 | DOOR HARDWARE (SCHEDULED BY DESCRIBING PRODUCTS) | AR | Item | 369 | Door hardware sets; including all ironmongery and accessories as per hardware sets scheduled by describing products; as specified and as Drg. A-611 | For non fire rated doors | U | Type HW14 /F; 60 minutes | 1 | Nr |  | 0 | 0 | 0
Mansour | 8 | OPENINGS | 087111 | DOOR HARDWARE (SCHEDULED BY DESCRIBING PRODUCTS) | AR | Item | 370 | Door hardware sets; including all ironmongery and accessories as per hardware sets scheduled by describing products; as specified and as Drg. A-611 | For fire rated doors | A | Type HW17 /F; 60 minutes | 1 | Nr |  | 0 | 0 | 0
Mansour | 8 | OPENINGS | 087111 | DOOR HARDWARE (SCHEDULED BY DESCRIBING PRODUCTS) | AR | Item | 371 | Door hardware sets; including all ironmongery and accessories as per hardware sets scheduled by describing products; as specified and as Drg. A-611 | For non fire rated doors | B | Type HW18 /F; 60 minutes | 1 | Nr |  | 0 | 0 | 0
Mansour | 8 | OPENINGS | 087111 | DOOR HARDWARE (SCHEDULED BY DESCRIBING PRODUCTS) | AR | Item | 372 | Door hardware sets; including all ironmongery and accessories as per hardware sets scheduled by describing products; as specified and as Drg. A-611 | For fire rated doors | C | Type HW19a /F; 60 minutes | 1 | Nr |  | 0 | 0 | 0
Mansour | 8 | OPENINGS | 087111 | DOOR HARDWARE (SCHEDULED BY DESCRIBING PRODUCTS) | AR | Item | 373 | Door hardware sets; including all ironmongery and accessories as per hardware sets scheduled by describing products; as specified and as Drg. A-611 | For non fire rated doors | A | Type HW19a /F; 90 minutes | 1 | Nr | 578 | 578 | 560.66 | 560.66
Mansour | 8 | OPENINGS | 087111 | DOOR HARDWARE (SCHEDULED BY DESCRIBING PRODUCTS) | AR | Item | 374 | Door hardware sets; including all ironmongery and accessories as per hardware sets scheduled by describing products; as specified and as Drg. A-611 | For fire rated doors | E | Type HW20a /F; 60 minutes | 1 | Nr |  | 0 | 0 | 0
Mansour | 8 | OPENINGS | 087111 | DOOR HARDWARE (SCHEDULED BY DESCRIBING PRODUCTS) | AR | Item | 375 | Door hardware sets; including all ironmongery and accessories as per hardware sets scheduled by describing products; as specified and as Drg. A-611 | For non fire rated doors | B | Type HW27 /F; 60 minutes | 1 | Nr | 402 | 402 | 389.94 | 389.94
Mansour | 8 | OPENINGS | 087111 | DOOR HARDWARE (SCHEDULED BY DESCRIBING PRODUCTS) | AR | Item | 376 | Door hardware sets; including all ironmongery and accessories as per hardware sets scheduled by describing products; as specified and as Drg. A-611 | For fire rated doors | G | Type HW4 /F; 45 minutes | 1 | Nr |  | 0 | 0 | 0
Mansour | 8 | OPENINGS | 087111 | DOOR HARDWARE (SCHEDULED BY DESCRIBING PRODUCTS) | AR | Item | 377 | Door hardware sets; including all ironmongery and accessories as per hardware sets scheduled by describing products; as specified and as Drg. A-611 | For non fire rated doors | C | Type HW4 /F; 60 minutes | 2 | Nr | 179 | 358 | 173.63 | 347.26
Mansour | 8 | OPENINGS | 087111 | DOOR HARDWARE (SCHEDULED BY DESCRIBING PRODUCTS) | AR | Item | 378 | Door hardware sets; including all ironmongery and accessories as per hardware sets scheduled by describing products; as specified and as Drg. A-611 | For fire rated doors | D | Type HW5 /F; 45 minutes | 2 | Nr | 113 | 226 | 109.61 | 219.22
Mansour | 8 | OPENINGS | 087111 | DOOR HARDWARE (SCHEDULED BY DESCRIBING PRODUCTS) | AR | Other | 379 | Door hardware sets; including all ironmongery and accessories as per hardware sets scheduled by describing products; as specified and as Drg. A-611 | For non fire rated doors | BILL NO. 8 - OPENINGS
Mansour | 8 | OPENINGS | To Summary | To Summary |  | Bill Sum | 380 | Door hardware sets; including all ironmongery and accessories as per hardware sets scheduled by describing products; as specified and as Drg. A-611 | For fire rated doors | To Summary |  |  |  | J.D | 81634
Mansour | 9 | FINISHES | 092400 | PORTLAND CEMENT PLASTER | AR | Other | 381 | Door hardware sets; including all ironmongery and accessories as per hardware sets scheduled by describing products; as specified and as Drg. A-611 | For non fire rated doors |  |  | BILLS NO. 9
Mansour | 9 | FINISHES | 092400 | PORTLAND CEMENT PLASTER | AR | Other | 382 | Door hardware sets; including all ironmongery and accessories as per hardware sets scheduled by describing products; as specified and as Drg. A-611 | For fire rated doors |  |  | FINISHES
Mansour | 9 | FINISHES | 092400 | PORTLAND CEMENT PLASTER | AR | Other | 383 | Door hardware sets; including all ironmongery and accessories as per hardware sets scheduled by describing products; as specified and as Drg. A-611 | For non fire rated doors | Item | Description | Qty | Unit | Rate | Amount
Mansour | 9 | FINISHES | 092400 | PORTLAND CEMENT PLASTER | AR | Other | 384 | Door hardware sets; including all ironmongery and accessories as per hardware sets scheduled by describing products; as specified and as Drg. A-611 | For fire rated doors | [5 empty] | J.D
Mansour | 9 | FINISHES | 092400 | PORTLAND CEMENT PLASTER | AR | Other | 385 | 092400 - PORTLAND CEMENT PLASTER | 092400 - PORTLAND CEMENT PLASTER |  | 092400 - PORTLAND CEMENT PLASTER
Mansour | 9 | FINISHES | 092400 | PORTLAND CEMENT PLASTER | AR | Other | 386 | Cement-sand plaster; plain finish; to | Cement-sand plaster; plain finish; to |  | Cement-sand plaster; plain finish; to
Mansour | 9 | FINISHES | 092400 | PORTLAND CEMENT PLASTER | AR | Item | 387 | 092400 - PORTLAND CEMENT PLASTER | 092400 - PORTLAND CEMENT PLASTER | A | Walls; 15 thick; internal | 1658 | m2 | 11 | 18238 | 10.67 | 17690.86
Mansour | 9 | FINISHES | 092400 | PORTLAND CEMENT PLASTER | AR | Item | 388 | Cement-sand plaster; plain finish; to | Cement-sand plaster; plain finish; to | B | Curved walls; 15 thick; internal | 47 | m2 |  | 0 | 0 | 0
Mansour | 9 | FINISHES | 092400 | PORTLAND CEMENT PLASTER | AR | Item | 389 | 092400 - PORTLAND CEMENT PLASTER | 092400 - PORTLAND CEMENT PLASTER | B | Walls; 20 thick; external | 1100 | m2 | 11 | 12100 | 10.67 | 11737
Mansour | 9 | FINISHES | 092400 | PORTLAND CEMENT PLASTER | AR | Item | 390 | Cement-sand plaster; plain finish; to | Cement-sand plaster; plain finish; to | C | Ceiling; 15 thick; internal | 399 | m2 | 12 | 4788 | 11.64 | 4644.36
Mansour | 9 | FINISHES | 092400 | PORTLAND CEMENT PLASTER | AR | Item | 391 | 092400 - PORTLAND CEMENT PLASTER | 092400 - PORTLAND CEMENT PLASTER | D | Ceiling; 20 thick; external | 137 | m2 | 12 | 1644 | 11.64 | 1594.68
Mansour | 9 | FINISHES | 092400 | PORTLAND CEMENT PLASTER | AR | Item | 392 | Cement-sand plaster; plain finish; to | Cement-sand plaster; plain finish; to | F | Isolated columns; 15 thick; internal | 31 | m2 |  | 0 | 0 | 0
Mansour | 9 | FINISHES | 092400 | PORTLAND CEMENT PLASTER | AR | Other | 393 | Cement-sand plaster; finished to receive tiling; to | Cement-sand plaster; finished to receive tiling; to |  | Cement-sand plaster; finished to receive tiling; to
Mansour | 9 | FINISHES | 092400 | PORTLAND CEMENT PLASTER | AR | Item | 394 | Cement-sand plaster; plain finish; to | Cement-sand plaster; plain finish; to | E | Walls; 15 thick; internal | 116 | m2 | 8 | 928 | 7.76 | 900.16
Mansour | 9 | FINISHES | 092900 | GYPSUM BOARD | AR | Other | 395 | 092900 - GYPSUM BOARD | 092900 - GYPSUM BOARD |  | 092900 - GYPSUM BOARD
Mansour | 9 | FINISHES | 092900 | GYPSUM BOARD | AR | Other | 396 | Gypsum boards suspended ceiling; comprising gypsum board; finished to receive paint; including suspension system, acoustical sealant, upstands, edge trim, hangers, fittings and fixings; furring (vertical surfaces); complete; as specified and shown on Drawings; to | Gypsum boards suspended ceiling; comprising gypsum board; finished to receive paint; including suspension system, acoustical sealant, upstands, edge trim, hangers, fittings and fixings; furring (vertical surfaces); complete; as specified and shown on Drawings; to |  | Gypsum boards suspended ceiling; comprising gypsum board; finished to receive paint; including suspension system, acoustical sealant, upstands, edge trim, hangers, fittings and fixings; furring (vertical surfaces); complete; as specified and shown on Drawings; to
Mansour | 9 | FINISHES | 092900 | GYPSUM BOARD | AR | Item | 397 | 092900 - GYPSUM BOARD | 092900 - GYPSUM BOARD | F | Ceilings; moisture | 66 | m2 | 42 | 2772 | 40.74 | 2688.84
Mansour | 9 | FINISHES | 093000 | TILING | AR | Other | 398 | 093000 - TILING | 093000 - TILING |  | 093000 - TILING
Mansour | 9 | FINISHES | 093000 | TILING | AR | Other | 399 | Ceramic tiles and fittings; vitrified unglazed, with non slip finish; including cement-sand screed; to | Ceramic tiles and fittings; vitrified unglazed, with non slip finish; including cement-sand screed; to |  | Ceramic tiles and fittings; vitrified unglazed, with non slip finish; including cement-sand screed; to
Mansour | 9 | FINISHES | 093000 | TILING | AR | Item | 400 | 093000 - TILING | 093000 - TILING | A | Floors; 200 x 200 | 42 | m2 |  | 0 | 0 | 0
Mansour | 9 | FINISHES | 093000 | TILING | AR | Item | 401 | Ceramic tiles and fittings; vitrified unglazed, with non slip finish; including cement-sand screed; to | Ceramic tiles and fittings; vitrified unglazed, with non slip finish; including cement-sand screed; to | A | Floors; 300 x 300 | 15 | m2 | 27 | 405 | 26.19 | 392.85
Mansour | 9 | FINISHES | 093000 | TILING | AR | Item | 402 | 093000 - TILING | 093000 - TILING | B | Floors; 400 x 400 | 25 | m2 | 29 | 725 | 28.13 | 703.25
Mansour | 9 | FINISHES | 093000 | TILING | AR | Item | 403 | Ceramic tiles and fittings; vitrified unglazed, with non slip finish; including cement-sand screed; to | Ceramic tiles and fittings; vitrified unglazed, with non slip finish; including cement-sand screed; to | C | Floors; 400 x 400; acid resistant | 31 | m2 | 29 | 899 | 28.13 | 872.03
Mansour | 9 | FINISHES | 093000 | TILING | AR | Item | 404 | 093000 - TILING | 093000 - TILING | D | Floors; 600 x 600 | 641 | m2 | 32 | 20512 | 31.04 | 19896.64
Mansour | 9 | FINISHES | 093000 | TILING | AR | Item | 405 | Ceramic tiles and fittings; vitrified unglazed, with non slip finish; including cement-sand screed; to | Ceramic tiles and fittings; vitrified unglazed, with non slip finish; including cement-sand screed; to | E | Skirting; 100 high | 533 | m | 8 | 4264 | 7.76 | 4136.08
Mansour | 9 | FINISHES | 093000 | TILING | AR | Item | 406 | 093000 - TILING | 093000 - TILING | G | Curved skirting; 100 high | 11 | m |  | 0 | 0 | 0
Mansour | 9 | FINISHES | 093000 | TILING | AR | Other | 407 | Glazed ceramic tiles and fittings; vitrified satin glazed with cushion edges and space lugs; to | Glazed ceramic tiles and fittings; vitrified satin glazed with cushion edges and space lugs; to |  | Glazed ceramic tiles and fittings; vitrified satin glazed with cushion edges and space lugs; to
Mansour | 9 | FINISHES | 093000 | TILING | AR | Item | 408 | 093000 - TILING | 093000 - TILING | H | Walls; 200 x 200 x 6 thick | 231 | m2 |  | 0 | 0 | 0
Mansour | 9 | FINISHES | 093000 | TILING | AR | Item | 409 | Glazed ceramic tiles and fittings; vitrified satin glazed with cushion edges and space lugs; to | Glazed ceramic tiles and fittings; vitrified satin glazed with cushion edges and space lugs; to | F | Walls; 250 x 400 x 6 thick | 116 | m2 | 33 | 3828 | 32.01 | 3713.16
Mansour | 9 | FINISHES | 095133 | ACOUSTICAL METAL PAN CEILINGS | AR | Other | 410 | 095133 - ACOUSTICAL METAL PAN CEILINGS | 095133 - ACOUSTICAL METAL PAN CEILINGS |  | 095133 - ACOUSTICAL METAL PAN CEILINGS
Mansour | 9 | FINISHES | 095133 | ACOUSTICAL METAL PAN CEILINGS | AR | Other | 411 | Metal panel suspended ceilings; comprising 600 x 600 thick perforated aluminum panels, square edges, flat surface and polyester powder coated finish; including snap-in grid suspension system, hangers, angles and edge trims; furring (vertical surfaces); complete; complete; as specified and shown on Drawings; to | Metal panel suspended ceilings; comprising 600 x 600 thick perforated aluminum panels, square edges, flat surface and polyester powder coated finish; including snap-in grid suspension system, hangers, angles and edge trims; furring (vertical surfaces); complete; complete; as specified and shown on Drawings; to |  | Metal panel suspended ceilings; comprising 600 x 600 thick perforated aluminum panels, square edges, flat surface and polyester powder coated finish; including snap-in grid suspension system, hangers, angles and edge trims; furring (vertical surfaces); complete; complete; as specified and shown on Drawings; to
Mansour | 9 | FINISHES | 095133 | ACOUSTICAL METAL PAN CEILINGS | AR | Item | 412 | 095133 - ACOUSTICAL METAL PAN CEILINGS | 095133 - ACOUSTICAL METAL PAN CEILINGS | G | Ceilings | 200 | m2 | 40 | 8000 | 38.8 | 7760
Mansour | 9 | FINISHES | 095133 | ACOUSTICAL METAL PAN CEILINGS | AR | Other | 413 | Decorative suspended ceilings; comprising gypsum boards and perforated aluminum panels; including paint on gypsum, suspension system, upstands, edge trim, hangers, fittings and fixings; furring (vertical surfaces); complete; as specified and shown on Drawings; to | Decorative suspended ceilings; comprising gypsum boards and perforated aluminum panels; including paint on gypsum, suspension system, upstands, edge trim, hangers, fittings and fixings; furring (vertical surfaces); complete; as specified and shown on Drawings; to |  | Decorative suspended ceilings; comprising gypsum boards and perforated aluminum panels; including paint on gypsum, suspension system, upstands, edge trim, hangers, fittings and fixings; furring (vertical surfaces); complete; as specified and shown on Drawings; to
Mansour | 9 | FINISHES | 095133 | ACOUSTICAL METAL PAN CEILINGS | AR | Item | 414 | 095133 - ACOUSTICAL METAL PAN CEILINGS | 095133 - ACOUSTICAL METAL PAN CEILINGS | A | Ceilings | 77 | m2 | 42 | 3234 | 40.74 | 3136.98
Mansour | 9 | FINISHES | 095423 | LINEAR METAL CEILINGS | AR | Other | 415 | 095423 - LINEAR METAL CEILINGS | 095423 - LINEAR METAL CEILINGS |  | 095423 - LINEAR METAL CEILINGS
Mansour | 9 | FINISHES | 095423 | LINEAR METAL CEILINGS | AR | Other | 416 | Linear metal suspended ceiling; aluminum 200 mm module strips with stove-enamelled finish; non perforated; including concealed grid suspension system; hangers; edge trims and angles; to | Linear metal suspended ceiling; aluminum 200 mm module strips with stove-enamelled finish; non perforated; including concealed grid suspension system; hangers; edge trims and angles; to |  | Linear metal suspended ceiling; aluminum 200 mm module strips with stove-enamelled finish; non perforated; including concealed grid suspension system; hangers; edge trims and angles; to
Mansour | 9 | FINISHES | 095423 | LINEAR METAL CEILINGS | AR | Item | 417 | 095423 - LINEAR METAL CEILINGS | 095423 - LINEAR METAL CEILINGS | B | Ceilings | 45 | m2 | 93 | 4185 | 90.21 | 4059.45
Mansour | 9 | FINISHES | 096340 | STONE FLOORING | AR | Other | 418 | 096340 - STONE FLOORING | 096340 - STONE FLOORING |  | 096340 - STONE FLOORING
Mansour | 9 | FINISHES | 096340 | STONE FLOORING | AR | Other | 419 | Marble slabs and fittings; best quality, polished finish; including cement sand screed; complete; as specified and shown on Drawings | Marble slabs and fittings; best quality, polished finish; including cement sand screed; complete; as specified and shown on Drawings |  | Marble slabs and fittings; best quality, polished finish; including cement sand screed; complete; as specified and shown on Drawings
Mansour | 9 | FINISHES | 096340 | STONE FLOORING | AR | Item | 420 | 096340 - STONE FLOORING | 096340 - STONE FLOORING | C | Saddles; type I | 30 | m | 45 | 1350 | 43.65 | 1309.5
Mansour | 9 | FINISHES | 096340 | STONE FLOORING | AR | Item | 421 | Marble slabs and fittings; best quality, polished finish; including cement sand screed; complete; as specified and shown on Drawings | Marble slabs and fittings; best quality, polished finish; including cement sand screed; complete; as specified and shown on Drawings | D | Saddles; type II | 16 | m | 46 | 736 | 44.62 | 713.92
Mansour | 9 | FINISHES | 096340 | STONE FLOORING | AR | Item | 422 | 096340 - STONE FLOORING | 096340 - STONE FLOORING | E | Saddles; type III | 2 | m | 53 | 106 | 51.41 | 102.82
Mansour | 9 | FINISHES | 096340 | STONE FLOORING | AR | Item | 423 | Marble slabs and fittings; best quality, polished finish; including cement sand screed; complete; as specified and shown on Drawings | Marble slabs and fittings; best quality, polished finish; including cement sand screed; complete; as specified and shown on Drawings | F | Treads; 300 x 30 thick; including abrasive in lay aluminium oxide | 58 | m |  | 0 | 0 | 0
Mansour | 9 | FINISHES | 096340 | STONE FLOORING | AR | Item | 424 | 096340 - STONE FLOORING | 096340 - STONE FLOORING | G | Risers; 140 x 20 thick | 58 | m |  | 0 | 0 | 0
Mansour | 9 | FINISHES | 096340 | STONE FLOORING | AR | Item | 425 | Marble slabs and fittings; best quality, polished finish; including cement sand screed; complete; as specified and shown on Drawings | Marble slabs and fittings; best quality, polished finish; including cement sand screed; complete; as specified and shown on Drawings | A | Skirtings; 100 high | 8 | m |  | 0 | 0 | 0
Mansour | 9 | FINISHES | 096340 | STONE FLOORING | AR | Item | 426 | 096340 - STONE FLOORING | 096340 - STONE FLOORING | B | Skirtings; 100 high; above nosing | 24 | m |  | 0 | 0 | 0
Mansour | 9 | FINISHES | 096340 | STONE FLOORING | AR | Other | 427 | Granite slabs and fittings; best quality; polished finish; including cement-sand screed; complete; as specified and as shown on Drawings | Granite slabs and fittings; best quality; polished finish; including cement-sand screed; complete; as specified and as shown on Drawings |  | Granite slabs and fittings; best quality; polished finish; including cement-sand screed; complete; as specified and as shown on Drawings
Mansour | 9 | FINISHES | 096340 | STONE FLOORING | AR | Item | 428 | 096340 - STONE FLOORING | 096340 - STONE FLOORING | C | Floors; 30 thick | 19 | m2 |  | 0 | 0 | 0
Mansour | 9 | FINISHES | 096340 | STONE FLOORING | AR | Item | 429 | Granite slabs and fittings; best quality; polished finish; including cement-sand screed; complete; as specified and as shown on Drawings | Granite slabs and fittings; best quality; polished finish; including cement-sand screed; complete; as specified and as shown on Drawings | D | Landing; 30 thick | 27 | m2 |  | 0 | 0 | 0
Mansour | 9 | FINISHES | 096340 | STONE FLOORING | AR | Item | 430 | 096340 - STONE FLOORING | 096340 - STONE FLOORING | E | Treads; 320 x 30 thick; including abrasive in lay aluminium oxide | 78 | m |  | 0 | 0 | 0
Mansour | 9 | FINISHES | 096340 | STONE FLOORING | AR | Item | 431 | Granite slabs and fittings; best quality; polished finish; including cement-sand screed; complete; as specified and as shown on Drawings | Granite slabs and fittings; best quality; polished finish; including cement-sand screed; complete; as specified and as shown on Drawings | F | Risers; 138 x 20 thick | 78 | m |  | 0 | 0 | 0
Mansour | 9 | FINISHES | 096340 | STONE FLOORING | AR | Item | 432 | 096340 - STONE FLOORING | 096340 - STONE FLOORING | G | Skirtings; 100 high | 51 | m |  | 0 | 0 | 0
Mansour | 9 | FINISHES | 096340 | STONE FLOORING | AR | Item | 433 | Granite slabs and fittings; best quality; polished finish; including cement-sand screed; complete; as specified and as shown on Drawings | Granite slabs and fittings; best quality; polished finish; including cement-sand screed; complete; as specified and as shown on Drawings | H | Skirtings; 100 high; above nosing | 20 | m |  | 0 | 0 | 0
Mansour | 9 | FINISHES | 096340 | STONE FLOORING | AR | Item | 434 | 096340 - STONE FLOORING | 096340 - STONE FLOORING | J | Curved treads; 320 x 30 thick; reception hall | 18 | m |  | 0 | 0 | 0
Mansour | 9 | FINISHES | 096340 | STONE FLOORING | AR | Item | 435 | Granite slabs and fittings; best quality; polished finish; including cement-sand screed; complete; as specified and as shown on Drawings | Granite slabs and fittings; best quality; polished finish; including cement-sand screed; complete; as specified and as shown on Drawings | K | Curved risers; 138 x 20 thick; reception hall | 18 | m |  | 0 | 0 | 0
Mansour | 9 | FINISHES | 099113 | EXTERIOR PAINTING | AR | Other | 436 | 099113 - EXTERIOR PAINTING | 099113 - EXTERIOR PAINTING |  | 099113 - EXTERIOR PAINTING
Mansour | 9 | FINISHES | 099113 | EXTERIOR PAINTING | AR | Other | 437 | External textured acrylic emulsion paint, resin based, water-resistant suitable for repeated washing and scrubbing; to concrete, masonry, render and plaster | External textured acrylic emulsion paint, resin based, water-resistant suitable for repeated washing and scrubbing; to concrete, masonry, render and plaster |  | External textured acrylic emulsion paint, resin based, water-resistant suitable for repeated washing and scrubbing; to concrete, masonry, render and plaster
Mansour | 9 | FINISHES | 099113 | EXTERIOR PAINTING | AR | Item | 438 | 099113 - EXTERIOR PAINTING | 099113 - EXTERIOR PAINTING | A | General surfaces; external | 1277 | m2 | 9 | 11493 | 8.73 | 11148.21
Mansour | 9 | FINISHES | 099123 | INTERIOR PAINTING | AR | Other | 439 | 099123 - INTERIOR PAINTING | 099123 - INTERIOR PAINTING |  | 099123 - INTERIOR PAINTING
Mansour | 9 | FINISHES | 099123 | INTERIOR PAINTING | AR | Other | 440 | Interior flat latex-based paint; emulsion paint, based on PVA and PVA acrylic copolymers, water resistant suitable for repeated washing and scrubbing, to concrete, masonry, render and plaster | Interior flat latex-based paint; emulsion paint, based on PVA and PVA acrylic copolymers, water resistant suitable for repeated washing and scrubbing, to concrete, masonry, render and plaster |  | Interior flat latex-based paint; emulsion paint, based on PVA and PVA acrylic copolymers, water resistant suitable for repeated washing and scrubbing, to concrete, masonry, render and plaster
Mansour | 9 | FINISHES | 099123 | INTERIOR PAINTING | AR | Item | 441 | 099123 - INTERIOR PAINTING | 099123 - INTERIOR PAINTING | A | General surfaces; internal | 2057 | m2 | 5 | 10285 | 4.85 | 9976.45
Mansour | 9 | FINISHES | 099123 | INTERIOR PAINTING | AR | Item | 442 | Interior flat latex-based paint; emulsion paint, based on PVA and PVA acrylic copolymers, water resistant suitable for repeated washing and scrubbing, to concrete, masonry, render and plaster | Interior flat latex-based paint; emulsion paint, based on PVA and PVA acrylic copolymers, water resistant suitable for repeated washing and scrubbing, to concrete, masonry, render and plaster | B | General surfaces; internal; fine textured | 472 | m2 |  | 0 | 0 | 0
Mansour | 9 | FINISHES | 099123 | INTERIOR PAINTING | AR | Other | 443 | Oil paint; oleo-resinous alkyd paint; to primed metal | Oil paint; oleo-resinous alkyd paint; to primed metal |  | Oil paint; oleo-resinous alkyd paint; to primed metal
Mansour | 9 | FINISHES | 099123 | INTERIOR PAINTING | AR | Item | 444 | Interior flat latex-based paint; emulsion paint, based on PVA and PVA acrylic copolymers, water resistant suitable for repeated washing and scrubbing, to concrete, masonry, render and plaster | Interior flat latex-based paint; emulsion paint, based on PVA and PVA acrylic copolymers, water resistant suitable for repeated washing and scrubbing, to concrete, masonry, render and plaster | B | General surfaces | 150 | m2 | 5 | 750 | 4.85 | 727.5
Mansour | 9 | FINISHES | 099123 | INTERIOR PAINTING | AR | Other | 445 | Oil paint; oleo-resinous alkyd paint; to primed wood | Oil paint; oleo-resinous alkyd paint; to primed wood |  | Oil paint; oleo-resinous alkyd paint; to primed wood
Mansour | 9 | FINISHES | 099123 | INTERIOR PAINTING | AR | Item | 446 | Interior flat latex-based paint; emulsion paint, based on PVA and PVA acrylic copolymers, water resistant suitable for repeated washing and scrubbing, to concrete, masonry, render and plaster | Interior flat latex-based paint; emulsion paint, based on PVA and PVA acrylic copolymers, water resistant suitable for repeated washing and scrubbing, to concrete, masonry, render and plaster | D | General surfaces | 22 | m2 |  | 0 | 0 | 0
Mansour | 9 | FINISHES | 099123 | INTERIOR PAINTING | AR | Other | 447 | Varnish; to wood | Varnish; to wood |  | Varnish; to wood
Mansour | 9 | FINISHES | 099123 | INTERIOR PAINTING | AR | Item | 448 | Interior flat latex-based paint; emulsion paint, based on PVA and PVA acrylic copolymers, water resistant suitable for repeated washing and scrubbing, to concrete, masonry, render and plaster | Interior flat latex-based paint; emulsion paint, based on PVA and PVA acrylic copolymers, water resistant suitable for repeated washing and scrubbing, to concrete, masonry, render and plaster | C | General surfaces | 5 | m2 | 11 | 55 | 10.67 | 53.35
Mansour | 9 | FINISHES | 099600 | HIGH PERFORMANCE COATINGS | AR | Other | 449 | 099600 - HIGH PERFORMANCE COATINGS | 099600 - HIGH PERFORMANCE COATINGS |  | 099600 - HIGH PERFORMANCE COATINGS
Mansour | 9 | FINISHES | 099600 | HIGH PERFORMANCE COATINGS | AR | Other | 450 | Epoxy concrete floor sealer; water dispersed, coloured, dustproofed and surface sealer; to | Epoxy concrete floor sealer; water dispersed, coloured, dustproofed and surface sealer; to |  | Epoxy concrete floor sealer; water dispersed, coloured, dustproofed and surface sealer; to
Mansour | 9 | FINISHES | 099600 | HIGH PERFORMANCE COATINGS | AR | Item | 451 | 099600 - HIGH PERFORMANCE COATINGS | 099600 - HIGH PERFORMANCE COATINGS | D | Trenches; side and bottom | 7 | m2 | 29 | 203 | 28.13 | 196.91
Mansour | 9 | FINISHES | 099600 | HIGH PERFORMANCE COATINGS | AR | Other | 452 | Polyurethane paint; to concrete, masonry, render and plaster; to | Polyurethane paint; to concrete, masonry, render and plaster; to |  | Polyurethane paint; to concrete, masonry, render and plaster; to
Mansour | 9 | FINISHES | 099600 | HIGH PERFORMANCE COATINGS | AR | Item | 453 | 099600 - HIGH PERFORMANCE COATINGS | 099600 - HIGH PERFORMANCE COATINGS | E | General surfaces | 60 | m2 | 13 | 780 | 12.61 | 756.6
Mansour | 9 | FINISHES | 099600 | HIGH PERFORMANCE COATINGS | AR | Other | 454 | Epoxy paint; to primed metal | Epoxy paint; to primed metal |  | Epoxy paint; to primed metal
Mansour | 9 | FINISHES | 099600 | HIGH PERFORMANCE COATINGS | AR | Item | 455 | 099600 - HIGH PERFORMANCE COATINGS | 099600 - HIGH PERFORMANCE COATINGS | A | Surfaces of balustrade and the like; plain open type | 100 | m2 |  | 0 | 0 | 0
Mansour | 9 | FINISHES | 099600 | HIGH PERFORMANCE COATINGS | AR | Other | 456 | Epoxy paint; to primed metal | Epoxy paint; to primed metal | BILL No. 9 - FINISHES
Mansour | 9 | FINISHES | To Summary | To Summary | AR | Bill Sum | 457 | 099600 - HIGH PERFORMANCE COATINGS | 099600 - HIGH PERFORMANCE COATINGS | To Summary |  |  |  | J.D | 112280
Mansour | 10 | SPECIALTIES | 101423 | PANEL SIGNAGE | AR | Other | 458 | Epoxy paint; to primed metal | Epoxy paint; to primed metal |  |  | BILL NO. 10
Mansour | 10 | SPECIALTIES | 101423 | PANEL SIGNAGE | AR | Other | 459 | 099600 - HIGH PERFORMANCE COATINGS | 099600 - HIGH PERFORMANCE COATINGS |  |  | SPECIALTIES
Mansour | 10 | SPECIALTIES | 101423 | PANEL SIGNAGE | AR | Other | 460 | Epoxy paint; to primed metal | Epoxy paint; to primed metal | Item | Description | Qty | Unit | Rate | Amount
Mansour | 10 | SPECIALTIES | 101423 | PANEL SIGNAGE | AR | Other | 461 | 099600 - HIGH PERFORMANCE COATINGS | 099600 - HIGH PERFORMANCE COATINGS | [5 empty] | J.D
Mansour | 10 | SPECIALTIES | 101423 | PANEL SIGNAGE | AR | Other | 462 | 101423 - PANEL SIGNAGE | 101423 - PANEL SIGNAGE |  | 101423 - PANEL SIGNAGE
Mansour | 10 | SPECIALTIES | 101423 | PANEL SIGNAGE | AR | Other | 463 | Internal sign; comprising 3 thick MP plastic face, 10 high copy & graphics, braille dots, aluminium and wood profiles; including background, screws, fittings and fixings; complete; as specified and as Drg. A-503; detail 6 | Internal sign; comprising 3 thick MP plastic face, 10 high copy & graphics, braille dots, aluminium and wood profiles; including background, screws, fittings and fixings; complete; as specified and as Drg. A-503; detail 6 |  | Internal sign; comprising 3 thick MP plastic face, 10 high copy & graphics, braille dots, aluminium and wood profiles; including background, screws, fittings and fixings; complete; as specified and as Drg. A-503; detail 6
Mansour | 10 | SPECIALTIES | 101423 | PANEL SIGNAGE | AR | Item | 464 | 101423 - PANEL SIGNAGE | 101423 - PANEL SIGNAGE | A | Type S1; size 120 x 120 high | 6 | Nr | 27 | 162 | 26.19 | 157.14
Mansour | 10 | SPECIALTIES | 101423 | PANEL SIGNAGE | AR | Item | 465 | Internal sign; comprising 3 thick MP plastic face, 10 high copy & graphics, braille dots, aluminium and wood profiles; including background, screws, fittings and fixings; complete; as specified and as Drg. A-503; detail 6 | Internal sign; comprising 3 thick MP plastic face, 10 high copy & graphics, braille dots, aluminium and wood profiles; including background, screws, fittings and fixings; complete; as specified and as Drg. A-503; detail 6 | B | Type S2; size 210 x 130 high | 6 | Nr | 40 | 240 | 38.8 | 232.8
Mansour | 10 | SPECIALTIES | 102800 | TOILET, BATH AND LAUNDRY ACCESSORIES | AR | Other | 466 | 102800 - TOILET, BATH AND LAUNDRY ACCESSORIES | 102800 - TOILET, BATH AND LAUNDRY ACCESSORIES |  | 102800 - TOILET, BATH AND LAUNDRY ACCESSORIES
Mansour | 10 | SPECIALTIES | 102800 | TOILET, BATH AND LAUNDRY ACCESSORIES | AR | Other | 467 | Miscellaneous fixtures and fittings; complete; as specified and shown on Drawings | Miscellaneous fixtures and fittings; complete; as specified and shown on Drawings |  | Miscellaneous fixtures and fittings; complete; as specified and shown on Drawings
Mansour | 10 | SPECIALTIES | 102800 | TOILET, BATH AND LAUNDRY ACCESSORIES | AR | Item | 468 | 102800 - TOILET, BATH AND LAUNDRY ACCESSORIES | 102800 - TOILET, BATH AND LAUNDRY ACCESSORIES | C | Coat hook | 7 | Nr | 20 | 140 | 19.4 | 135.8
Mansour | 10 | SPECIALTIES | 102800 | TOILET, BATH AND LAUNDRY ACCESSORIES | AR | Item | 469 | Miscellaneous fixtures and fittings; complete; as specified and shown on Drawings | Miscellaneous fixtures and fittings; complete; as specified and shown on Drawings | D | Paper towel dispenser | 7 | Nr | 113 | 791 | 109.61 | 767.27
Mansour | 10 | SPECIALTIES | 102800 | TOILET, BATH AND LAUNDRY ACCESSORIES | AR | Item | 470 | 102800 - TOILET, BATH AND LAUNDRY ACCESSORIES | 102800 - TOILET, BATH AND LAUNDRY ACCESSORIES | E | Liquid soap dispenser | 7 | Nr | 60 | 420 | 58.2 | 407.4
Mansour | 10 | SPECIALTIES | 102800 | TOILET, BATH AND LAUNDRY ACCESSORIES | AR | Item | 471 | Miscellaneous fixtures and fittings; complete; as specified and shown on Drawings | Miscellaneous fixtures and fittings; complete; as specified and shown on Drawings | F | Grab bar; 635 long | 7 | Nr |  | 0 | 0 | 0
Mansour | 10 | SPECIALTIES | 102800 | TOILET, BATH AND LAUNDRY ACCESSORIES | AR | Item | 472 | 102800 - TOILET, BATH AND LAUNDRY ACCESSORIES | 102800 - TOILET, BATH AND LAUNDRY ACCESSORIES | G | Hinged grab bar; 770 long | 7 | Nr |  | 0 | 0 | 0
Mansour | 10 | SPECIALTIES | 102800 | TOILET, BATH AND LAUNDRY ACCESSORIES | AR | Item | 473 | Miscellaneous fixtures and fittings; complete; as specified and shown on Drawings | Miscellaneous fixtures and fittings; complete; as specified and shown on Drawings | H | Toilet paper holder | 7 | Nr | 60 | 420 | 58.2 | 407.4
Mansour | 10 | SPECIALTIES | 102800 | TOILET, BATH AND LAUNDRY ACCESSORIES | AR | Item | 474 | 102800 - TOILET, BATH AND LAUNDRY ACCESSORIES | 102800 - TOILET, BATH AND LAUNDRY ACCESSORIES | J | Waste receptacle | 7 | Nr | 86 | 602 | 83.42 | 583.94
Mansour | 10 | SPECIALTIES | 102800 | TOILET, BATH AND LAUNDRY ACCESSORIES | AR | Other | 475 | Mirror glass; 6 mm thick; polished plate glass, surfaces mounted type, with nickel plate brass; including cardboard filler; fittings and fixings; complete; as specified and as Drg. A-503; detail 8 | Mirror glass; 6 mm thick; polished plate glass, surfaces mounted type, with nickel plate brass; including cardboard filler; fittings and fixings; complete; as specified and as Drg. A-503; detail 8 |  | Mirror glass; 6 mm thick; polished plate glass, surfaces mounted type, with nickel plate brass; including cardboard filler; fittings and fixings; complete; as specified and as Drg. A-503; detail 8
Mansour | 10 | SPECIALTIES | 102800 | TOILET, BATH AND LAUNDRY ACCESSORIES | AR | Item | 476 | 102800 - TOILET, BATH AND LAUNDRY ACCESSORIES | 102800 - TOILET, BATH AND LAUNDRY ACCESSORIES | A | Size 450 x 600 high | 7 | Nr | 60 | 420 | 58.2 | 407.4
Mansour | 10 | SPECIALTIES | 104416 | FIRE-EXTINGUISHERS | ME | Other | 477 | 104416 - FIRE-EXTINGUISHERS | 104416 - FIRE-EXTINGUISHERS |  | 104416 - FIRE-EXTINGUISHERS
Mansour | 10 | SPECIALTIES | 104416 | FIRE-EXTINGUISHERS | ME | Other | 478 | Portable fire extinguishers complete with all accessories | Portable fire extinguishers complete with all accessories |  | Portable fire extinguishers complete with all accessories
Mansour | 10 | SPECIALTIES | 104416 | FIRE-EXTINGUISHERS | ME | Item | 479 | 104416 - FIRE-EXTINGUISHERS | 104416 - FIRE-EXTINGUISHERS | B | Type FE-1 | 11 | Nr | 73 | 803 | 70.81 | 778.91
Mansour | 10 | SPECIALTIES | 104416 | FIRE-EXTINGUISHERS | ME | Item | 480 | Portable fire extinguishers complete with all accessories | Portable fire extinguishers complete with all accessories | C | Type FE-2 | 8 | Nr | 86 | 688 | 83.42 | 667.36
Mansour | 10 | SPECIALTIES | 104416 | FIRE-EXTINGUISHERS | ME | Other | 481 | 104416 - FIRE-EXTINGUISHERS | 104416 - FIRE-EXTINGUISHERS | BILL No. 10 - SPECIALTIES
Mansour | 10 | SPECIALTIES | To Summary | To Summary |  | Bill Sum | 482 | Portable fire extinguishers complete with all accessories | Portable fire extinguishers complete with all accessories | To Summary |  |  |  | J.D | 4686
Mansour | 11 | EQUIPMENT | 114000 | FOOD SERVICE EQUIPMENT | ME | Other | 483 | 104416 - FIRE-EXTINGUISHERS | 104416 - FIRE-EXTINGUISHERS |  |  | BILL NO. 11
Mansour | 11 | EQUIPMENT | 114000 | FOOD SERVICE EQUIPMENT | ME | Other | 484 | Portable fire extinguishers complete with all accessories | Portable fire extinguishers complete with all accessories |  |  | EQUIPMENT
Mansour | 11 | EQUIPMENT | 114000 | FOOD SERVICE EQUIPMENT | ME | Other | 485 | 104416 - FIRE-EXTINGUISHERS | 104416 - FIRE-EXTINGUISHERS | Item | Description | Qty | Unit | Rate | Amount
Mansour | 11 | EQUIPMENT | 114000 | FOOD SERVICE EQUIPMENT | ME | Other | 486 | Portable fire extinguishers complete with all accessories | Portable fire extinguishers complete with all accessories | [5 empty] | J.D
Mansour | 11 | EQUIPMENT | 114000 | FOOD SERVICE EQUIPMENT | ME | Other | 487 | 114000 - FOOD SERVICE EQUIPMENT | 114000 - FOOD SERVICE EQUIPMENT |  | 114000 - FOOD SERVICE EQUIPMENT
Mansour | 11 | EQUIPMENT | 114000 | FOOD SERVICE EQUIPMENT | ME | Other | 488 | KITCHEN AREA | KITCHEN AREA |  | KITCHEN AREA
Mansour | 11 | EQUIPMENT | 114000 | FOOD SERVICE EQUIPMENT | ME | Other | 489 | Storages | Storages |  | Storages
Mansour | 11 | EQUIPMENT | 114000 | FOOD SERVICE EQUIPMENT | ME | Item | 490 | KITCHEN AREA | KITCHEN AREA | A | Walk-In Cold & Freezer Room | 1 | Nr |  | 0 | 0 | 0
Mansour | 11 | EQUIPMENT | 114000 | FOOD SERVICE EQUIPMENT | ME | Item | 491 | Storages | Storages | B | Floor Trough | 2 | Nr |  | 0 | 0 | 0
Mansour | 11 | EQUIPMENT | 114000 | FOOD SERVICE EQUIPMENT | ME | Item | 492 | KITCHEN AREA | KITCHEN AREA | C | Walk-In Cold & Freezer Room | 1 | Nr |  | 0 | 0 | 0
Mansour | 11 | EQUIPMENT | 114000 | FOOD SERVICE EQUIPMENT | ME | Item | 493 | Storages | Storages | D | Shelving | 14 | Nr |  | 0 | 0 | 0
Mansour | 11 | EQUIPMENT | 114000 | FOOD SERVICE EQUIPMENT | ME | Item | 494 | KITCHEN AREA | KITCHEN AREA | E | Shelving | 18 | Nr |  | 0 | 0 | 0
Mansour | 11 | EQUIPMENT | 114000 | FOOD SERVICE EQUIPMENT | ME | Other | 495 | Prewash Area | Prewash Area |  | Prewash Area
Mansour | 11 | EQUIPMENT | 114000 | FOOD SERVICE EQUIPMENT | ME | Item | 496 | KITCHEN AREA | KITCHEN AREA | F | Table w/ sink | 1 | Nr |  | 0 | 0 | 0
Mansour | 11 | EQUIPMENT | 114000 | FOOD SERVICE EQUIPMENT | ME | Item | 497 | Prewash Area | Prewash Area | G | Mixer Tap | 1 | Nr |  | 0 | 0 | 0
Mansour | 11 | EQUIPMENT | 114000 | FOOD SERVICE EQUIPMENT | ME | Item | 498 | KITCHEN AREA | KITCHEN AREA | H | Table W/ Bowl Sink - existing | 1 | Nr |  | 0 | 0 | 0
Mansour | 11 | EQUIPMENT | 114000 | FOOD SERVICE EQUIPMENT | ME | Item | 499 | Prewash Area | Prewash Area | J | Spray Gun | 1 | Nr |  | 0 | 0 | 0
Mansour | 11 | EQUIPMENT | 114000 | FOOD SERVICE EQUIPMENT | ME | Item | 500 | KITCHEN AREA | KITCHEN AREA | K | Floor Drain | 1 | Nr |  | 0 | 0 | 0
Mansour | 11 | EQUIPMENT | 114000 | FOOD SERVICE EQUIPMENT | ME | Item | 501 | Prewash Area | Prewash Area | L | Wall Cupboard- existing | 1 | Nr |  | 0 | 0 | 0
Mansour | 11 | EQUIPMENT | 114000 | FOOD SERVICE EQUIPMENT | ME | Item | 502 | KITCHEN AREA | KITCHEN AREA | M | Shelving - existing | 1 | Nr |  | 0 | 0 | 0
Mansour | 11 | EQUIPMENT | 114000 | FOOD SERVICE EQUIPMENT | ME | Other | 503 | Vegetable Preparation | Vegetable Preparation |  | Vegetable Preparation
Mansour | 11 | EQUIPMENT | 114000 | FOOD SERVICE EQUIPMENT | ME | Item | 504 | KITCHEN AREA | KITCHEN AREA | N | Hand Wash Sink | 1 | Nr |  | 0 | 0 | 0
Mansour | 11 | EQUIPMENT | 114000 | FOOD SERVICE EQUIPMENT | ME | Item | 505 | Vegetable Preparation | Vegetable Preparation | P | Prep Table - existing | 1 | Nr |  | 0 | 0 | 0
Mansour | 11 | EQUIPMENT | 114000 | FOOD SERVICE EQUIPMENT | ME | Item | 506 | KITCHEN AREA | KITCHEN AREA | A | Mixer Tap | 2 | Nr |  | 0 | 0 | 0
Mansour | 11 | EQUIPMENT | 114000 | FOOD SERVICE EQUIPMENT | ME | Item | 507 | Vegetable Preparation | Vegetable Preparation | B | Undercounter Fridge- 1200 mm | 1 | Nr |  | 0 | 0 | 0
Mansour | 11 | EQUIPMENT | 114000 | FOOD SERVICE EQUIPMENT | ME | Item | 508 | KITCHEN AREA | KITCHEN AREA | C | Table w/ sink | 1 | Nr |  | 0 | 0 | 0
Mansour | 11 | EQUIPMENT | 114000 | FOOD SERVICE EQUIPMENT | ME | Item | 509 | Vegetable Preparation | Vegetable Preparation | D | Floor Drain | 1 | Nr |  | 0 | 0 | 0
Mansour | 11 | EQUIPMENT | 114000 | FOOD SERVICE EQUIPMENT | ME | Item | 510 | KITCHEN AREA | KITCHEN AREA | E | Potato Peeler- existing | 1 | Nr |  | 0 | 0 | 0
Mansour | 11 | EQUIPMENT | 114000 | FOOD SERVICE EQUIPMENT | ME | Other | 511 | Meat & Poultry Preparation | Meat & Poultry Preparation |  | Meat & Poultry Preparation
Mansour | 11 | EQUIPMENT | 114000 | FOOD SERVICE EQUIPMENT | ME | Item | 512 | KITCHEN AREA | KITCHEN AREA | F | Hand Wash Sink | 1 | Nr |  | 0 | 0 | 0
Mansour | 11 | EQUIPMENT | 114000 | FOOD SERVICE EQUIPMENT | ME | Item | 513 | Meat & Poultry Preparation | Meat & Poultry Preparation | G | Prep Table | 1 | Nr |  | 0 | 0 | 0
Mansour | 11 | EQUIPMENT | 114000 | FOOD SERVICE EQUIPMENT | ME | Item | 514 | KITCHEN AREA | KITCHEN AREA | H | Mixer Tap | 2 | Nr |  | 0 | 0 | 0
Mansour | 11 | EQUIPMENT | 114000 | FOOD SERVICE EQUIPMENT | ME | Item | 515 | Meat & Poultry Preparation | Meat & Poultry Preparation | J | Undercounter Fridge-1200 mm | 1 | Nr |  | 0 | 0 | 0
Mansour | 11 | EQUIPMENT | 114000 | FOOD SERVICE EQUIPMENT | ME | Item | 516 | KITCHEN AREA | KITCHEN AREA | K | Upright Fridge | 1 | Nr |  | 0 | 0 | 0
Mansour | 11 | EQUIPMENT | 114000 | FOOD SERVICE EQUIPMENT | ME | Item | 517 | Meat & Poultry Preparation | Meat & Poultry Preparation | L | Floor Drain | 1 | Nr |  | 0 | 0 | 0
Mansour | 11 | EQUIPMENT | 114000 | FOOD SERVICE EQUIPMENT | ME | Item | 518 | KITCHEN AREA | KITCHEN AREA | M | Meat Mincer- existing | 1 | Nr |  | 0 | 0 | 0
Mansour | 11 | EQUIPMENT | 114000 | FOOD SERVICE EQUIPMENT | ME | Other | 519 | Bakery & Pastry | Bakery & Pastry |  | Bakery & Pastry
Mansour | 11 | EQUIPMENT | 114000 | FOOD SERVICE EQUIPMENT | ME | Item | 520 | KITCHEN AREA | KITCHEN AREA | N | Table w/ Double Bowl Sink | 1 | Nr |  | 0 | 0 | 0
Mansour | 11 | EQUIPMENT | 114000 | FOOD SERVICE EQUIPMENT | ME | Item | 521 | Bakery & Pastry | Bakery & Pastry | P | Undercounter Fridge-1200 mm | 2 | Nr |  | 0 | 0 | 0
Mansour | 11 | EQUIPMENT | 114000 | FOOD SERVICE EQUIPMENT | ME | Item | 522 | KITCHEN AREA | KITCHEN AREA | Q | Mixer Tap | 2 | Nr |  | 0 | 0 | 0
Mansour | 11 | EQUIPMENT | 114000 | FOOD SERVICE EQUIPMENT | ME | Item | 523 | Bakery & Pastry | Bakery & Pastry | R | Table w/ Sink | 1 | Nr |  | 0 | 0 | 0
Mansour | 11 | EQUIPMENT | 114000 | FOOD SERVICE EQUIPMENT | ME | Item | 524 | KITCHEN AREA | KITCHEN AREA | S | Scale | 1 | Nr |  | 0 | 0 | 0
Mansour | 11 | EQUIPMENT | 114000 | FOOD SERVICE EQUIPMENT | ME | Item | 525 | Bakery & Pastry | Bakery & Pastry | T | Table W/ Marble Top | 1 | Nr |  | 0 | 0 | 0
Mansour | 11 | EQUIPMENT | 114000 | FOOD SERVICE EQUIPMENT | ME | Item | 526 | KITCHEN AREA | KITCHEN AREA | A | Floor Drain | 1 | Nr |  | 0 | 0 | 0
Mansour | 11 | EQUIPMENT | 114000 | FOOD SERVICE EQUIPMENT | ME | Item | 527 | Bakery & Pastry | Bakery & Pastry | B | Gas Boiling Top- 400 x 700 | 1 | Nr |  | 0 | 0 | 0
Mansour | 11 | EQUIPMENT | 114000 | FOOD SERVICE EQUIPMENT | ME | Item | 528 | KITCHEN AREA | KITCHEN AREA | C | Deck Oven | 1 | Nr |  | 0 | 0 | 0
Mansour | 11 | EQUIPMENT | 114000 | FOOD SERVICE EQUIPMENT | ME | Item | 529 | Bakery & Pastry | Bakery & Pastry | D | Exhaust Hood w/Fire Suppression System | 1 | Nr |  | 0 | 0 | 0
Mansour | 11 | EQUIPMENT | 114000 | FOOD SERVICE EQUIPMENT | ME | Item | 530 | KITCHEN AREA | KITCHEN AREA | E | Floor Drain | 1 | Nr |  | 0 | 0 | 0
Mansour | 11 | EQUIPMENT | 114000 | FOOD SERVICE EQUIPMENT | ME | Item | 531 | Bakery & Pastry | Bakery & Pastry | F | Marble Top - Mobile Worktable | 1 | Nr |  | 0 | 0 | 0
Mansour | 11 | EQUIPMENT | 114000 | FOOD SERVICE EQUIPMENT | ME | Item | 532 | KITCHEN AREA | KITCHEN AREA | G | Worktable- existing | 1 | Nr |  | 0 | 0 | 0
Mansour | 11 | EQUIPMENT | 114000 | FOOD SERVICE EQUIPMENT | ME | Item | 533 | Bakery & Pastry | Bakery & Pastry | H | Mixer- existing | 1 | Nr |  | 0 | 0 | 0
Mansour | 11 | EQUIPMENT | 114000 | FOOD SERVICE EQUIPMENT | ME | Other | 534 | Hot Kitchen | Hot Kitchen |  | Hot Kitchen
Mansour | 11 | EQUIPMENT | 114000 | FOOD SERVICE EQUIPMENT | ME | Item | 535 | Bakery & Pastry | Bakery & Pastry | J | Hand Wash Sink | 2 | Nr |  | 0 | 0 | 0
Mansour | 11 | EQUIPMENT | 114000 | FOOD SERVICE EQUIPMENT | ME | Item | 536 | Hot Kitchen | Hot Kitchen | K | Table w/ Sink- existing | 1 | Nr |  | 0 | 0 | 0
Mansour | 11 | EQUIPMENT | 114000 | FOOD SERVICE EQUIPMENT | ME | Item | 537 | Bakery & Pastry | Bakery & Pastry | L | Mixer Tap | 2 | Nr |  | 0 | 0 | 0
Mansour | 11 | EQUIPMENT | 114000 | FOOD SERVICE EQUIPMENT | ME | Item | 538 | Hot Kitchen | Hot Kitchen | M | Floor Drain | 1 | Nr |  | 0 | 0 | 0
Mansour | 11 | EQUIPMENT | 114000 | FOOD SERVICE EQUIPMENT | ME | Item | 539 | Bakery & Pastry | Bakery & Pastry | N | Fryer- existing | 1 | Nr |  | 0 | 0 | 0
Mansour | 11 | EQUIPMENT | 114000 | FOOD SERVICE EQUIPMENT | ME | Item | 540 | Hot Kitchen | Hot Kitchen | P | Ele. Chip Scuttle | 1 | Nr |  | 0 | 0 | 0
Mansour | 11 | EQUIPMENT | 114000 | FOOD SERVICE EQUIPMENT | ME | Item | 541 | Bakery & Pastry | Bakery & Pastry | Q | Gas Range | 2 | Nr |  | 0 | 0 | 0
Mansour | 11 | EQUIPMENT | 114000 | FOOD SERVICE EQUIPMENT | ME | Item | 542 | Hot Kitchen | Hot Kitchen | R | Gas Grill | 1 | Nr |  | 0 | 0 | 0
Mansour | 11 | EQUIPMENT | 114000 | FOOD SERVICE EQUIPMENT | ME | Item | 543 | Bakery & Pastry | Bakery & Pastry | S | Exhaust Hood w/ Fire Suppression System | 1 | Nr |  | 0 | 0 | 0
Mansour | 11 | EQUIPMENT | 114000 | FOOD SERVICE EQUIPMENT | ME | Item | 544 | Hot Kitchen | Hot Kitchen | T | Worktable- existing | 1 | Nr |  | 0 | 0 | 0
Mansour | 11 | EQUIPMENT | 114000 | FOOD SERVICE EQUIPMENT | ME | Item | 545 | Bakery & Pastry | Bakery & Pastry | A | Table w/ Sink | 1 | Nr |  | 0 | 0 | 0
Mansour | 11 | EQUIPMENT | 114000 | FOOD SERVICE EQUIPMENT | ME | Item | 546 | Hot Kitchen | Hot Kitchen | B | Cupboard W/ Drawer- existing | 1 | Nr |  | 0 | 0 | 0
Mansour | 11 | EQUIPMENT | 114000 | FOOD SERVICE EQUIPMENT | ME | Item | 547 | Bakery & Pastry | Bakery & Pastry | C | Worktable- existing | 1 | Nr |  | 0 | 0 | 0
Mansour | 11 | EQUIPMENT | 114000 | FOOD SERVICE EQUIPMENT | ME | Item | 548 | Hot Kitchen | Hot Kitchen | D | Undercounter Fridge-1200 mm | 1 | Nr |  | 0 | 0 | 0
Mansour | 11 | EQUIPMENT | 114000 | FOOD SERVICE EQUIPMENT | ME | Other | 549 | Cold Kitchen | Cold Kitchen |  | Cold Kitchen
Mansour | 11 | EQUIPMENT | 114000 | FOOD SERVICE EQUIPMENT | ME | Item | 550 | Hot Kitchen | Hot Kitchen | E | Upright Fridge | 1 | Nr |  | 0 | 0 | 0
Mansour | 11 | EQUIPMENT | 114000 | FOOD SERVICE EQUIPMENT | ME | Item | 551 | Cold Kitchen | Cold Kitchen | F | Upright Freezer | 1 | Nr |  | 0 | 0 | 0
Mansour | 11 | EQUIPMENT | 114000 | FOOD SERVICE EQUIPMENT | ME | Item | 552 | Hot Kitchen | Hot Kitchen | G | Worktable W/ Sink | 1 | Nr |  | 0 | 0 | 0
Mansour | 11 | EQUIPMENT | 114000 | FOOD SERVICE EQUIPMENT | ME | Item | 553 | Cold Kitchen | Cold Kitchen | H | Mixer Tap | 1 | Nr |  | 0 | 0 | 0
Mansour | 11 | EQUIPMENT | 114000 | FOOD SERVICE EQUIPMENT | ME | Item | 554 | Hot Kitchen | Hot Kitchen | J | Floor Drain | 2 | Nr |  | 0 | 0 | 0
Mansour | 11 | EQUIPMENT | 114000 | FOOD SERVICE EQUIPMENT | ME | Item | 555 | Cold Kitchen | Cold Kitchen | K | Salad Table | 1 | Nr |  | 0 | 0 | 0
Mansour | 11 | EQUIPMENT | 114000 | FOOD SERVICE EQUIPMENT | ME | Item | 556 | Hot Kitchen | Hot Kitchen | L | Worktable | 1 | Nr |  | 0 | 0 | 0
Mansour | 11 | EQUIPMENT | 114000 | FOOD SERVICE EQUIPMENT | ME | Item | 557 | Cold Kitchen | Cold Kitchen | M | Undercounter Fridge | 1 | Nr |  | 0 | 0 | 0
Mansour | 11 | EQUIPMENT | 114000 | FOOD SERVICE EQUIPMENT | ME | Other | 558 | Potwash Area | Potwash Area |  | Potwash Area
Mansour | 11 | EQUIPMENT | 114000 | FOOD SERVICE EQUIPMENT | ME | Item | 559 | Cold Kitchen | Cold Kitchen | N | Triple Bowl Sink | 1 | Nr |  | 0 | 0 | 0
Mansour | 11 | EQUIPMENT | 114000 | FOOD SERVICE EQUIPMENT | ME | Item | 560 | Potwash Area | Potwash Area | P | Spray Gun | 1 | Nr |  | 0 | 0 | 0
Mansour | 11 | EQUIPMENT | 114000 | FOOD SERVICE EQUIPMENT | ME | Item | 561 | Cold Kitchen | Cold Kitchen | Q | Mixer Tap | 1 | Nr |  | 0 | 0 | 0
Mansour | 11 | EQUIPMENT | 114000 | FOOD SERVICE EQUIPMENT | ME | Item | 562 | Potwash Area | Potwash Area | R | Shelving unit | 3 | Nr |  | 0 | 0 | 0
Mansour | 11 | EQUIPMENT | 114000 | FOOD SERVICE EQUIPMENT | ME | Item | 563 | Cold Kitchen | Cold Kitchen | S | Floor Drain | 1 | Nr |  | 0 | 0 | 0
Mansour | 11 | EQUIPMENT | 114000 | FOOD SERVICE EQUIPMENT | ME | Other | 564 | Dishwash Area | Dishwash Area |  | Dishwash Area
Mansour | 11 | EQUIPMENT | 114000 | FOOD SERVICE EQUIPMENT | ME | Item | 565 | Cold Kitchen | Cold Kitchen | A | Triple Bowl Sink | 1 | Nr |  | 0 | 0 | 0
Mansour | 11 | EQUIPMENT | 114000 | FOOD SERVICE EQUIPMENT | ME | Item | 566 | Dishwash Area | Dishwash Area | B | Spray Gun | 1 | Nr |  | 0 | 0 | 0
Mansour | 11 | EQUIPMENT | 114000 | FOOD SERVICE EQUIPMENT | ME | Item | 567 | Cold Kitchen | Cold Kitchen | C | Mixer Tap | 1 | Nr |  | 0 | 0 | 0
Mansour | 11 | EQUIPMENT | 114000 | FOOD SERVICE EQUIPMENT | ME | Item | 568 | Dishwash Area | Dishwash Area | D | Shelving Unit | 5 | Nr |  | 0 | 0 | 0
Mansour | 11 | EQUIPMENT | 114000 | FOOD SERVICE EQUIPMENT | ME | Item | 569 | Cold Kitchen | Cold Kitchen | E | Floor Drain | 1 | Nr |  | 0 | 0 | 0
Mansour | 11 | EQUIPMENT | 114000 | FOOD SERVICE EQUIPMENT | ME | Other | 570 | Corridor | Corridor |  | Corridor
Mansour | 11 | EQUIPMENT | 114000 | FOOD SERVICE EQUIPMENT | ME | Item | 571 | Cold Kitchen | Cold Kitchen | F | Hand Wash Sink | 2 | Nr |  | 0 | 0 | 0
Mansour | 11 | EQUIPMENT | 114000 | FOOD SERVICE EQUIPMENT | ME | Item | 572 | Corridor | Corridor | G | Container Trolleys | 3 | Nr |  | 0 | 0 | 0
Mansour | 11 | EQUIPMENT | 114000 | FOOD SERVICE EQUIPMENT | ME | Item | 573 | Cold Kitchen | Cold Kitchen | H | Platform Scale | 1 | Nr |  | 0 | 0 | 0
Mansour | 11 | EQUIPMENT | 114000 | FOOD SERVICE EQUIPMENT | ME | Other | 574 | Plating Area | Plating Area |  | Plating Area
Mansour | 11 | EQUIPMENT | 114000 | FOOD SERVICE EQUIPMENT | ME | Item | 575 | Cold Kitchen | Cold Kitchen | J | Hand Wash Sink | 1 | Nr |  | 0 | 0 | 0
Mansour | 11 | EQUIPMENT | 114000 | FOOD SERVICE EQUIPMENT | ME | Item | 576 | Plating Area | Plating Area | K | Floor Drain | 1 | Nr |  | 0 | 0 | 0
Mansour | 11 | EQUIPMENT | 114000 | FOOD SERVICE EQUIPMENT | ME | Item | 577 | Cold Kitchen | Cold Kitchen | L | Cupboard Table- existing | 2 | Nr |  | 0 | 0 | 0
Mansour | 11 | EQUIPMENT | 114000 | FOOD SERVICE EQUIPMENT | ME | Item | 578 | Plating Area | Plating Area | M | Worktable | 1 | Nr |  | 0 | 0 | 0
Mansour | 11 | EQUIPMENT | 114000 | FOOD SERVICE EQUIPMENT | ME | Item | 579 | Cold Kitchen | Cold Kitchen | N | Mobile Worktable | 1 | Nr |  | 0 | 0 | 0
Mansour | 11 | EQUIPMENT | 114000 | FOOD SERVICE EQUIPMENT | ME | Item | 580 | Plating Area | Plating Area | P | Mobile Hot Cupboard | 1 | Nr |  | 0 | 0 | 0
Mansour | 11 | EQUIPMENT | 117000 | LAUNDRY EQUIPMENT | ME | Other | 581 | 117000 - LAUNDRY EQUIPMENT | 117000 - LAUNDRY EQUIPMENT |  | 117000 - LAUNDRY EQUIPMENT
Mansour | 11 | EQUIPMENT | 117000 | LAUNDRY EQUIPMENT | ME | Other | 582 | LAUNDRY | LAUNDRY |  | LAUNDRY
Mansour | 11 | EQUIPMENT | 117000 | LAUNDRY EQUIPMENT | ME | Item | 583 | 117000 - LAUNDRY EQUIPMENT | 117000 - LAUNDRY EQUIPMENT | A | Hand Wash Sink | 2 | Nr |  | 0 | 0 | 0
Mansour | 11 | EQUIPMENT | 117000 | LAUNDRY EQUIPMENT | ME | Item | 584 | LAUNDRY | LAUNDRY | B | Platform Scale | 1 | Nr |  | 0 | 0 | 0
Mansour | 11 | EQUIPMENT | 117000 | LAUNDRY EQUIPMENT | ME | Item | 585 | 117000 - LAUNDRY EQUIPMENT | 117000 - LAUNDRY EQUIPMENT | C | Table W/ Sink | 1 | Nr |  | 0 | 0 | 0
Mansour | 11 | EQUIPMENT | 117000 | LAUNDRY EQUIPMENT | ME | Item | 586 | LAUNDRY | LAUNDRY | D | Mixer Tap | 1 | Nr |  | 0 | 0 | 0
Mansour | 11 | EQUIPMENT | 117000 | LAUNDRY EQUIPMENT | ME | Item | 587 | 117000 - LAUNDRY EQUIPMENT | 117000 - LAUNDRY EQUIPMENT | E | Dirty Linen Trolley (existing) | 2 | Nr |  | 0 | 0 | 0
Mansour | 11 | EQUIPMENT | 117000 | LAUNDRY EQUIPMENT | ME | Item | 588 | LAUNDRY | LAUNDRY | F | Spin Dryer (existing) | 1 | Nr |  | 0 | 0 | 0
Mansour | 11 | EQUIPMENT | 117000 | LAUNDRY EQUIPMENT | ME | Item | 589 | 117000 - LAUNDRY EQUIPMENT | 117000 - LAUNDRY EQUIPMENT | G | 25 Kg Extractor Washer (existing) | 1 | Nr |  | 0 | 0 | 0
Mansour | 11 | EQUIPMENT | 117000 | LAUNDRY EQUIPMENT | ME | Item | 590 | LAUNDRY | LAUNDRY | H | 36 Kg Extractor Washer | 1 | Nr |  | 0 | 0 | 0
Mansour | 11 | EQUIPMENT | 117000 | LAUNDRY EQUIPMENT | ME | Item | 591 | 117000 - LAUNDRY EQUIPMENT | 117000 - LAUNDRY EQUIPMENT | J | 7 Kg Extractor Washer (existing) | 1 | Nr |  | 0 | 0 | 0
Mansour | 11 | EQUIPMENT | 117000 | LAUNDRY EQUIPMENT | ME | Item | 592 | LAUNDRY | LAUNDRY | K | 16 Kg Dryer (existing) | 1 | Nr |  | 0 | 0 | 0
Mansour | 11 | EQUIPMENT | 117000 | LAUNDRY EQUIPMENT | ME | Item | 593 | 117000 - LAUNDRY EQUIPMENT | 117000 - LAUNDRY EQUIPMENT | L | Flat Ironer | 1 | Nr |  | 0 | 0 | 0
Mansour | 11 | EQUIPMENT | 117000 | LAUNDRY EQUIPMENT | ME | Item | 594 | LAUNDRY | LAUNDRY | M | Mobile Worktable | 1 | Nr |  | 0 | 0 | 0
Mansour | 11 | EQUIPMENT | 117000 | LAUNDRY EQUIPMENT | ME | Item | 595 | 117000 - LAUNDRY EQUIPMENT | 117000 - LAUNDRY EQUIPMENT | N | Utility Press (existing) | 1 | Nr |  | 0 | 0 | 0
Mansour | 11 | EQUIPMENT | 117000 | LAUNDRY EQUIPMENT | ME | Item | 596 | LAUNDRY | LAUNDRY | P | Ironer | 2 | Nr |  | 0 | 0 | 0
Mansour | 11 | EQUIPMENT | 117000 | LAUNDRY EQUIPMENT | ME | Item | 597 | 117000 - LAUNDRY EQUIPMENT | 117000 - LAUNDRY EQUIPMENT | Q | Clean Linen Trolley (existing) | 2 | Nr |  | 0 | 0 | 0
Mansour | 11 | EQUIPMENT | 117000 | LAUNDRY EQUIPMENT | ME | Item | 598 | LAUNDRY | LAUNDRY | R | Mobile Worktable | 2 | Nr |  | 0 | 0 | 0
Mansour | 11 | EQUIPMENT | 117000 | LAUNDRY EQUIPMENT | ME | Item | 599 | 117000 - LAUNDRY EQUIPMENT | 117000 - LAUNDRY EQUIPMENT | S | Hanging Rail | 1 | Nr |  | 0 | 0 | 0
Mansour | 11 | EQUIPMENT | 117000 | LAUNDRY EQUIPMENT | ME | Item | 600 | LAUNDRY | LAUNDRY | T | Sewing Machine (existing) | 1 | Nr |  | 0 | 0 | 0
Mansour | 11 | EQUIPMENT | 117000 | LAUNDRY EQUIPMENT | ME | Other | 601 | 117000 - LAUNDRY EQUIPMENT | 117000 - LAUNDRY EQUIPMENT | BILL No. 11 - EQUIPMENT |  |  |  | J.D | 0
Mansour | 11 | EQUIPMENT | To Summary | To Summary |  | Bill Sum | 602 | LAUNDRY | LAUNDRY | To Summary
Mansour | 12 | FURNISHINGS | 123640 | STONE CONTERTOPS | AR | Other | 603 | 117000 - LAUNDRY EQUIPMENT | 117000 - LAUNDRY EQUIPMENT |  |  | BILL NO. 12
Mansour | 12 | FURNISHINGS | 123640 | STONE CONTERTOPS | AR | Other | 604 | LAUNDRY | LAUNDRY |  |  | FURNISHINGS
Mansour | 12 | FURNISHINGS | 123640 | STONE CONTERTOPS | AR | Other | 605 | 117000 - LAUNDRY EQUIPMENT | 117000 - LAUNDRY EQUIPMENT | Item | Description | Qty | Unit | Rate | Amount
Mansour | 12 | FURNISHINGS | 123640 | STONE CONTERTOPS | AR | Other | 606 | LAUNDRY | LAUNDRY | [5 empty] | J.D
Mansour | 12 | FURNISHINGS | 123640 | STONE CONTERTOPS | AR | Other | 607 | 123640 - STONE CONTERTOPS | 123640 - STONE CONTERTOPS |  | 123640 - STONE CONTERTOPS
Mansour | 12 | FURNISHINGS | 123640 | STONE CONTERTOPS | AR | Other | 608 | Reception counter units; constructed from 100 thick hollow concrete blocks, filled with concrete and reinforced 12 diameter steel bars, faced with plaster and paint on both sides, comprising 30 thick granite serving counter top, 25 thick blockboard counter top faced on all exposed surfaces with plastic laminate veneer; including base steel angle brackets, 6 thick cork board on plywood, fittings and fixings; complete; as specified and as Drg. A-503; detail 11 | Reception counter units; constructed from 100 thick hollow concrete blocks, filled with concrete and reinforced 12 diameter steel bars, faced with plaster and paint on both sides, comprising 30 thick granite serving counter top, 25 thick blockboard counter top faced on all exposed surfaces with plastic laminate veneer; including base steel angle brackets, 6 thick cork board on plywood, fittings and fixings; complete; as specified and as Drg. A-503; detail 11 |  | Reception counter units; constructed from 100 thick hollow concrete blocks, filled with concrete and reinforced 12 diameter steel bars, faced with plaster and paint on both sides, comprising 30 thick granite serving counter top, 25 thick blockboard counter top faced on all exposed surfaces with plastic laminate veneer; including base steel angle brackets, 6 thick cork board on plywood, fittings and fixings; complete; as specified and as Drg. A-503; detail 11
Mansour | 12 | FURNISHINGS | 123640 | STONE CONTERTOPS | AR | Item | 609 | 123640 - STONE CONTERTOPS | 123640 - STONE CONTERTOPS | A | Overall size 640 x 1200 high; straight, curved | 6 | m | 305 | 1830 | 295.85 | 1775.1
Mansour | 12 | FURNISHINGS | 123640 | STONE CONTERTOPS | AR | Other | 610 | Pantry worktop; 30 thick granite; including 20 thick backsplash, supports and fixings; complete; as specified and as Drg. A-501; detail 14 | Pantry worktop; 30 thick granite; including 20 thick backsplash, supports and fixings; complete; as specified and as Drg. A-501; detail 14 |  | Pantry worktop; 30 thick granite; including 20 thick backsplash, supports and fixings; complete; as specified and as Drg. A-501; detail 14
Mansour | 12 | FURNISHINGS | 123640 | STONE CONTERTOPS | AR | Item | 611 | 123640 - STONE CONTERTOPS | 123640 - STONE CONTERTOPS | B | 600 wide | 23 | m | 146 | 3358 | 141.62 | 3257.26
Mansour | 12 | FURNISHINGS | 123640 | STONE CONTERTOPS | AR | Item | 612 | Pantry worktop; 30 thick granite; including 20 thick backsplash, supports and fixings; complete; as specified and as Drg. A-501; detail 14 | Pantry worktop; 30 thick granite; including 20 thick backsplash, supports and fixings; complete; as specified and as Drg. A-501; detail 14 | C | 600 wide; U shape | 7 | m | 199 | 1393 | 193.03 | 1351.21
Mansour | 12 | FURNISHINGS | 123640 | STONE CONTERTOPS | AR | Item | 613 | 123640 - STONE CONTERTOPS | 123640 - STONE CONTERTOPS | D | 750 wide; curved | 12 | m |  | 0 | 0 | 0
Mansour | 12 | FURNISHINGS | 124813 | ENTRANCE FLOOR MATS AND FRAME | AR | Other | 614 | 124813 - ENTRANCE FLOOR MATS AND FRAME | 124813 - ENTRANCE FLOOR MATS AND FRAME |  | 124813 - ENTRANCE FLOOR MATS AND FRAME
Mansour | 12 | FURNISHINGS | 124813 | ENTRANCE FLOOR MATS AND FRAME | AR | Other | 615 | Door mats and frames; corrugated rubber mat strips with aluminium slates; including aluminium frame with patent-clip-on polypropylene corner brackets for building in; including cement-sand screed levelling; complete; as specified and as Drg. A-501; detail 15 | Door mats and frames; corrugated rubber mat strips with aluminium slates; including aluminium frame with patent-clip-on polypropylene corner brackets for building in; including cement-sand screed levelling; complete; as specified and as Drg. A-501; detail 15 |  | Door mats and frames; corrugated rubber mat strips with aluminium slates; including aluminium frame with patent-clip-on polypropylene corner brackets for building in; including cement-sand screed levelling; complete; as specified and as Drg. A-501; detail 15
Mansour | 12 | FURNISHINGS | 124813 | ENTRANCE FLOOR MATS AND FRAME | AR | Item | 616 | 124813 - ENTRANCE FLOOR MATS AND FRAME | 124813 - ENTRANCE FLOOR MATS AND FRAME | A | Size 800 x 2400 | 1 | Nr |  | 0 | 0 | 0
Mansour | 12 | FURNISHINGS | 124813 | ENTRANCE FLOOR MATS AND FRAME | AR | Item | 617 | Door mats and frames; corrugated rubber mat strips with aluminium slates; including aluminium frame with patent-clip-on polypropylene corner brackets for building in; including cement-sand screed levelling; complete; as specified and as Drg. A-501; detail 15 | Door mats and frames; corrugated rubber mat strips with aluminium slates; including aluminium frame with patent-clip-on polypropylene corner brackets for building in; including cement-sand screed levelling; complete; as specified and as Drg. A-501; detail 15 | B | Size 1000 x 1800 | 1 | Nr |  | 0 | 0 | 0
Mansour | 12 | FURNISHINGS | 124813 | ENTRANCE FLOOR MATS AND FRAME | AR | Item | 618 | 124813 - ENTRANCE FLOOR MATS AND FRAME | 124813 - ENTRANCE FLOOR MATS AND FRAME | C | Size 600 x 1750 | 1 | Nr |  | 0 | 0 | 0
Mansour | 12 | FURNISHINGS | 124813 | ENTRANCE FLOOR MATS AND FRAME | AR | Other | 619 | Door mats and frames; corrugated rubber mat strips with aluminium slates; including aluminium frame with patent-clip-on polypropylene corner brackets for building in; including cement-sand screed levelling; complete; as specified and as Drg. A-501; detail 15 | Door mats and frames; corrugated rubber mat strips with aluminium slates; including aluminium frame with patent-clip-on polypropylene corner brackets for building in; including cement-sand screed levelling; complete; as specified and as Drg. A-501; detail 15 | BILL No. 12 - FURNISHINGS
Mansour | 12 | FURNISHINGS | To Summary | To Summary |  | Bill Sum | 620 | 124813 - ENTRANCE FLOOR MATS AND FRAME | 124813 - ENTRANCE FLOOR MATS AND FRAME | To Summary |  |  |  | J.D | 6581
Mansour | 14 | CONVEYING EQUIPMENT | 142100 | ELECTRIC TRACTION ELEVATORS | EL | Other | 621 | Door mats and frames; corrugated rubber mat strips with aluminium slates; including aluminium frame with patent-clip-on polypropylene corner brackets for building in; including cement-sand screed levelling; complete; as specified and as Drg. A-501; detail 15 | Door mats and frames; corrugated rubber mat strips with aluminium slates; including aluminium frame with patent-clip-on polypropylene corner brackets for building in; including cement-sand screed levelling; complete; as specified and as Drg. A-501; detail 15 | BILL NO. 14
Mansour | 14 | CONVEYING EQUIPMENT | 142100 | ELECTRIC TRACTION ELEVATORS | EL | Other | 622 | 124813 - ENTRANCE FLOOR MATS AND FRAME | 124813 - ENTRANCE FLOOR MATS AND FRAME | CONVEYING EQUIPMENT
Mansour | 14 | CONVEYING EQUIPMENT | 142100 | ELECTRIC TRACTION ELEVATORS | EL | Other | 623 | Door mats and frames; corrugated rubber mat strips with aluminium slates; including aluminium frame with patent-clip-on polypropylene corner brackets for building in; including cement-sand screed levelling; complete; as specified and as Drg. A-501; detail 15 | Door mats and frames; corrugated rubber mat strips with aluminium slates; including aluminium frame with patent-clip-on polypropylene corner brackets for building in; including cement-sand screed levelling; complete; as specified and as Drg. A-501; detail 15 | Item | Description | Qty | Unit | Rate | Amount
Mansour | 14 | CONVEYING EQUIPMENT | 142100 | ELECTRIC TRACTION ELEVATORS | EL | Other | 624 | 124813 - ENTRANCE FLOOR MATS AND FRAME | 124813 - ENTRANCE FLOOR MATS AND FRAME | [5 empty] | JD
Mansour | 14 | CONVEYING EQUIPMENT | 142100 | ELECTRIC TRACTION ELEVATORS | EL | Other | 625 | 142100 - ELECTRIC TRACTION ELEVATORS | 142100 - ELECTRIC TRACTION ELEVATORS |  | 142100 - ELECTRIC TRACTION ELEVATORS |  |  |  | 0
Mansour | 14 | CONVEYING EQUIPMENT | 142100 | ELECTRIC TRACTION ELEVATORS | EL | Other | 626 | Passenger, bed, & service lifts, including all necessary controls and accessories | Passenger, bed, & service lifts, including all necessary controls and accessories |  | Passenger, bed, & service lifts, including all necessary controls and accessories
Mansour | 14 | CONVEYING EQUIPMENT | 142100 | ELECTRIC TRACTION ELEVATORS | EL | Item | 627 | 142100 - ELECTRIC TRACTION ELEVATORS | 142100 - ELECTRIC TRACTION ELEVATORS | A | Reference Elevator (L1) 800 kg (passenger), 1 m/s, as specified and shown on the drawings | 1 | Nr |  | 0 | 0 | 0
Mansour | 14 | CONVEYING EQUIPMENT | 142100 | ELECTRIC TRACTION ELEVATORS | EL | Item | 628 | Passenger, bed, & service lifts, including all necessary controls and accessories | Passenger, bed, & service lifts, including all necessary controls and accessories | B | Reference Elevator (L2) 1600 kg (bed), 1 m/s, as specified and shown on the drawings | 1 | Nr |  | 0 | 0 | 0
Mansour | 14 | CONVEYING EQUIPMENT | 142100 | ELECTRIC TRACTION ELEVATORS | EL | Item | 629 | 142100 - ELECTRIC TRACTION ELEVATORS | 142100 - ELECTRIC TRACTION ELEVATORS | C | Reference Elevator (L3) 1000 kg (service), 1 m/s, as specified and shown on the drawings | 1 | Nr |  | 0 | 0 | 0
Mansour | 14 | CONVEYING EQUIPMENT | 142100 | ELECTRIC TRACTION ELEVATORS | EL | Other | 630 | Passenger, bed, & service lifts, including all necessary controls and accessories | Passenger, bed, & service lifts, including all necessary controls and accessories | BILL NO. 14 - CONVEYING EQUIPMENT
Mansour | 14 | CONVEYING EQUIPMENT | To Summary | To Summary |  | Bill Sum | 631 | 142100 - ELECTRIC TRACTION ELEVATORS | 142100 - ELECTRIC TRACTION ELEVATORS | To Summary |  |  |  | JD | 0
Mansour | 21 | FIRE SUPPRESSION | 211100 | FACILITY FIRE-SUPPRESSION WATER- SERVICE PIPING | ME | Other | 632 | Passenger, bed, & service lifts, including all necessary controls and accessories | Passenger, bed, & service lifts, including all necessary controls and accessories |  |  | BILL NO. 21
Mansour | 21 | FIRE SUPPRESSION | 211100 | FACILITY FIRE-SUPPRESSION WATER- SERVICE PIPING | ME | Other | 633 | 142100 - ELECTRIC TRACTION ELEVATORS | 142100 - ELECTRIC TRACTION ELEVATORS |  |  | FIRE SUPPRESSION
Mansour | 21 | FIRE SUPPRESSION | 211100 | FACILITY FIRE-SUPPRESSION WATER- SERVICE PIPING | ME | Other | 634 | Passenger, bed, & service lifts, including all necessary controls and accessories | Passenger, bed, & service lifts, including all necessary controls and accessories | Item | Description | Qty | Unit | Rate | Amount
Mansour | 21 | FIRE SUPPRESSION | 211100 | FACILITY FIRE-SUPPRESSION WATER- SERVICE PIPING | ME | Other | 635 | 142100 - ELECTRIC TRACTION ELEVATORS | 142100 - ELECTRIC TRACTION ELEVATORS | [5 empty] | J.D
Mansour | 21 | FIRE SUPPRESSION | 211100 | FACILITY FIRE-SUPPRESSION WATER- SERVICE PIPING | ME | Other | 636 | 211100 - FACILITY FIRE-SUPPRESSION WATER- SERVICE PIPING | 211100 - FACILITY FIRE-SUPPRESSION WATER- SERVICE PIPING |  | 211100 - FACILITY FIRE-SUPPRESSION WATER- SERVICE PIPING
Mansour | 21 | FIRE SUPPRESSION | 211100 | FACILITY FIRE-SUPPRESSION WATER- SERVICE PIPING | ME | Other | 637 | Standpipes and wet-pipe sprinlers | Black Steel Pipes and fittings |  | Standpipes and wet-pipe sprinlers
Mansour | 21 | FIRE SUPPRESSION | 211100 | FACILITY FIRE-SUPPRESSION WATER- SERVICE PIPING | ME | Other | 638 | Standpipes and wet-pipe sprinlers | Black Steel Pipes and fittings |  | Black Steel Pipes and fittings
Mansour | 21 | FIRE SUPPRESSION | 211100 | FACILITY FIRE-SUPPRESSION WATER- SERVICE PIPING | ME | Item | 639 | Standpipes and wet-pipe sprinlers | Black Steel Pipes and fittings | A | 25 dn | 480 | m | 17 | 8160 | 16.49 | 7915.2 | 8160
Mansour | 21 | FIRE SUPPRESSION | 211100 | FACILITY FIRE-SUPPRESSION WATER- SERVICE PIPING | ME | Item | 640 | Standpipes and wet-pipe sprinlers | Black Steel Pipes and fittings | B | 32 dn | 22 | m | 19 | 418 | 18.43 | 405.46 | 418
Mansour | 21 | FIRE SUPPRESSION | 211100 | FACILITY FIRE-SUPPRESSION WATER- SERVICE PIPING | ME | Item | 641 | Standpipes and wet-pipe sprinlers | Black Steel Pipes and fittings | C | 40 dn | 30 | m | 22 | 660 | 21.34 | 640.2 | 660
Mansour | 21 | FIRE SUPPRESSION | 211100 | FACILITY FIRE-SUPPRESSION WATER- SERVICE PIPING | ME | Item | 642 | Standpipes and wet-pipe sprinlers | Black Steel Pipes and fittings | D | 50 dn | 50 | m | 26 | 1300 | 25.22 | 1261 | 1352 | 52
Mansour | 21 | FIRE SUPPRESSION | 211100 | FACILITY FIRE-SUPPRESSION WATER- SERVICE PIPING | ME | Item | 643 | Standpipes and wet-pipe sprinlers | Black Steel Pipes and fittings | E | 65 dn | 20 | m | 52 | 1040 | 50.44 | 1008.8 | 1040
Mansour | 21 | FIRE SUPPRESSION | 211100 | FACILITY FIRE-SUPPRESSION WATER- SERVICE PIPING | ME | Item | 644 | Standpipes and wet-pipe sprinlers | Black Steel Pipes and fittings | F | 80 dn | 21 | m |  | 0 | 0 | 0 | 0
Mansour | 21 | FIRE SUPPRESSION | 211100 | FACILITY FIRE-SUPPRESSION WATER- SERVICE PIPING | ME | Item | 645 | Standpipes and wet-pipe sprinlers | Black Steel Pipes and fittings | F | 100 dn | 65 | m | 78 | 5070 | 75.66 | 4917.9 | 5070
Mansour | 21 | FIRE SUPPRESSION | 211100 | FACILITY FIRE-SUPPRESSION WATER- SERVICE PIPING | ME | Item | 646 | Standpipes and wet-pipe sprinlers | Black Steel Pipes and fittings | G | 150 dn | 19 | m | 149 | 2831 | 144.53 | 2746.07 | 2831
Mansour | 21 | FIRE SUPPRESSION | 211100 | FACILITY FIRE-SUPPRESSION WATER- SERVICE PIPING | ME | Other | 647 | Valves | Gate valves |  | Valves
Mansour | 21 | FIRE SUPPRESSION | 211100 | FACILITY FIRE-SUPPRESSION WATER- SERVICE PIPING | ME | Other | 648 | Valves | Gate valves |  | Gate valves
Mansour | 21 | FIRE SUPPRESSION | 211100 | FACILITY FIRE-SUPPRESSION WATER- SERVICE PIPING | ME | Item | 649 | Valves | Gate valves | H | 25 dn | 1 | Nr | 80 | 80 | 77.6 | 77.6 | 80
Mansour | 21 | FIRE SUPPRESSION | 211100 | FACILITY FIRE-SUPPRESSION WATER- SERVICE PIPING | ME | Item | 650 | Valves | Gate valves | J | 40 dn | 1 | Nr | 86 | 86 | 83.42 | 83.42 | 86
Mansour | 21 | FIRE SUPPRESSION | 211100 | FACILITY FIRE-SUPPRESSION WATER- SERVICE PIPING | ME | Item | 651 | Valves | Gate valves | K | 50 dn | 4 | Nr | 159 | 636 | 154.23 | 616.92 | 636
Mansour | 21 | FIRE SUPPRESSION | 211100 | FACILITY FIRE-SUPPRESSION WATER- SERVICE PIPING | ME | Item | 652 | Valves | Gate valves | L | 100 dn | 1 | Nr | 494 | 494 | 479.18 | 479.18 | 494
Mansour | 21 | FIRE SUPPRESSION | 211100 | FACILITY FIRE-SUPPRESSION WATER- SERVICE PIPING | ME | Item | 653 | Valves | Gate valves | M | 150 dn | 4 | Nr | 795 | 3180 | 771.15 | 3084.6 | 2980 | -200
Mansour | 21 | FIRE SUPPRESSION | 211100 | FACILITY FIRE-SUPPRESSION WATER- SERVICE PIPING | ME | Other | 654 | Test and drain valves | Test and drain valves |  | Test and drain valves
Mansour | 21 | FIRE SUPPRESSION | 211100 | FACILITY FIRE-SUPPRESSION WATER- SERVICE PIPING | ME | Item | 655 | Valves | Gate valves | A | 25 dn | 2 | Nr |  | 0 | 0 | 0 | 0
Mansour | 21 | FIRE SUPPRESSION | 211100 | FACILITY FIRE-SUPPRESSION WATER- SERVICE PIPING | ME | Other | 656 | Specialty Valves | Specialty Valves |  | Specialty Valves
Mansour | 21 | FIRE SUPPRESSION | 211100 | FACILITY FIRE-SUPPRESSION WATER- SERVICE PIPING | ME | Other | 657 | Specialty Valves | Fire-Protection-Service Valves |  | Fire-Protection-Service Valves
Mansour | 21 | FIRE SUPPRESSION | 211100 | FACILITY FIRE-SUPPRESSION WATER- SERVICE PIPING | ME | Other | 658 | Specialty Valves | Alarm check valves |  | Alarm check valves
Mansour | 21 | FIRE SUPPRESSION | 211100 | FACILITY FIRE-SUPPRESSION WATER- SERVICE PIPING | ME | Item | 659 | Specialty Valves | Alarm check valves | A | 100 dn | 1 | Nr | 1394 | 1394 | 1352.18 | 1352.18 | 1394
Mansour | 21 | FIRE SUPPRESSION | 211100 | FACILITY FIRE-SUPPRESSION WATER- SERVICE PIPING | ME | Other | 660 | Specialty Valves | Check valves |  | Check valves
Mansour | 21 | FIRE SUPPRESSION | 211100 | FACILITY FIRE-SUPPRESSION WATER- SERVICE PIPING | ME | Item | 661 | Specialty Valves | Check valves | B | 100 dn | 1 | Nr | 518 | 518 | 502.46 | 502.46 | 518
Mansour | 21 | FIRE SUPPRESSION | 211100 | FACILITY FIRE-SUPPRESSION WATER- SERVICE PIPING | ME | Item | 662 | Specialty Valves | Check valves | C | 150 dn | 2 | Nr | 690 | 1380 | 669.3 | 1338.6 | 1380
Mansour | 21 | FIRE SUPPRESSION | 211100 | FACILITY FIRE-SUPPRESSION WATER- SERVICE PIPING | ME | Other | 663 | Specialty Valves | Zone valve assembly |  | Zone valve assembly
Mansour | 21 | FIRE SUPPRESSION | 211100 | FACILITY FIRE-SUPPRESSION WATER- SERVICE PIPING | ME | Item | 664 | Specialty Valves | Zone valve assembly | D | 100 dn | 2 | Nr | 1195 | 2390 | 1159.15 | 2318.3 | 2390
Mansour | 21 | FIRE SUPPRESSION | 211100 | FACILITY FIRE-SUPPRESSION WATER- SERVICE PIPING | ME | Other | 665 | Specialty Valves | Automatic Sprinklers |  | Automatic Sprinklers
Mansour | 21 | FIRE SUPPRESSION | 211100 | FACILITY FIRE-SUPPRESSION WATER- SERVICE PIPING | ME | Item | 666 | Specialty Valves | Automatic Sprinklers | F | Type SP-1 | 27 | Nr |  | 0 | 0 | 0 | 0
Mansour | 21 | FIRE SUPPRESSION | 211100 | FACILITY FIRE-SUPPRESSION WATER- SERVICE PIPING | ME | Item | 667 | Specialty Valves | Automatic Sprinklers | G | Type SP-2 | 92 | Nr |  | 0 | 0 | 0 | 0
Mansour | 21 | FIRE SUPPRESSION | 211100 | FACILITY FIRE-SUPPRESSION WATER- SERVICE PIPING | ME | Item | 668 | Specialty Valves | Automatic Sprinklers | H | Type SP-3 | 6 | Nr |  | 0 | 0 | 0 | 0
Mansour | 21 | FIRE SUPPRESSION | 211100 | FACILITY FIRE-SUPPRESSION WATER- SERVICE PIPING | ME | Other | 669 | Specialty Valves | Hose Connection |  | Hose Connection
Mansour | 21 | FIRE SUPPRESSION | 211100 | FACILITY FIRE-SUPPRESSION WATER- SERVICE PIPING | ME | Item | 670 | Specialty Valves | Hose Connection | E | Type FHR-1 | 3 | Nr | 1434 | 4302 | 1390.98 | 4172.94 | 4302
Mansour | 21 | FIRE SUPPRESSION | 211100 | FACILITY FIRE-SUPPRESSION WATER- SERVICE PIPING | ME | Item | 671 | Specialty Valves | Hose Connection | F | Type FHR-2 | 2 | Nr | 1567 | 3134 | 1519.99 | 3039.98 | 3134
Mansour | 21 | FIRE SUPPRESSION | 211100 | FACILITY FIRE-SUPPRESSION WATER- SERVICE PIPING | ME | Other | 672 | Specialty Valves | Fire Department Connections |  | Fire Department Connections
Mansour | 21 | FIRE SUPPRESSION | 211100 | FACILITY FIRE-SUPPRESSION WATER- SERVICE PIPING | ME | Item | 673 | Specialty Valves | Fire Department Connections | G | 100 dn | 1 | Nr | 730 | 730 | 708.1 | 708.1 | 730
Mansour | 21 | FIRE SUPPRESSION | 211100 | FACILITY FIRE-SUPPRESSION WATER- SERVICE PIPING | ME | Item | 674 | Specialty Valves | Fire Department Connections | H | Automatic air vent | 1 | Item | 531 | 531 | 515.07 | 515.07 | 531
Mansour | 21 | FIRE SUPPRESSION | 213113 | ELECTRIC-DRIVE, CENTRIFUGAL FIRE PUMPS | ME | Other | 675 | 213113 - ELECTRIC-DRIVE, CENTRIFUGAL FIRE PUMPS | 213113 - ELECTRIC-DRIVE, CENTRIFUGAL FIRE PUMPS |  | 213113 - ELECTRIC-DRIVE, CENTRIFUGAL FIRE PUMPS
Mansour | 21 | FIRE SUPPRESSION | 213113 | ELECTRIC-DRIVE, CENTRIFUGAL FIRE PUMPS | ME | Other | 676 | End Suction Fire Pumps | End Suction Fire Pumps |  | End Suction Fire Pumps
Mansour | 21 | FIRE SUPPRESSION | 213113 | ELECTRIC-DRIVE, CENTRIFUGAL FIRE PUMPS | ME | Item | 677 | 213113 - ELECTRIC-DRIVE, CENTRIFUGAL FIRE PUMPS | 213113 - ELECTRIC-DRIVE, CENTRIFUGAL FIRE PUMPS | A | Type FP-B1-01& 02 | 2 | Nr |  | 0 | 0 | 0 | 0
Mansour | 21 | FIRE SUPPRESSION | 213113 | ELECTRIC-DRIVE, CENTRIFUGAL FIRE PUMPS | ME | Other | 678 | Pressure-Maintenance Pumps | Pressure-Maintenance Pumps |  | Pressure-Maintenance Pumps
Mansour | 21 | FIRE SUPPRESSION | 213113 | ELECTRIC-DRIVE, CENTRIFUGAL FIRE PUMPS | ME | Item | 679 | 213113 - ELECTRIC-DRIVE, CENTRIFUGAL FIRE PUMPS | 213113 - ELECTRIC-DRIVE, CENTRIFUGAL FIRE PUMPS | A | Type JP-B1-01 | 1 | Nr | 4116 | 4116 | 3992.52 | 3992.52 | 4116
Mansour | 21 | FIRE SUPPRESSION | 213113 | ELECTRIC-DRIVE, CENTRIFUGAL FIRE PUMPS | ME | Item | 680 | Pressure-Maintenance Pumps | Pressure-Maintenance Pumps | C | Spare parts a specified for split case fire pump and pressure maintenance pump | 1 | Item |  |  | 0 | 0
Mansour | 21 | FIRE SUPPRESSION | 213113 | ELECTRIC-DRIVE, CENTRIFUGAL FIRE PUMPS | ME | Other | 681 | Pressure-Maintenance Pumps | Pressure-Maintenance Pumps | BILL NO. 21 - FIRE SUPPRESSION
Mansour | 21 | FIRE SUPPRESSION | To Summary | To Summary |  | Bill Sum | 682 | Pressure-Maintenance Pumps | Pressure-Maintenance Pumps | To Summary |  |  |  | J.D | 42450 |  |  | 42302
Mansour | 22 | PLUMBING | 220719 | PLUMBING PIPING INSULATION | ME | Other | 683 | Pressure-Maintenance Pumps | Pressure-Maintenance Pumps |  |  | BILL NO. 22
Mansour | 22 | PLUMBING | 220719 | PLUMBING PIPING INSULATION | ME | Other | 684 | Pressure-Maintenance Pumps | Pressure-Maintenance Pumps |  |  | PLUMBING
Mansour | 22 | PLUMBING | 220719 | PLUMBING PIPING INSULATION | ME | Other | 685 | Pressure-Maintenance Pumps | Pressure-Maintenance Pumps | Item | Description | Qty | Unit | Rate | Amount
Mansour | 22 | PLUMBING | 220719 | PLUMBING PIPING INSULATION | ME | Other | 686 | Pressure-Maintenance Pumps | Pressure-Maintenance Pumps | [5 empty] | J.D
Mansour | 22 | PLUMBING | 220719 | PLUMBING PIPING INSULATION | ME | Other | 687 | 220719 - PLUMBING PIPING INSULATION | 220719 - PLUMBING PIPING INSULATION |  | 220719 - PLUMBING PIPING INSULATION
Mansour | 22 | PLUMBING | 220719 | PLUMBING PIPING INSULATION | ME | Other | 688 | Interior Insulation, Mineral Fiber | Interior Insulation, Mineral Fiber |  | Interior Insulation, Mineral Fiber
Mansour | 22 | PLUMBING | 220719 | PLUMBING PIPING INSULATION | ME | Other | 689 | Domestic hot and recirculated hot water, concealed | 25 mm thick |  | Domestic hot and recirculated hot water, concealed
Mansour | 22 | PLUMBING | 220719 | PLUMBING PIPING INSULATION | ME | Other | 690 | Domestic hot and recirculated hot water, concealed | 25 mm thick |  | 25 mm thick
Mansour | 22 | PLUMBING | 220719 | PLUMBING PIPING INSULATION | ME | Item | 691 | Domestic hot and recirculated hot water, concealed | 25 mm thick | A | 15 dn | 150 | m | 13 | 1950 | 12.61 | 1891.5
Mansour | 22 | PLUMBING | 220719 | PLUMBING PIPING INSULATION | ME | Item | 692 | Domestic hot and recirculated hot water, concealed | 25 mm thick | B | 20 dn | 100 | m | 15 | 1500 | 14.55 | 1455
Mansour | 22 | PLUMBING | 220719 | PLUMBING PIPING INSULATION | ME | Item | 693 | Domestic hot and recirculated hot water, concealed | 25 mm thick | C | 25dn | 50 | m | 16 | 800 | 15.52 | 776
Mansour | 22 | PLUMBING | 220719 | PLUMBING PIPING INSULATION | ME | Item | 694 | Domestic hot and recirculated hot water, concealed | 25 mm thick | D | 32 dn | 80 | m | 17 | 1360 | 16.49 | 1319.2
Mansour | 22 | PLUMBING | 220719 | PLUMBING PIPING INSULATION | ME | Item | 695 | Domestic hot and recirculated hot water, concealed | 25 mm thick | E | 40 dn | 55 | m | 20 | 1100 | 19.4 | 1067
Mansour | 22 | PLUMBING | 220719 | PLUMBING PIPING INSULATION | ME | Item | 696 | Domestic hot and recirculated hot water, concealed | 25 mm thick | F | 50 dn | 80 | m | 23 | 1840 | 22.31 | 1784.8
Mansour | 22 | PLUMBING | 220719 | PLUMBING PIPING INSULATION | ME | Item | 697 | Domestic hot and recirculated hot water, concealed | 25 mm thick | G | 65 dn | 15 | m | 25 | 375 | 24.25 | 363.75
Mansour | 22 | PLUMBING | 220719 | PLUMBING PIPING INSULATION | ME | Other | 698 | Domestic hot and recirculated hot water, on all pipes running in mechanical rooms or exposed to view, Mineral fiber with AL jacketing | 25 mm thick |  | Domestic hot and recirculated hot water, on all pipes running in mechanical rooms or exposed to view, Mineral fiber with AL jacketing
Mansour | 22 | PLUMBING | 220719 | PLUMBING PIPING INSULATION | ME | Other | 699 | Domestic hot and recirculated hot water, on all pipes running in mechanical rooms or exposed to view, Mineral fiber with AL jacketing | 25 mm thick |  | 25 mm thick
Mansour | 22 | PLUMBING | 220719 | PLUMBING PIPING INSULATION | ME | Item | 700 | Domestic hot and recirculated hot water, on all pipes running in mechanical rooms or exposed to view, Mineral fiber with AL jacketing | 25 mm thick | H | 20 dn | 10 | m | 35 | 350 | 33.95 | 339.5
Mansour | 22 | PLUMBING | 220719 | PLUMBING PIPING INSULATION | ME | Item | 701 | Domestic hot and recirculated hot water, on all pipes running in mechanical rooms or exposed to view, Mineral fiber with AL jacketing | 25 mm thick | J | 25dn | 10 | m | 36 | 360 | 34.92 | 349.2
Mansour | 22 | PLUMBING | 220719 | PLUMBING PIPING INSULATION | ME | Item | 702 | Domestic hot and recirculated hot water, on all pipes running in mechanical rooms or exposed to view, Mineral fiber with AL jacketing | 25 mm thick | K | 40dn | 10 | m | 40 | 400 | 38.8 | 388
Mansour | 22 | PLUMBING | 220719 | PLUMBING PIPING INSULATION | ME | Item | 703 | Domestic hot and recirculated hot water, on all pipes running in mechanical rooms or exposed to view, Mineral fiber with AL jacketing | 25 mm thick | L | 50 dn | 20 | m | 42 | 840 | 40.74 | 814.8
Mansour | 22 | PLUMBING | 220719 | PLUMBING PIPING INSULATION | ME | Item | 704 | Domestic hot and recirculated hot water, on all pipes running in mechanical rooms or exposed to view, Mineral fiber with AL jacketing | 25 mm thick | A | 65 dn | 15 | m | 45 | 675 | 43.65 | 654.75
Mansour | 22 | PLUMBING | 221116 | WATER DISTRIBUTION PIPING | ME | Other | 705 | 221116 - WATER DISTRIBUTION PIPING | 221116 - WATER DISTRIBUTION PIPING |  | 221116 - WATER DISTRIBUTION PIPING
Mansour | 22 | PLUMBING | 221116 | WATER DISTRIBUTION PIPING | ME | Other | 706 | Aboveground, Water Distribution Piping | Cold Water PVC Pipes and fittings |  | Aboveground, Water Distribution Piping
Mansour | 22 | PLUMBING | 221116 | WATER DISTRIBUTION PIPING | ME | Other | 707 | Aboveground, Water Distribution Piping | Cold Water PVC Pipes and fittings |  | Cold Water PVC Pipes and fittings
Mansour | 22 | PLUMBING | 221116 | WATER DISTRIBUTION PIPING | ME | Item | 708 | Aboveground, Water Distribution Piping | Cold Water PVC Pipes and fittings | B | 15 dn | 190 | m | 9 | 1710 | 8.73 | 1658.7
Mansour | 22 | PLUMBING | 221116 | WATER DISTRIBUTION PIPING | ME | Item | 709 | Aboveground, Water Distribution Piping | Cold Water PVC Pipes and fittings | C | 20 dn | 120 | m | 11 | 1320 | 10.67 | 1280.4
Mansour | 22 | PLUMBING | 221116 | WATER DISTRIBUTION PIPING | ME | Item | 710 | Aboveground, Water Distribution Piping | Cold Water PVC Pipes and fittings | D | 25dn | 80 | m | 11 | 880 | 10.67 | 853.6
Mansour | 22 | PLUMBING | 221116 | WATER DISTRIBUTION PIPING | ME | Item | 711 | Aboveground, Water Distribution Piping | Cold Water PVC Pipes and fittings | E | 32 dn | 70 | m | 13 | 910 | 12.61 | 882.7
Mansour | 22 | PLUMBING | 221116 | WATER DISTRIBUTION PIPING | ME | Item | 712 | Aboveground, Water Distribution Piping | Cold Water PVC Pipes and fittings | F | 40 dn | 57 | m | 16 | 912 | 15.52 | 884.64
Mansour | 22 | PLUMBING | 221116 | WATER DISTRIBUTION PIPING | ME | Item | 713 | Aboveground, Water Distribution Piping | Cold Water PVC Pipes and fittings | G | 50 dn | 168 | m | 24 | 4032 | 23.28 | 3911.04
Mansour | 22 | PLUMBING | 221116 | WATER DISTRIBUTION PIPING | ME | Item | 714 | Aboveground, Water Distribution Piping | Cold Water PVC Pipes and fittings | H | 65 dn | 41 | m | 31 | 1271 | 30.07 | 1232.87
Mansour | 22 | PLUMBING | 221116 | WATER DISTRIBUTION PIPING | ME | Item | 715 | Aboveground, Water Distribution Piping | Cold Water PVC Pipes and fittings | J | 80 dn | 17 | m | 53 | 901 | 51.41 | 873.97
Mansour | 22 | PLUMBING | 221116 | WATER DISTRIBUTION PIPING | ME | Other | 716 | Aboveground, Water Distribution Piping | Hot Water CPVC Pipes and fittings |  | Hot Water CPVC Pipes and fittings
Mansour | 22 | PLUMBING | 221116 | WATER DISTRIBUTION PIPING | ME | Item | 717 | Aboveground, Water Distribution Piping | Cold Water PVC Pipes and fittings | K | 15 dn | 150 | m | 11 | 1650 | 10.67 | 1600.5
Mansour | 22 | PLUMBING | 221116 | WATER DISTRIBUTION PIPING | ME | Item | 718 | Aboveground, Water Distribution Piping | Hot Water CPVC Pipes and fittings | L | 20 dn | 110 | m | 11 | 1210 | 10.67 | 1173.7
Mansour | 22 | PLUMBING | 221116 | WATER DISTRIBUTION PIPING | ME | Item | 719 | Aboveground, Water Distribution Piping | Cold Water PVC Pipes and fittings | M | 25dn | 60 | m | 15 | 900 | 14.55 | 873
Mansour | 22 | PLUMBING | 221116 | WATER DISTRIBUTION PIPING | ME | Item | 720 | Aboveground, Water Distribution Piping | Hot Water CPVC Pipes and fittings | N | 32 dn | 80 | m | 20 | 1600 | 19.4 | 1552
Mansour | 22 | PLUMBING | 221116 | WATER DISTRIBUTION PIPING | ME | Item | 721 | Aboveground, Water Distribution Piping | Cold Water PVC Pipes and fittings | P | 40 dn | 65 | m | 23 | 1495 | 22.31 | 1450.15
Mansour | 22 | PLUMBING | 221116 | WATER DISTRIBUTION PIPING | ME | Item | 722 | Aboveground, Water Distribution Piping | Hot Water CPVC Pipes and fittings | Q | 50 dn | 100 | m | 27 | 2700 | 26.19 | 2619
Mansour | 22 | PLUMBING | 221116 | WATER DISTRIBUTION PIPING | ME | Item | 723 | Aboveground, Water Distribution Piping | Cold Water PVC Pipes and fittings | R | 65 dn | 34 | m | 46 | 1564 | 44.62 | 1517.08
Mansour | 22 | PLUMBING | 221116 | WATER DISTRIBUTION PIPING | ME | Other | 724 | Aboveground, Water Distribution Piping | Valves |  | Valves
Mansour | 22 | PLUMBING | 221116 | WATER DISTRIBUTION PIPING | ME | Item | 725 | Aboveground, Water Distribution Piping | Cold Water PVC Pipes and fittings | A | Ball valves | 1 | Item | 3983 | 3983 | 3863.51 | 3863.51
Mansour | 22 | PLUMBING | 221116 | WATER DISTRIBUTION PIPING | ME | Item | 726 | Aboveground, Water Distribution Piping | Valves | B | Globe valves | 1 | Item | 2390 | 2390 | 2318.3 | 2318.3
Mansour | 22 | PLUMBING | 221116 | WATER DISTRIBUTION PIPING | ME | Item | 727 | Aboveground, Water Distribution Piping | Cold Water PVC Pipes and fittings | C | Gate valves | 1 | Item | 1593 | 1593 | 1545.21 | 1545.21
Mansour | 22 | PLUMBING | 221116 | WATER DISTRIBUTION PIPING | ME | Item | 728 | Aboveground, Water Distribution Piping | Valves | D | Check valves | 1 | Item | 664 | 664 | 644.08 | 644.08
Mansour | 22 | PLUMBING | 221116 | WATER DISTRIBUTION PIPING | ME | Item | 729 | Aboveground, Water Distribution Piping | Cold Water PVC Pipes and fittings | E | Automatic air valves | 1 | Item | 664 | 664 | 644.08 | 644.08
Mansour | 22 | PLUMBING | 221123 | DOMESTIC WATER PIPING SPECIALTIES | ME | Other | 730 | 221123 - DOMESTIC WATER PIPING SPECIALTIES | 221123 - DOMESTIC WATER PIPING SPECIALTIES |  | 221123 - DOMESTIC WATER PIPING SPECIALTIES |  |  |  | 0
Mansour | 22 | PLUMBING | 221123 | DOMESTIC WATER PIPING SPECIALTIES | ME | Other | 731 | WATER TAPS | WATER TAPS |  | WATER TAPS |  |  |  | 0
Mansour | 22 | PLUMBING | 221123 | DOMESTIC WATER PIPING SPECIALTIES | ME | Item | 732 | 221123 - DOMESTIC WATER PIPING SPECIALTIES | 221123 - DOMESTIC WATER PIPING SPECIALTIES | F | Type WT-1 | 1 | Nr | 133 | 133 | 129.01 | 129.01
Mansour | 22 | PLUMBING | 221123 | DOMESTIC WATER PIPING SPECIALTIES | ME | Other | 733 | PERINAL BIP COCK | PERINAL BIP COCK |  | PERINAL BIP COCK |  |  |  | 0
Mansour | 22 | PLUMBING | 221123 | DOMESTIC WATER PIPING SPECIALTIES | ME | Item | 734 | 221123 - DOMESTIC WATER PIPING SPECIALTIES | 221123 - DOMESTIC WATER PIPING SPECIALTIES | G | Type BPH-1 | 7 | Nr | 66 | 462 | 64.02 | 448.14
Mansour | 22 | PLUMBING | 221123 | DOMESTIC WATER PIPING SPECIALTIES | ME | Other | 735 | Float valve | Float valve |  | Float valve |  |  |  | 0
Mansour | 22 | PLUMBING | 221123 | DOMESTIC WATER PIPING SPECIALTIES | ME | Item | 736 | 221123 - DOMESTIC WATER PIPING SPECIALTIES | 221123 - DOMESTIC WATER PIPING SPECIALTIES | H | 50 dn | 4 | Nr | 398 | 1592 | 386.06 | 1544.24
Mansour | 22 | PLUMBING | 221123 | DOMESTIC WATER PIPING SPECIALTIES | ME | Item | 737 | Float valve | Float valve | J | 3-Way Mixing Valve | 1 | Nr | 1593 | 1593 | 1545.21 | 1545.21
Mansour | 22 | PLUMBING | 221123 | DOMESTIC WATER PUMPS | ME | Other | 738 | 221123 - DOMESTIC WATER PUMPS | 221123 - DOMESTIC WATER PUMPS |  | 221123 - DOMESTIC WATER PUMPS
Mansour | 22 | PLUMBING | 221123 | DOMESTIC WATER PUMPS | ME | Other | 739 | In-Line Circulators | In-Line Circulators |  | In-Line Circulators
Mansour | 22 | PLUMBING | 221123 | DOMESTIC WATER PUMPS | ME | Item | 740 | 221123 - DOMESTIC WATER PUMPS | 221123 - DOMESTIC WATER PUMPS | K | Type P-RF-02 | 2 | Nr | 2324 | 4648 | 2254.28 | 4508.56
Mansour | 22 | PLUMBING | 221123 | DOMESTIC WATER PUMPS | ME | Item | 741 | In-Line Circulators | In-Line Circulators | L | Type P-RF-03 | 2 | Nr | 2324 | 4648 | 2254.28 | 4508.56
Mansour | 22 | PLUMBING | 221123 | DOMESTIC WATER PUMPS | ME | Other | 742 | End suction centrifugal pumps | End suction centrifugal pumps |  | End suction centrifugal pumps
Mansour | 22 | PLUMBING | 221123 | DOMESTIC WATER PUMPS | ME | Item | 743 | In-Line Circulators | In-Line Circulators | A | Type P-B-01 | 2 | Nr | 1992 | 3984 | 1932.24 | 3864.48
Mansour | 22 | PLUMBING | 221123 | DOMESTIC WATER PUMPS | ME | Item | 744 | End suction centrifugal pumps | End suction centrifugal pumps | B | Type P-RF-01-1 & -2 | 2 | Nr | 2390 | 4780 | 2318.3 | 4636.6
Mansour | 22 | PLUMBING | 221123 | DOMESTIC WATER PUMPS | ME | Item | 745 | In-Line Circulators | In-Line Circulators | C | Spare parts as specified for water distribution pumps | 1 | Item | 1328 | 1328 | 1288.16 | 1288.16
Mansour | 22 | PLUMBING | 221123.13 | DOMESTIC WATER PACKAGED BOOSTER PUMP SETS | ME | Other | 746 | 221123.13 - DOMESTIC WATER PACKAGED BOOSTER PUMP SETS | 221123.13 - DOMESTIC WATER PACKAGED BOOSTER PUMP SETS |  | 221123.13 - DOMESTIC WATER PACKAGED BOOSTER PUMP SETS |  |  |  | 0
Mansour | 22 | PLUMBING | 221123.13 | DOMESTIC WATER PACKAGED BOOSTER PUMP SETS | ME | Item | 747 | In-Line Circulators | In-Line Circulators | D | Type PU-RF-1 | 1 | Set | 15934 | 15934 | 15455.98 | 15455.98
Mansour | 22 | PLUMBING | 221123.13 | DOMESTIC WATER PACKAGED BOOSTER PUMP SETS | ME | Item | 748 | 221123.13 - DOMESTIC WATER PACKAGED BOOSTER PUMP SETS | 221123.13 - DOMESTIC WATER PACKAGED BOOSTER PUMP SETS | E | Type PU-RF-2 | 1 | Set | 12614 | 12614 | 12235.58 | 12235.58
Mansour | 22 | PLUMBING | 221123.13 | DOMESTIC WATER PACKAGED BOOSTER PUMP SETS | ME | Item | 749 | In-Line Circulators | In-Line Circulators | F | Spare parts as specified for packaged booster pumps | 1 | Item | 2656 | 2656 | 2576.32 | 2576.32
Mansour | 22 | PLUMBING | 221316 | SANITARY WASTE AND VENT PIPING | ME | Other | 750 | 221316 - SANITARY WASTE AND VENT PIPING | 221316 - SANITARY WASTE AND VENT PIPING |  | 221316 - SANITARY WASTE AND VENT PIPING
Mansour | 22 | PLUMBING | 221316 | SANITARY WASTE AND VENT PIPING | ME | Other | 751 | Above Ground / Underground , Soil, Waste and Vent Piping | Above Ground / Underground , Soil, Waste and Vent Piping |  | Above Ground / Underground , Soil, Waste and Vent Piping
Mansour | 22 | PLUMBING | 221316 | SANITARY WASTE AND VENT PIPING | ME | Other | 752 | PVC pipes | PVC pipes |  | PVC pipes
Mansour | 22 | PLUMBING | 221316 | SANITARY WASTE AND VENT PIPING | ME | Item | 753 | Above Ground / Underground , Soil, Waste and Vent Piping | Above Ground / Underground , Soil, Waste and Vent Piping | G | 32dn | 167 | m | 11 | 1837 | 10.67 | 1781.89
Mansour | 22 | PLUMBING | 221316 | SANITARY WASTE AND VENT PIPING | ME | Item | 754 | PVC pipes | PVC pipes | H | 50 dn | 475 | m | 12 | 5700 | 11.64 | 5529
Mansour | 22 | PLUMBING | 221316 | SANITARY WASTE AND VENT PIPING | ME | Item | 755 | Above Ground / Underground , Soil, Waste and Vent Piping | Above Ground / Underground , Soil, Waste and Vent Piping | J | 82 dn | 97 | m | 15 | 1455 | 14.55 | 1411.35
Mansour | 22 | PLUMBING | 221316 | SANITARY WASTE AND VENT PIPING | ME | Item | 756 | PVC pipes | PVC pipes | K | 110 dn | 265 | m | 19 | 5035 | 18.43 | 4883.95
Mansour | 22 | PLUMBING | 221316 | SANITARY WASTE AND VENT PIPING | ME | Item | 757 | Above Ground / Underground , Soil, Waste and Vent Piping | Above Ground / Underground , Soil, Waste and Vent Piping | L | 150 dn | 55 | m | 46 | 2530 | 44.62 | 2454.1
Mansour | 22 | PLUMBING | 221316 | SANITARY WASTE AND VENT PIPING | ME | Other | 758 | Underground, soil, waste and vent piping connecting inspection chambers | Underground, soil, waste and vent piping connecting inspection chambers |  | Underground, soil, waste and vent piping connecting inspection chambers
Mansour | 22 | PLUMBING | 221316 | SANITARY WASTE AND VENT PIPING | ME | Other | 759 | PVC pipes | PVC pipes |  | PVC pipes
Mansour | 22 | PLUMBING | 221316 | SANITARY WASTE AND VENT PIPING | ME | Item | 760 | Underground, soil, waste and vent piping connecting inspection chambers | Underground, soil, waste and vent piping connecting inspection chambers | A | 150 dn | 185 | m | 46 | 8510 | 44.62 | 8254.7
Mansour | 22 | PLUMBING | 221316 | SANITARY WASTE AND VENT PIPING | ME | Other | 761 | Inspection Chambers | Inspection Chambers |  | Inspection Chambers
Mansour | 22 | PLUMBING | 221316 | SANITARY WASTE AND VENT PIPING | ME | Item | 762 | Underground, soil, waste and vent piping connecting inspection chambers | Underground, soil, waste and vent piping connecting inspection chambers | B | Sewer Inspection Chambers | 5 | Nr | 531 | 2655 | 515.07 | 2575.35
Mansour | 22 | PLUMBING | 221316 | SANITARY WASTE AND VENT PIPING | ME | Other | 763 | Aboveground / Underground , Soil, Waste Force Mains | Aboveground / Underground , Soil, Waste Force Mains |  | Aboveground / Underground , Soil, Waste Force Mains
Mansour | 22 | PLUMBING | 221316 | SANITARY WASTE AND VENT PIPING | ME | Other | 764 | Ductile-iron pipes | Ductile-iron pipes |  | Ductile-iron pipes
Mansour | 22 | PLUMBING | 221316 | SANITARY WASTE AND VENT PIPING | ME | Item | 765 | Aboveground / Underground , Soil, Waste Force Mains | Aboveground / Underground , Soil, Waste Force Mains | C | 50 dn | 15 | m | 80 | 1200 | 77.6 | 1164
Mansour | 22 | PLUMBING | 221316 | SANITARY WASTE AND VENT PIPING | ME | Other | 766 | Aboveground , Storm Drainage Piping | Aboveground , Storm Drainage Piping |  | Aboveground , Storm Drainage Piping
Mansour | 22 | PLUMBING | 221316 | SANITARY WASTE AND VENT PIPING | ME | Other | 767 | PVC pipes | PVC pipes |  | PVC pipes
Mansour | 22 | PLUMBING | 221316 | SANITARY WASTE AND VENT PIPING | ME | Item | 768 | Aboveground , Storm Drainage Piping | Aboveground , Storm Drainage Piping | D | 50 dn | 76 | m | 12 | 912 | 11.64 | 884.64
Mansour | 22 | PLUMBING | 221316 | SANITARY WASTE AND VENT PIPING | ME | Item | 769 | PVC pipes | PVC pipes | E | 80 dn | 81 | m | 15 | 1215 | 14.55 | 1178.55
Mansour | 22 | PLUMBING | 221316 | SANITARY WASTE AND VENT PIPING | ME | Item | 770 | Aboveground , Storm Drainage Piping | Aboveground , Storm Drainage Piping | F | 110 dn | 19 | m | 19 | 361 | 18.43 | 350.17
Mansour | 22 | PLUMBING | 221319 | SANITARY WATER PIPING SPECIALTIES | ME | Other | 771 | 22112 - SANITARY WATER PIPING SPECIALTIES | 22112 - SANITARY WATER PIPING SPECIALTIES |  | 22112 - SANITARY WATER PIPING SPECIALTIES
Mansour | 22 | PLUMBING | 221319 | SANITARY WATER PIPING SPECIALTIES | ME | Other | 772 | Floor drains | Floor drains |  | Floor drains
Mansour | 22 | PLUMBING | 221319 | SANITARY WATER PIPING SPECIALTIES | ME | Item | 773 | 22112 - SANITARY WATER PIPING SPECIALTIES | 22112 - SANITARY WATER PIPING SPECIALTIES | G | Type FD-1; 82 dn | 18 | Nr | 252 | 4536 | 244.44 | 4399.92
Mansour | 22 | PLUMBING | 221319 | SANITARY WATER PIPING SPECIALTIES | ME | Item | 774 | Floor drains | Floor drains | H | Type FD-2; 100 dn | 6 | Nr |  | 0 | 0 | 0
Mansour | 22 | PLUMBING | 221319 | SANITARY WATER PIPING SPECIALTIES | ME | Other | 775 | Floor cleanouts | Floor cleanouts |  | Floor cleanouts
Mansour | 22 | PLUMBING | 221319 | SANITARY WATER PIPING SPECIALTIES | ME | Item | 776 | Floor drains | Floor drains | H | Type FCO; 110 dn | 5 | Nr |  | 0 | 0 | 0
Mansour | 22 | PLUMBING | 221319 | SANITARY WATER PIPING SPECIALTIES | ME | Item | 777 | Floor cleanouts | Floor cleanouts | H | Type FCO; 100 dn | 4 | Nr | 159 | 636 | 154.23 | 616.92
Mansour | 22 | PLUMBING | 221319 | SANITARY WATER PIPING SPECIALTIES | ME | Item | 778 | Floor drains | Floor drains | A | Cowls | 1 | Item | 239 | 239 | 231.83 | 231.83
Mansour | 22 | PLUMBING | 221319 | SANITARY WATER PIPING SPECIALTIES | ME | Other | 779 | Roof drains | Roof drains |  | Roof drains
Mansour | 22 | PLUMBING | 221319 | SANITARY WATER PIPING SPECIALTIES | ME | Item | 780 | Floor drains | Floor drains | B | Type RD-1; 82 dn | 10 | Nr | 146 | 1460 | 141.62 | 1416.2
Mansour | 22 | PLUMBING | 221319 | SANITARY WATER PIPING SPECIALTIES | ME | Item | 781 | Roof drains | Roof drains | C | Type SCD-1; 50 dn | 4 | Nr | 146 | 584 | 141.62 | 566.48
Mansour | 22 | PLUMBING | 221319 | SANITARY WATER PIPING SPECIALTIES | ME | Other | 782 | Balcony drains | Balcony drains |  | Balcony drains
Mansour | 22 | PLUMBING | 221319 | SANITARY WATER PIPING SPECIALTIES | ME | Item | 783 | Roof drains | Roof drains | D | Type BD-1; 50 dn | 6 | Nr | 146 | 876 | 141.62 | 849.72
Mansour | 22 | PLUMBING | 221319 | SANITARY WATER PIPING SPECIALTIES | ME | Other | 784 | Terrace drains | Terrace drains |  | Terrace drains
Mansour | 22 | PLUMBING | 221319 | SANITARY WATER PIPING SPECIALTIES | ME | Item | 785 | Roof drains | Roof drains | E | Type TD-1; 82 dn | 7 | Nr | 146 | 1022 | 141.62 | 991.34
Mansour | 22 | PLUMBING | 221429 | SUMP PUMPS | ME | Other | 786 | 221429 - SUMP PUMPS | 221429 - SUMP PUMPS |  | 221429 - SUMP PUMPS
Mansour | 22 | PLUMBING | 221429 | SUMP PUMPS | ME | Other | 787 | Duplex sump pumps | Duplex sump pumps |  | Duplex sump pumps
Mansour | 22 | PLUMBING | 221429 | SUMP PUMPS | ME | Item | 788 | 221429 - SUMP PUMPS | 221429 - SUMP PUMPS | F | Type SP-B-01 | 1 | Set | 2656 | 2656 | 2576.32 | 2576.32
Mansour | 22 | PLUMBING | 221429 | SUMP PUMPS | ME | Item | 789 | Duplex sump pumps | Duplex sump pumps | G | Spare parts as specified for sewage and sump pumps | 1 | Item | 1328 | 1328 | 1288.16 | 1288.16
Mansour | 22 | PLUMBING | 223100 | DOMESTIC WATER SOFTNERS | ME | Other | 790 | 223100 - DOMESTIC WATER SOFTNERS | 223100 - DOMESTIC WATER SOFTNERS |  | 223100 - DOMESTIC WATER SOFTNERS |  |  |  | 0
Mansour | 22 | PLUMBING | 223100 | DOMESTIC WATER SOFTNERS | ME | Item | 791 | Duplex sump pumps | Duplex sump pumps | H | Type WS-1 | 1 | Nr | 10622 | 10622 | 10303.34 | 10303.34
Mansour | 22 | PLUMBING | 223500 | DOMESTIC WATER HEAT EXCHANGERS | ME | Other | 792 | 223500- DOMESTIC WATER HEAT EXCHANGERS | 223500- DOMESTIC WATER HEAT EXCHANGERS |  | 223500- DOMESTIC WATER HEAT EXCHANGERS |  |  |  | 0
Mansour | 22 | PLUMBING | 223500 | DOMESTIC WATER HEAT EXCHANGERS | ME | Other | 793 | Large-capacity storage heat exchangers | Large-capacity storage heat exchangers |  | Large-capacity storage heat exchangers |  |  |  | 0
Mansour | 22 | PLUMBING | 223500 | DOMESTIC WATER HEAT EXCHANGERS | ME | Item | 794 | 223500- DOMESTIC WATER HEAT EXCHANGERS | 223500- DOMESTIC WATER HEAT EXCHANGERS | J | HWST-RF-01-1 & 2 | 2 | Nr |  | 0 | 0 | 0
Mansour | 22 | PLUMBING | 223500 | DOMESTIC WATER HEAT EXCHANGERS | ME | Item | 795 | Large-capacity storage heat exchangers | Large-capacity storage heat exchangers | K | HWST-RF-02-1 & 2 | 2 | Nr |  | 0 | 0 | 0
Mansour | 22 | PLUMBING | 223500 | DOMESTIC WATER HEAT EXCHANGERS | ME | Item | 796 | 223500- DOMESTIC WATER HEAT EXCHANGERS | 223500- DOMESTIC WATER HEAT EXCHANGERS | J | EWH 50 Ltr | 10 | Nr | 199 | 1990 | 193.03 | 1930.3
Mansour | 22 | PLUMBING | 224000 | PLUMBING FIXTURES | ME | Other | 797 | 224000 - PLUMBING FIXTURES | 224000 - PLUMBING FIXTURES |  | 224000 - PLUMBING FIXTURES
Mansour | 22 | PLUMBING | 224000 | PLUMBING FIXTURES | ME | Other | 798 | Lavatories | Lavatories |  | Lavatories
Mansour | 22 | PLUMBING | 224000 | PLUMBING FIXTURES | ME | Item | 799 | 224000 - PLUMBING FIXTURES | 224000 - PLUMBING FIXTURES | A | Type LAV-1 | 8 | Nr | 551 | 4408 | 534.47 | 4275.76
Mansour | 22 | PLUMBING | 224000 | PLUMBING FIXTURES | ME | Item | 800 | Lavatories | Lavatories | B | Type LAV-2 | 1 | Nr | 943 | 943 | 914.71 | 914.71
Mansour | 22 | PLUMBING | 224000 | PLUMBING FIXTURES | ME | Other | 801 | Water closets | Water closets |  | Water closets
Mansour | 22 | PLUMBING | 224000 | PLUMBING FIXTURES | ME | Item | 802 | Lavatories | Lavatories | C | Type EWC-1 | 7 | Nr | 710 | 4970 | 688.7 | 4820.9
Mansour | 22 | PLUMBING | 224000 | PLUMBING FIXTURES | ME | Item | 803 | Water closets | Water closets | D | Type EWC-2 | 1 | Nr |  | 0 | 0 | 0
Mansour | 22 | PLUMBING | 224000 | PLUMBING FIXTURES | ME | Other | 804 | Bathtubs | Bathtubs |  | Bathtubs
Mansour | 22 | PLUMBING | 224000 | PLUMBING FIXTURES | ME | Item | 805 | Water closets | Water closets | E | Type BT-1 | 6 | Nr |  | 0 | 0 | 0
Mansour | 22 | PLUMBING | 224000 | PLUMBING FIXTURES | ME | Other | 806 | Showers | Showers |  | Showers
Mansour | 22 | PLUMBING | 224000 | PLUMBING FIXTURES | ME | Item | 807 | Water closets | Water closets | D | Type SH-1 | 6 | Nr | 382 | 2292 | 370.54 | 2223.24
Mansour | 22 | PLUMBING | 224000 | PLUMBING FIXTURES | ME | Other | 808 | Sinks | Sinks |  | Sinks
Mansour | 22 | PLUMBING | 224000 | PLUMBING FIXTURES | ME | Item | 809 | Water closets | Water closets | E | Type MS-1 | 1 | Nr | 628 | 628 | 609.16 | 609.16
Mansour | 22 | PLUMBING | 224000 | PLUMBING FIXTURES | ME | Item | 810 | Sinks | Sinks | F | Type KS-1 | 9 | Nr | 506 | 4554 | 490.82 | 4417.38
Mansour | 22 | PLUMBING | 224000 | PLUMBING FIXTURES | ME | Item | 811 | Water closets | Water closets | J | Type KS-2 | 1 | Nr |  | 0 | 0 | 0
Mansour | 22 | PLUMBING | 224000 | PLUMBING FIXTURES | ME | Other | 812 | Sinks | Sinks | BILL NO. 22 - PLUMBING
Mansour | 22 | PLUMBING | To Summary | To Summary |  | Bill Sum | 813 | Water closets | Water closets | To Summary |  |  |  | J.D | 173425
Mansour | 23 | HEATING, VENTILATING AND AIR CONDITIONING | 230713 | DUCT INSULATION | ME | Other | 814 | Sinks | Sinks | BILL NO. 23
Mansour | 23 | HEATING, VENTILATING AND AIR CONDITIONING | 230713 | DUCT INSULATION | ME | Other | 815 | Water closets | Water closets | HEATING, VENTILATING AND AIR CONDITIONING
Mansour | 23 | HEATING, VENTILATING AND AIR CONDITIONING | 230713 | DUCT INSULATION | ME | Other | 816 | Sinks | Sinks | Item | Description | Qty | Unit | Rate | Amount
Mansour | 23 | HEATING, VENTILATING AND AIR CONDITIONING | 230713 | DUCT INSULATION | ME | Other | 817 | Water closets | Water closets | [5 empty] | J.D
Mansour | 23 | HEATING, VENTILATING AND AIR CONDITIONING | 230713 | DUCT INSULATION | ME | Other | 818 | 230713 - DUCT INSULATION | 230713 - DUCT INSULATION |  | 230713 - DUCT INSULATION
Mansour | 23 | HEATING, VENTILATING AND AIR CONDITIONING | 230713 | DUCT INSULATION | ME | Other | 819 | Indoor Duct And Plenum Insulation | Indoor Duct And Plenum Insulation |  | Indoor Duct And Plenum Insulation
Mansour | 23 | HEATING, VENTILATING AND AIR CONDITIONING | 230713 | DUCT INSULATION | ME | Other | 820 | Rectangular, supply and Return ducts, concealed | Rectangular, supply and Return ducts, concealed |  | Rectangular, supply and Return ducts, concealed
Mansour | 23 | HEATING, VENTILATING AND AIR CONDITIONING | 230713 | DUCT INSULATION | ME | Item | 821 | Indoor Duct And Plenum Insulation | Indoor Duct And Plenum Insulation | A | 50 mm thick Mineral Fiber Blanket | 70 | m2 | 16 | 1120 | 15.52 | 1086.4
Mansour | 23 | HEATING, VENTILATING AND AIR CONDITIONING | 230713 | DUCT INSULATION | ME | Other | 822 | Rectangular, treated fresh air ducts, concealed | Rectangular, treated fresh air ducts, concealed |  | Rectangular, treated fresh air ducts, concealed
Mansour | 23 | HEATING, VENTILATING AND AIR CONDITIONING | 230713 | DUCT INSULATION | ME | Item | 823 | Indoor Duct And Plenum Insulation | Indoor Duct And Plenum Insulation | B | 50 mm thick Mineral Fiber Blanket | 50 | m2 | 16 | 800 | 15.52 | 776
Mansour | 23 | HEATING, VENTILATING AND AIR CONDITIONING | 230713 | DUCT INSULATION | ME | Other | 824 | Rectangular, range-hood exhaust ducts, concealed | Rectangular, range-hood exhaust ducts, concealed |  | Rectangular, range-hood exhaust ducts, concealed
Mansour | 23 | HEATING, VENTILATING AND AIR CONDITIONING | 230713 | DUCT INSULATION | ME | Item | 825 | Indoor Duct And Plenum Insulation | Indoor Duct And Plenum Insulation | C | 25 mm thick Mineral Fiber Board | 90 | m2 |  | 0 | 0 | 0
Mansour | 23 | HEATING, VENTILATING AND AIR CONDITIONING | 230713 | DUCT INSULATION | ME | Other | 826 | Outdoor Duct And Plenum Insulation | Rectangular, supply and Return ducts, concealed |  | Outdoor Duct And Plenum Insulation
Mansour | 23 | HEATING, VENTILATING AND AIR CONDITIONING | 230713 | DUCT INSULATION | ME | Other | 827 | Outdoor Duct And Plenum Insulation | Rectangular, supply and Return ducts, concealed |  | Rectangular, supply and Return ducts, concealed
Mansour | 23 | HEATING, VENTILATING AND AIR CONDITIONING | 230713 | DUCT INSULATION | ME | Item | 828 | Outdoor Duct And Plenum Insulation | Rectangular, supply and Return ducts, concealed | D | 50 mm thick Mineral Fiber Blanket with Al jacketing | 150 | m2 |  | 0 | 0 | 0
Mansour | 23 | HEATING, VENTILATING AND AIR CONDITIONING | 230713 | DUCT INSULATION | ME | Other | 829 | Boiler Breeching And Connector Insulation | Round |  | Boiler Breeching And Connector Insulation
Mansour | 23 | HEATING, VENTILATING AND AIR CONDITIONING | 230713 | DUCT INSULATION | ME | Other | 830 | Boiler Breeching And Connector Insulation | Round |  | Round
Mansour | 23 | HEATING, VENTILATING AND AIR CONDITIONING | 230713 | DUCT INSULATION | ME | Item | 831 | Boiler Breeching And Connector Insulation | Round | E | 50 mm thick Calcium Cilicate with Al jacketing | 30 | m2 |  | 0 | 0 | 0
Mansour | 23 | HEATING, VENTILATING AND AIR CONDITIONING | 230719 | HVAC PIPE INSULATION | ME | Other | 832 | 230719 - HVAC PIPE INSULATION | 230719 - HVAC PIPE INSULATION |  | 230719 - HVAC PIPE INSULATION
Mansour | 23 | HEATING, VENTILATING AND AIR CONDITIONING | 230719 | HVAC PIPE INSULATION | ME | Other | 833 | Interior Insulation | Condensate drain piping |  | Interior Insulation
Mansour | 23 | HEATING, VENTILATING AND AIR CONDITIONING | 230719 | HVAC PIPE INSULATION | ME | Other | 834 | Interior Insulation | Condensate drain piping |  | Condensate drain piping
Mansour | 23 | HEATING, VENTILATING AND AIR CONDITIONING | 230719 | HVAC PIPE INSULATION | ME | Other | 835 | Condensate drain piping | 19 mm thick |  | 19 mm thick
Mansour | 23 | HEATING, VENTILATING AND AIR CONDITIONING | 230719 | HVAC PIPE INSULATION | ME | Item | 836 | Interior Insulation | Condensate drain piping | A | 20 dn | 60 | m | 7 | 420 | 6.79 | 407.4
Mansour | 23 | HEATING, VENTILATING AND AIR CONDITIONING | 230719 | HVAC PIPE INSULATION | ME | Other | 837 | Heating hot-water supply and return, concealed | Heating hot-water supply and return, concealed |  | Heating hot-water supply and return, concealed
Mansour | 23 | HEATING, VENTILATING AND AIR CONDITIONING | 230719 | HVAC PIPE INSULATION | ME | Other | 838 | Heating hot-water supply and return, concealed | 25 mm thick |  | 25 mm thick
Mansour | 23 | HEATING, VENTILATING AND AIR CONDITIONING | 230719 | HVAC PIPE INSULATION | ME | Item | 839 | Heating hot-water supply and return, concealed |  | B | 20 dn | 5 | m | 7 | 35 | 6.79 | 33.95
Mansour | 23 | HEATING, VENTILATING AND AIR CONDITIONING | 230719 | HVAC PIPE INSULATION | ME | Item | 840 | Heating hot-water supply and return, concealed |  | C | 25 dn | 50 | m | 7 | 350 | 6.79 | 339.5
Mansour | 23 | HEATING, VENTILATING AND AIR CONDITIONING | 230719 | HVAC PIPE INSULATION | ME | Item | 841 | Heating hot-water supply and return, concealed |  | D | 32 dn | 3 | m | 8 | 24 | 7.76 | 23.28
Mansour | 23 | HEATING, VENTILATING AND AIR CONDITIONING | 230719 | HVAC PIPE INSULATION | ME | Item | 842 | Heating hot-water supply and return, concealed |  | E | 40 dn | 150 | m |  | 0 | 0 | 0
Mansour | 23 | HEATING, VENTILATING AND AIR CONDITIONING | 230719 | HVAC PIPE INSULATION | ME | Other | 843 | Heating hot-water supply and return, concealed | 38 mm thick |  | 38 mm thick
Mansour | 23 | HEATING, VENTILATING AND AIR CONDITIONING | 230719 | HVAC PIPE INSULATION | ME | Item | 844 | Heating hot-water supply and return, concealed | 38 mm thick | F | 65 dn | 70 | m |  | 0 | 0 | 0
Mansour | 23 | HEATING, VENTILATING AND AIR CONDITIONING | 230719 | HVAC PIPE INSULATION | ME | Other | 845 | Heating hot-water supply and return, concealed | Heating hot-water supply and return, on all pipes running in mechanical rooms or exposed to view with AL jacketing |  | Heating hot-water supply and return, on all pipes running in mechanical rooms or exposed to view with AL jacketing
Mansour | 23 | HEATING, VENTILATING AND AIR CONDITIONING | 230719 | HVAC PIPE INSULATION | ME | Other | 846 | Heating hot-water supply and return, concealed | 50 mm thick |  | 50 mm thick
Mansour | 23 | HEATING, VENTILATING AND AIR CONDITIONING | 230719 | HVAC PIPE INSULATION | ME | Item | 847 | Heating hot-water supply and return, concealed | Heating hot-water supply and return, on all pipes running in mechanical rooms or exposed to view with AL jacketing | E | 40 dn | 17 | m |  | 0 | 0 | 0
Mansour | 23 | HEATING, VENTILATING AND AIR CONDITIONING | 230719 | HVAC PIPE INSULATION | ME | Item | 848 | Heating hot-water supply and return, concealed | 50 mm thick | F | 65 dn | 15 | m |  | 0 | 0 | 0
Mansour | 23 | HEATING, VENTILATING AND AIR CONDITIONING | 230719 | HVAC PIPE INSULATION | ME | Item | 849 | Heating hot-water supply and return, concealed | Heating hot-water supply and return, on all pipes running in mechanical rooms or exposed to view with AL jacketing | G | 80 dn | 50 | m |  | 0 | 0 | 0
Mansour | 23 | HEATING, VENTILATING AND AIR CONDITIONING | 230900 | BUILDING MANAGEMENT SYSTEM (BMS), INSTRUMENTATION AND CONTROLS | ME | Other | 850 | 230900 - BUILDING MANAGEMENT SYSTEM (BMS), INSTRUMENTATION AND CONTROLS | 230900 - BUILDING MANAGEMENT SYSTEM (BMS), INSTRUMENTATION AND CONTROLS |  | 230900 - BUILDING MANAGEMENT SYSTEM (BMS), INSTRUMENTATION AND CONTROLS
Mansour | 23 | HEATING, VENTILATING AND AIR CONDITIONING | 230900 | BUILDING MANAGEMENT SYSTEM (BMS), INSTRUMENTATION AND CONTROLS | ME | Other | 851 | System complete as specified and as shown on drawings | System complete as specified and as shown on drawings |  | System complete as specified and as shown on drawings
Mansour | 23 | HEATING, VENTILATING AND AIR CONDITIONING | 230900 | BUILDING MANAGEMENT SYSTEM (BMS), INSTRUMENTATION AND CONTROLS | ME | Item | 852 | 230900 - BUILDING MANAGEMENT SYSTEM (BMS), INSTRUMENTATION AND CONTROLS | 230900 - BUILDING MANAGEMENT SYSTEM (BMS), INSTRUMENTATION AND CONTROLS | A | Spare parts as specified for BMS | 1 | Item |  |  | 0 | 0
Mansour | 23 | HEATING, VENTILATING AND AIR CONDITIONING | 231113 | FACILITY FUEL OIL PIPING | ME | Other | 853 | 231113 - FACILITY FUEL OIL PIPING | 231113 - FACILITY FUEL OIL PIPING |  | 231113 - FACILITY FUEL OIL PIPING
Mansour | 23 | HEATING, VENTILATING AND AIR CONDITIONING | 231113 | FACILITY FUEL OIL PIPING | ME | Other | 854 | Black steel pipes and fittings | Black steel pipes and fittings |  | Black steel pipes and fittings
Mansour | 23 | HEATING, VENTILATING AND AIR CONDITIONING | 231113 | FACILITY FUEL OIL PIPING | ME | Item | 855 | 231113 - FACILITY FUEL OIL PIPING | 231113 - FACILITY FUEL OIL PIPING | B | 15 dn | 11 | m |  |  | 0 | 0
Mansour | 23 | HEATING, VENTILATING AND AIR CONDITIONING | 231113 | FACILITY FUEL OIL PIPING | ME | Item | 856 | Black steel pipes and fittings | Black steel pipes and fittings | A | 20 dn | 8 | m | 27 | 216 | 26.19 | 209.52
Mansour | 23 | HEATING, VENTILATING AND AIR CONDITIONING | 231113 | FACILITY FUEL OIL PIPING | ME | Other | 857 | Valves | Valves |  | Valves |  |  |  | 0
Mansour | 23 | HEATING, VENTILATING AND AIR CONDITIONING | 231113 | FACILITY FUEL OIL PIPING | ME | Other | 858 | Gate valves | Gate valves |  | Gate valves |  |  |  | 0
Mansour | 23 | HEATING, VENTILATING AND AIR CONDITIONING | 231113 | FACILITY FUEL OIL PIPING | ME | Item | 859 | Valves | Valves | B | 20 dn | 1 | Item | 598 | 598 | 580.06 | 580.06
Mansour | 23 | HEATING, VENTILATING AND AIR CONDITIONING | 231113 | FACILITY FUEL OIL PIPING | ME | Other | 860 | Check valves | Check valves |  | Check valves |  |  |  | 0
Mansour | 23 | HEATING, VENTILATING AND AIR CONDITIONING | 231113 | FACILITY FUEL OIL PIPING | ME | Item | 861 | Valves | Valves | C | 20 dn | 1 | Item | 465 | 465 | 451.05 | 451.05
Mansour | 23 | HEATING, VENTILATING AND AIR CONDITIONING | 231113 | FACILITY FUEL OIL PIPING | ME | Other | 862 | Fuel oil storage tanks | Fuel oil storage tanks |  | Fuel oil storage tanks |  |  |  | 0
Mansour | 23 | HEATING, VENTILATING AND AIR CONDITIONING | 231113 | FACILITY FUEL OIL PIPING | ME | Item | 863 | Valves | Valves | F | Type FOT-01 | 3 | Nr |  | 0 | 0 | 0
Mansour | 23 | HEATING, VENTILATING AND AIR CONDITIONING | 231113 | FACILITY FUEL OIL PIPING | ME | Item | 864 | Fuel oil storage tanks | Fuel oil storage tanks | D | Type FOT-02 | 2 | Nr | 1328 | 2656 | 1288.16 | 2576.32
Mansour | 23 | HEATING, VENTILATING AND AIR CONDITIONING | 231113 | FACILITY FUEL OIL PIPING | ME | Other | 865 | Strainer | Strainer |  | Strainer |  |  |  | 0
Mansour | 23 | HEATING, VENTILATING AND AIR CONDITIONING | 231113 | FACILITY FUEL OIL PIPING | ME | Item | 866 | Fuel oil storage tanks | Fuel oil storage tanks | E | 20 dn | 1 | Nr | 66 | 66 | 64.02 | 64.02
Mansour | 23 | HEATING, VENTILATING AND AIR CONDITIONING | 231126 | FACILITY LIQUEFIED PETROLIUM GAS PIPING | ME | Other | 867 | 231126 - FACILITY LIQUEFIED PETROLIUM GAS PIPING | 231126 - FACILITY LIQUEFIED PETROLIUM GAS PIPING |  | 231126 - FACILITY LIQUEFIED PETROLIUM GAS PIPING
Mansour | 23 | HEATING, VENTILATING AND AIR CONDITIONING | 231126 | FACILITY LIQUEFIED PETROLIUM GAS PIPING | ME | Other | 868 | Aboveground pipes and fittings | Black steel pipes and fittings |  | Aboveground pipes and fittings
Mansour | 23 | HEATING, VENTILATING AND AIR CONDITIONING | 231126 | FACILITY LIQUEFIED PETROLIUM GAS PIPING | ME | Other | 869 | Aboveground pipes and fittings | Black steel pipes and fittings |  | Black steel pipes and fittings
Mansour | 23 | HEATING, VENTILATING AND AIR CONDITIONING | 231126 | FACILITY LIQUEFIED PETROLIUM GAS PIPING | ME | Item | 870 | Aboveground pipes and fittings | Black steel pipes and fittings | A | 32 dn | 30 | m |  | 0 | 0 | 0
Mansour | 23 | HEATING, VENTILATING AND AIR CONDITIONING | 231126 | FACILITY LIQUEFIED PETROLIUM GAS PIPING | ME | Other | 871 | Copper pipes running under tiles | Copper pipes running under tiles |  | Copper pipes running under tiles
Mansour | 23 | HEATING, VENTILATING AND AIR CONDITIONING | 231126 | FACILITY LIQUEFIED PETROLIUM GAS PIPING | ME | Item | 872 | Aboveground pipes and fittings | Black steel pipes and fittings | B | 22 dn | 25 | m |  | 0 | 0 | 0
Mansour | 23 | HEATING, VENTILATING AND AIR CONDITIONING | 231126 | FACILITY LIQUEFIED PETROLIUM GAS PIPING | ME | Item | 873 | Copper pipes running under tiles | Copper pipes running under tiles | C | 35 dn | 5 | m |  | 0 | 0 | 0
Mansour | 23 | HEATING, VENTILATING AND AIR CONDITIONING | 231126 | FACILITY LIQUEFIED PETROLIUM GAS PIPING | ME | Item | 874 | Aboveground pipes and fittings | Black steel pipes and fittings | D | Gas Tank, with gas vaporiser and all other accessories | 1 | Nr |  | 0 | 0 | 0
Mansour | 23 | HEATING, VENTILATING AND AIR CONDITIONING | 231126 | FACILITY LIQUEFIED PETROLIUM GAS PIPING | ME | Other | 875 | Gas panels | Gas panels |  | Gas panels
Mansour | 23 | HEATING, VENTILATING AND AIR CONDITIONING | 231126 | FACILITY LIQUEFIED PETROLIUM GAS PIPING | ME | Item | 876 | Aboveground pipes and fittings | Black steel pipes and fittings | E | For Main Kitchen | 1 | Nr |  | 0 | 0 | 0
Mansour | 23 | HEATING, VENTILATING AND AIR CONDITIONING | 231126 | FACILITY LIQUEFIED PETROLIUM GAS PIPING | ME | Other | 877 | Solenoid valve | Solenoid valve |  | Solenoid valve
Mansour | 23 | HEATING, VENTILATING AND AIR CONDITIONING | 231126 | FACILITY LIQUEFIED PETROLIUM GAS PIPING | ME | Item | 878 | Aboveground pipes and fittings | Black steel pipes and fittings | F | 32 dn | 1 | Nr |  | 0 | 0 | 0
Mansour | 23 | HEATING, VENTILATING AND AIR CONDITIONING | 231126 | FACILITY LIQUEFIED PETROLIUM GAS PIPING | ME | Other | 879 | Excess flow shut-off valve | Excess flow shut-off valve |  | Excess flow shut-off valve
Mansour | 23 | HEATING, VENTILATING AND AIR CONDITIONING | 231126 | FACILITY LIQUEFIED PETROLIUM GAS PIPING | ME | Item | 880 | Aboveground pipes and fittings | Black steel pipes and fittings | G | 32 dn | 1 | Nr |  | 0 | 0 | 0
Mansour | 23 | HEATING, VENTILATING AND AIR CONDITIONING | 231126 | FACILITY LIQUEFIED PETROLIUM GAS PIPING | ME | Item | 881 | Excess flow shut-off valve | Excess flow shut-off valve | H | Gas leak detection system complete with all Accessories | 1 | Item |  |  | 0 | 0
Mansour | 23 | HEATING, VENTILATING AND AIR CONDITIONING | 232113 | HYDRONIC PIPING | ME | Other | 882 | 232113 - HYDRONIC PIPING | 232113 - HYDRONIC PIPING |  | 232113 - HYDRONIC PIPING
Mansour | 23 | HEATING, VENTILATING AND AIR CONDITIONING | 232113 | HYDRONIC PIPING | ME | Other | 883 | Hot Water Pipes | Black steel pipes and fittings |  | Hot Water Pipes
Mansour | 23 | HEATING, VENTILATING AND AIR CONDITIONING | 232113 | HYDRONIC PIPING | ME | Other | 884 | Hot Water Pipes | Black steel pipes and fittings |  | Black steel pipes and fittings
Mansour | 23 | HEATING, VENTILATING AND AIR CONDITIONING | 232113 | HYDRONIC PIPING | ME | Item | 885 | Hot Water Pipes | Black steel pipes and fittings | A | 20 dn | 5 | m | 27 | 135 | 26.19 | 130.95
Mansour | 23 | HEATING, VENTILATING AND AIR CONDITIONING | 232113 | HYDRONIC PIPING | ME | Item | 886 | Hot Water Pipes | Black steel pipes and fittings | B | 25 dn | 50 | m | 29 | 1450 | 28.13 | 1406.5
Mansour | 23 | HEATING, VENTILATING AND AIR CONDITIONING | 232113 | HYDRONIC PIPING | ME | Item | 887 | Hot Water Pipes | Black steel pipes and fittings | A | 32 dn | 3 | m | 31 | 93 | 30.07 | 90.21
Mansour | 23 | HEATING, VENTILATING AND AIR CONDITIONING | 232113 | HYDRONIC PIPING | ME | Item | 888 | Hot Water Pipes | Black steel pipes and fittings | B | 40 dn | 170 | m |  | 0 | 0 | 0
Mansour | 23 | HEATING, VENTILATING AND AIR CONDITIONING | 232113 | HYDRONIC PIPING | ME | Item | 889 | Hot Water Pipes | Black steel pipes and fittings | C | 50 dn | 175 | m |  | 0 | 0 | 0
Mansour | 23 | HEATING, VENTILATING AND AIR CONDITIONING | 232113 | HYDRONIC PIPING | ME | Item | 890 | Hot Water Pipes | Black steel pipes and fittings | D | 65 dn | 105 | m |  | 0 | 0 | 0
Mansour | 23 | HEATING, VENTILATING AND AIR CONDITIONING | 232113 | HYDRONIC PIPING | ME | Item | 891 | Hot Water Pipes | Black steel pipes and fittings | E | 80 dn | 50 | m |  | 0 | 0 | 0
Mansour | 23 | HEATING, VENTILATING AND AIR CONDITIONING | 232113 | HYDRONIC PIPING | ME | Other | 892 | PEX-A Flexible pipe, complete with fittings, valves, controls , joints, flexible connectors, unions, flanges, couplings, sleeves and all the accessories required for system operation, maintenance and occupants comfort. | PEX-A Flexible pipe, complete with fittings, valves, controls , joints, flexible connectors, unions, flanges, couplings, sleeves and all the accessories required for system operation, maintenance and occupants comfort. |  | PEX-A Flexible pipe, complete with fittings, valves, controls , joints, flexible connectors, unions, flanges, couplings, sleeves and all the accessories required for system operation, maintenance and occupants comfort.
Mansour | 23 | HEATING, VENTILATING AND AIR CONDITIONING | 232113 | HYDRONIC PIPING | ME | Item | 893 | Hot Water Pipes | Black steel pipes and fittings | B | 16 dn | 278 | m | 5 | 1390 | 4.85 | 1348.3
Mansour | 23 | HEATING, VENTILATING AND AIR CONDITIONING | 232113 | HYDRONIC PIPING | ME | Other | 894 | Condensate Drain Pipes | PVC pipes and fittings |  | Condensate Drain Pipes
Mansour | 23 | HEATING, VENTILATING AND AIR CONDITIONING | 232113 | HYDRONIC PIPING | ME | Other | 895 | Condensate Drain Pipes | PVC pipes and fittings |  | PVC pipes and fittings
Mansour | 23 | HEATING, VENTILATING AND AIR CONDITIONING | 232113 | HYDRONIC PIPING | ME | Item | 896 | Condensate Drain Pipes | PVC pipes and fittings | C | 20 dn | 100 | m | 8 | 800 | 7.76 | 776
Mansour | 23 | HEATING, VENTILATING AND AIR CONDITIONING | 232113 | HYDRONIC PIPING | ME | Other | 897 | Valves | Valves |  | Valves
Mansour | 23 | HEATING, VENTILATING AND AIR CONDITIONING | 232113 | HYDRONIC PIPING | ME | Item | 898 | Condensate Drain Pipes | PVC pipes and fittings | H | Ball valves | 1 | Item |  |  | 0 | 0
Mansour | 23 | HEATING, VENTILATING AND AIR CONDITIONING | 232113 | HYDRONIC PIPING | ME | Other | 899 | Hydronic Specialties | Expansion Tanks |  | Hydronic Specialties
Mansour | 23 | HEATING, VENTILATING AND AIR CONDITIONING | 232113 | HYDRONIC PIPING | ME | Other | 900 | Hydronic Specialties | Expansion Tanks |  | Expansion Tanks
Mansour | 23 | HEATING, VENTILATING AND AIR CONDITIONING | 232113 | HYDRONIC PIPING | ME | Item | 901 | Hydronic Specialties | Expansion Tanks | J | Type ET-01 | 1 | Nr |  |  | 0 | 0
Mansour | 23 | HEATING, VENTILATING AND AIR CONDITIONING | 232123 | HYDRONIC PUMPS | ME | Other | 902 | 232123 - HYDRONIC PUMPS | 232123 - HYDRONIC PUMPS |  | 232123 - HYDRONIC PUMPS
Mansour | 23 | HEATING, VENTILATING AND AIR CONDITIONING | 232123 | HYDRONIC PUMPS | ME | Other | 903 | Centrifugal Flexible-coupled end suction pumps | Centrifugal Flexible-coupled end suction pumps |  | Centrifugal Flexible-coupled end suction pumps
Mansour | 23 | HEATING, VENTILATING AND AIR CONDITIONING | 232123 | HYDRONIC PUMPS | ME | Item | 904 | 232123 - HYDRONIC PUMPS | 232123 - HYDRONIC PUMPS | A | HWP-GF-01-1 | 2 | Nr |  | 0 | 0 | 0
Mansour | 23 | HEATING, VENTILATING AND AIR CONDITIONING | 232123 | HYDRONIC PUMPS | ME | Item | 905 | Centrifugal Flexible-coupled end suction pumps | Centrifugal Flexible-coupled end suction pumps | B | HWP-GF-01-2 | 2 | Nr |  | 0 | 0 | 0
Mansour | 23 | HEATING, VENTILATING AND AIR CONDITIONING | 232123 | HYDRONIC PUMPS | ME | Item | 906 | 232123 - HYDRONIC PUMPS | 232123 - HYDRONIC PUMPS | C | HWP-GF-01-3 | 2 | Nr |  | 0 | 0 | 0
Mansour | 23 | HEATING, VENTILATING AND AIR CONDITIONING | 232123 | HYDRONIC PUMPS | ME | Item | 907 | Centrifugal Flexible-coupled end suction pumps | Centrifugal Flexible-coupled end suction pumps | D | Type SHP-RF-01 | 2 | Nr |  | 0 | 0 | 0
Mansour | 23 | HEATING, VENTILATING AND AIR CONDITIONING | 232123 | HYDRONIC PUMPS | ME | Item | 908 | 232123 - HYDRONIC PUMPS | 232123 - HYDRONIC PUMPS | E | Spare parts as specified for all hydronic pumps | 1 | Item |  |  | 0 | 0
Mansour | 23 | HEATING, VENTILATING AND AIR CONDITIONING | 232500 | HVAC WATER TREATMENT | ME | Other | 909 | 232500- HVAC WATER TREATMENT | 232500- HVAC WATER TREATMENT |  | 232500- HVAC WATER TREATMENT
Mansour | 23 | HEATING, VENTILATING AND AIR CONDITIONING | 232500 | HVAC WATER TREATMENT | ME | Item | 910 | 232123 - HYDRONIC PUMPS | 232123 - HYDRONIC PUMPS | F | Closed-loop chemical feed system for heating water distribution systems | 1 | Item |  |  | 0 | 0
Mansour | 23 | HEATING, VENTILATING AND AIR CONDITIONING | 232500 | HVAC WATER TREATMENT | ME | Item | 911 | 232500- HVAC WATER TREATMENT | 232500- HVAC WATER TREATMENT | G | Closed-loop chemical feed system for solar hot water distribution systems | 1 | Item |  |  | 0 | 0
Mansour | 23 | HEATING, VENTILATING AND AIR CONDITIONING | 233113 | METAL DUCTS | ME | Other | 912 | 233113- METAL DUCTS | 233113- METAL DUCTS |  | 233113- METAL DUCTS
Mansour | 23 | HEATING, VENTILATING AND AIR CONDITIONING | 233113 | METAL DUCTS | ME | Item | 913 | 232500- HVAC WATER TREATMENT | 232500- HVAC WATER TREATMENT | A | Galvanized steel ductwork | 2400 | Kg | 11 | 26400 | 10.67 | 25608
Mansour | 23 | HEATING, VENTILATING AND AIR CONDITIONING | 233113 | METAL DUCTS | ME | Item | 914 | 233113- METAL DUCTS | 233113- METAL DUCTS | J | Carbon steel for range hood exhaust | 402 | Kg |  | 0 | 0 | 0
Mansour | 23 | HEATING, VENTILATING AND AIR CONDITIONING | 233300 | AIR DUCT ACCESSORIES | ME | Other | 915 | 233300 - AIR DUCT ACCESSORIES | 233300 - AIR DUCT ACCESSORIES |  | 233300 - AIR DUCT ACCESSORIES |  |  |  | 0
Mansour | 23 | HEATING, VENTILATING AND AIR CONDITIONING | 233300 | AIR DUCT ACCESSORIES | ME | Item | 916 | 233113- METAL DUCTS | 233113- METAL DUCTS | B | Manual volume dampers | 1 | Item | 2656 | 2656 | 2576.32 | 2576.32
Mansour | 23 | HEATING, VENTILATING AND AIR CONDITIONING | 233300 | AIR DUCT ACCESSORIES | ME | Item | 917 | 233300 - AIR DUCT ACCESSORIES | 233300 - AIR DUCT ACCESSORIES | C | Fire dampers | 1 | Item | 2656 | 2656 | 2576.32 | 2576.32
Mansour | 23 | HEATING, VENTILATING AND AIR CONDITIONING | 233300 | AIR DUCT ACCESSORIES | ME | Item | 918 | 233113- METAL DUCTS | 233113- METAL DUCTS | D | Motorized dampers | 1 | Item | 2656 | 2656 | 2576.32 | 2576.32
Mansour | 23 | HEATING, VENTILATING AND AIR CONDITIONING | 233300 | AIR DUCT ACCESSORIES | ME | Other | 919 | Flexible ducts | Flexible ducts |  | Flexible ducts
Mansour | 23 | HEATING, VENTILATING AND AIR CONDITIONING | 233300 | AIR DUCT ACCESSORIES | ME | Item | 920 | 233113- METAL DUCTS | 233113- METAL DUCTS | A | 150 dn | 3 | m | 53 | 159 | 51.41 | 154.23
Mansour | 23 | HEATING, VENTILATING AND AIR CONDITIONING | 233423 | POWER VENTILATOR UTILITY SET FANS | ME | Other | 921 | 233423- POWER VENTILATOR UTILITY SET FANS | 233423- POWER VENTILATOR UTILITY SET FANS |  | 233423- POWER VENTILATOR UTILITY SET FANS
Mansour | 23 | HEATING, VENTILATING AND AIR CONDITIONING | 233423 | POWER VENTILATOR UTILITY SET FANS | ME | Other | 922 | Centrifugal inline fans | Centrifugal inline fans |  | Centrifugal inline fans
Mansour | 23 | HEATING, VENTILATING AND AIR CONDITIONING | 233423 | POWER VENTILATOR UTILITY SET FANS | ME | Item | 923 | 233423- POWER VENTILATOR UTILITY SET FANS | 233423- POWER VENTILATOR UTILITY SET FANS | B | Type EF-GF-01 | 1 | Nr |  | 0 | 0 | 0
Mansour | 23 | HEATING, VENTILATING AND AIR CONDITIONING | 233423 | POWER VENTILATOR UTILITY SET FANS | ME | Item | 924 | Centrifugal inline fans | Centrifugal inline fans | C | Type EF-RF-01 | 1 | Nr |  | 0 | 0 | 0
Mansour | 23 | HEATING, VENTILATING AND AIR CONDITIONING | 233423 | POWER VENTILATOR UTILITY SET FANS | ME | Item | 925 | 233423- POWER VENTILATOR UTILITY SET FANS | 233423- POWER VENTILATOR UTILITY SET FANS | D | Type EF-RF-02 | 1 | Nr |  | 0 | 0 | 0
Mansour | 23 | HEATING, VENTILATING AND AIR CONDITIONING | 233423 | POWER VENTILATOR UTILITY SET FANS | ME | Item | 926 | Centrifugal inline fans | Centrifugal inline fans | E | Type EF-RF-03 | 1 | Nr |  | 0 | 0 | 0
Mansour | 23 | HEATING, VENTILATING AND AIR CONDITIONING | 233423 | POWER VENTILATOR UTILITY SET FANS | ME | Item | 927 | 233423- POWER VENTILATOR UTILITY SET FANS | 233423- POWER VENTILATOR UTILITY SET FANS | F | Type EF-RF-05 | 1 | Nr |  | 0 | 0 | 0
Mansour | 23 | HEATING, VENTILATING AND AIR CONDITIONING | 233423 | POWER VENTILATOR UTILITY SET FANS | ME | Item | 928 | Centrifugal inline fans | Centrifugal inline fans | G | Type EF-RF-06 | 1 | Nr |  | 0 | 0 | 0
Mansour | 23 | HEATING, VENTILATING AND AIR CONDITIONING | 233423 | POWER VENTILATOR UTILITY SET FANS | ME | Item | 929 | 233423- POWER VENTILATOR UTILITY SET FANS | 233423- POWER VENTILATOR UTILITY SET FANS | B | Type EF-RF-07 | 1 | Nr | 1785 | 1785 | 1731.45 | 1731.45
Mansour | 23 | HEATING, VENTILATING AND AIR CONDITIONING | 233423 | POWER VENTILATOR UTILITY SET FANS | ME | Item | 930 | Centrifugal inline fans | Centrifugal inline fans | J | Type EF-RF-08 | 1 | Nr |  | 0 | 0 | 0
Mansour | 23 | HEATING, VENTILATING AND AIR CONDITIONING | 233423 | POWER VENTILATOR UTILITY SET FANS | ME | Item | 931 | 233423- POWER VENTILATOR UTILITY SET FANS | 233423- POWER VENTILATOR UTILITY SET FANS | K | Type EF-RF-09 | 1 | Nr |  | 0 | 0 | 0
Mansour | 23 | HEATING, VENTILATING AND AIR CONDITIONING | 233423 | POWER VENTILATOR UTILITY SET FANS | ME | Item | 932 | Centrifugal inline fans | Centrifugal inline fans | L | Type EF-RF-10 | 1 | Nr |  | 0 | 0 | 0
Mansour | 23 | HEATING, VENTILATING AND AIR CONDITIONING | 233423 | POWER VENTILATOR UTILITY SET FANS | ME | Item | 933 | 233423- POWER VENTILATOR UTILITY SET FANS | 233423- POWER VENTILATOR UTILITY SET FANS | M | Type EF-TR-01 | 1 | Nr |  | 0 | 0 | 0
Mansour | 23 | HEATING, VENTILATING AND AIR CONDITIONING | 233423 | POWER VENTILATOR UTILITY SET FANS | ME | Item | 934 | Centrifugal inline fans | Centrifugal inline fans | N | Type EF-TR-02 | 1 | Nr |  | 0 | 0 | 0
Mansour | 23 | HEATING, VENTILATING AND AIR CONDITIONING | 233423 | POWER VENTILATOR UTILITY SET FANS | ME | Other | 935 | Roof Exhaust fans | Roof Exhaust fans |  | Roof Exhaust fans
Mansour | 23 | HEATING, VENTILATING AND AIR CONDITIONING | 233423 | POWER VENTILATOR UTILITY SET FANS | ME | Item | 936 | Centrifugal inline fans | Centrifugal inline fans | C | Type EF-FF-01 | 1 | Nr | 1149 | 1149 | 1114.53 | 1114.53
Mansour | 23 | HEATING, VENTILATING AND AIR CONDITIONING | 233423 | POWER VENTILATOR UTILITY SET FANS | ME | Item | 937 | Roof Exhaust fans | Roof Exhaust fans | Q | Type EF-FF-02 | 1 | Nr |  | 0 | 0 | 0
Mansour | 23 | HEATING, VENTILATING AND AIR CONDITIONING | 233423 | POWER VENTILATOR UTILITY SET FANS | ME | Item | 938 | Centrifugal inline fans | Centrifugal inline fans | R | Type EF-RF-04 | 1 | Nr |  | 0 | 0 | 0
Mansour | 23 | HEATING, VENTILATING AND AIR CONDITIONING | 233423 | POWER VENTILATOR UTILITY SET FANS | ME | Item | 939 | Roof Exhaust fans | Roof Exhaust fans | A | Type EF-TR-01 | 1 | Nr | 1195 | 1195 | 1159.15 | 1159.15
Mansour | 23 | HEATING, VENTILATING AND AIR CONDITIONING | 233423 | POWER VENTILATOR UTILITY SET FANS | ME | Item | 940 | Centrifugal inline fans | Centrifugal inline fans | B | Spare parts as specified on fans | 1 | Item | 1219 | 1219 | 1182.43 | 1182.43
Mansour | 23 | HEATING, VENTILATING AND AIR CONDITIONING | 233713 | DIFFUSERS, REGISTERS, AND GRILLES | ME | Other | 941 | 233713 - DIFFUSERS, REGISTERS, AND GRILLES | 233713 - DIFFUSERS, REGISTERS, AND GRILLES |  | 233713 - DIFFUSERS, REGISTERS, AND GRILLES |  |  |  | 0
Mansour | 23 | HEATING, VENTILATING AND AIR CONDITIONING | 233713 | DIFFUSERS, REGISTERS, AND GRILLES | ME | Other | 942 | Diffusers | Diffusers |  | Diffusers
Mansour | 23 | HEATING, VENTILATING AND AIR CONDITIONING | 233713 | DIFFUSERS, REGISTERS, AND GRILLES | ME | Other | 943 | Diffusers | Supply diffusers 600x600 |  | Supply diffusers 600x600
Mansour | 23 | HEATING, VENTILATING AND AIR CONDITIONING | 233713 | DIFFUSERS, REGISTERS, AND GRILLES | ME | Item | 944 | Diffusers | Supply diffusers 600x600 | C | 150 dn | 11 | Nr | 108 | 1188 | 104.76 | 1152.36
Mansour | 23 | HEATING, VENTILATING AND AIR CONDITIONING | 233713 | DIFFUSERS, REGISTERS, AND GRILLES | ME | Item | 945 | Diffusers | Supply diffusers 600x600 | D | 200 dn | 3 | Nr | 108 | 324 | 104.76 | 314.28
Mansour | 23 | HEATING, VENTILATING AND AIR CONDITIONING | 233713 | DIFFUSERS, REGISTERS, AND GRILLES | ME | Item | 946 | Diffusers | Supply diffusers 600x600 | E | 250 dn | 1 | Nr | 108 | 108 | 104.76 | 104.76
Mansour | 23 | HEATING, VENTILATING AND AIR CONDITIONING | 233713 | DIFFUSERS, REGISTERS, AND GRILLES | ME | Item | 947 | Diffusers | Supply diffusers 600x600 | F | 300 dn | 7 | Nr |  | 0 | 0 | 0
Mansour | 23 | HEATING, VENTILATING AND AIR CONDITIONING | 233713 | DIFFUSERS, REGISTERS, AND GRILLES | ME | Item | 948 | Diffusers | Supply diffusers 600x600 | G | 350 dn | 5 | Nr |  | 0 | 0 | 0
Mansour | 23 | HEATING, VENTILATING AND AIR CONDITIONING | 233713 | DIFFUSERS, REGISTERS, AND GRILLES | ME | Item | 949 | Diffusers | Supply diffusers 600x600 | F | 400 dn | 2 | Nr | 108 | 216 | 104.76 | 209.52
Mansour | 23 | HEATING, VENTILATING AND AIR CONDITIONING | 233713 | DIFFUSERS, REGISTERS, AND GRILLES | ME | Other | 950 | Diffusers | Return diffusers 600x600 |  | Return diffusers 600x600
Mansour | 23 | HEATING, VENTILATING AND AIR CONDITIONING | 233713 | DIFFUSERS, REGISTERS, AND GRILLES | ME | Item | 951 | Diffusers | Return diffusers 600x600 | G | 150 dn | 2 | Nr | 92 | 184 | 89.24 | 178.48
Mansour | 23 | HEATING, VENTILATING AND AIR CONDITIONING | 233713 | DIFFUSERS, REGISTERS, AND GRILLES | ME | Item | 952 | Diffusers | Return diffusers 600x600 | H | 250 dn | 4 | Nr | 92 | 368 | 89.24 | 356.96
Mansour | 23 | HEATING, VENTILATING AND AIR CONDITIONING | 233713 | DIFFUSERS, REGISTERS, AND GRILLES | ME | Item | 953 | Diffusers | Return diffusers 600x600 | L | 300 dn | 10 | Nr |  |  | 0 | 0
Mansour | 23 | HEATING, VENTILATING AND AIR CONDITIONING | 233713 | DIFFUSERS, REGISTERS, AND GRILLES | ME | Item | 954 | Diffusers | Return diffusers 600x600 | M | 350 dn | 1 | Nr |  |  | 0 | 0
Mansour | 23 | HEATING, VENTILATING AND AIR CONDITIONING | 233713 | DIFFUSERS, REGISTERS, AND GRILLES | ME | Item | 955 | Diffusers | Return diffusers 600x600 | J | 400 dn | 1 | Nr | 92 | 92 | 89.24 | 89.24
Mansour | 23 | HEATING, VENTILATING AND AIR CONDITIONING | 233713 | DIFFUSERS, REGISTERS, AND GRILLES | ME | Other | 956 | Diffusers | Exhaust diffusers 600x600 |  | Exhaust diffusers 600x600
Mansour | 23 | HEATING, VENTILATING AND AIR CONDITIONING | 233713 | DIFFUSERS, REGISTERS, AND GRILLES | ME | Item | 957 | Diffusers | Exhaust diffusers 600x600 | P | 150 dn | 9 | Nr |  | 0 | 0 | 0
Mansour | 23 | HEATING, VENTILATING AND AIR CONDITIONING | 233713 | DIFFUSERS, REGISTERS, AND GRILLES | ME | Item | 958 | Diffusers | Exhaust diffusers 600x600 | Q | 250 dn | 6 | Nr |  | 0 | 0 | 0
Mansour | 23 | HEATING, VENTILATING AND AIR CONDITIONING | 233713 | DIFFUSERS, REGISTERS, AND GRILLES | ME | Item | 959 | Diffusers | Exhaust diffusers 600x600 | A | 350 dn | 3 | Nr |  | 0 | 0 | 0
Mansour | 23 | HEATING, VENTILATING AND AIR CONDITIONING | 233713 | DIFFUSERS, REGISTERS, AND GRILLES | ME | Item | 960 | Diffusers | Exhaust diffusers 600x600 | B | 400 dn | 1 | Nr |  | 0 | 0 | 0
Mansour | 23 | HEATING, VENTILATING AND AIR CONDITIONING | 233713 | DIFFUSERS, REGISTERS, AND GRILLES | ME | Other | 961 | Registers | Registers |  | Registers
Mansour | 23 | HEATING, VENTILATING AND AIR CONDITIONING | 233713 | DIFFUSERS, REGISTERS, AND GRILLES | ME | Other | 962 | Registers | Supply registers |  | Supply registers
Mansour | 23 | HEATING, VENTILATING AND AIR CONDITIONING | 233713 | DIFFUSERS, REGISTERS, AND GRILLES | ME | Item | 963 | Registers | Supply registers | A | 350 x 200 | 6 | Nr | 39 | 234 | 37.83 | 226.98
Mansour | 23 | HEATING, VENTILATING AND AIR CONDITIONING | 233713 | DIFFUSERS, REGISTERS, AND GRILLES | ME | Item | 964 | Registers | Supply registers | D | 400 x 250 | 2 | Nr |  | 0 | 0 | 0
Mansour | 23 | HEATING, VENTILATING AND AIR CONDITIONING | 233713 | DIFFUSERS, REGISTERS, AND GRILLES | ME | Item | 965 | Registers | Supply registers | E | 900 x 900 | 1 | Nr |  | 0 | 0 | 0
Mansour | 23 | HEATING, VENTILATING AND AIR CONDITIONING | 233713 | DIFFUSERS, REGISTERS, AND GRILLES | ME | Item | 966 | Registers | Supply registers | B | 600 x 350 | 2 | Nr | 72 | 144 | 69.84 | 139.68
Mansour | 23 | HEATING, VENTILATING AND AIR CONDITIONING | 233713 | DIFFUSERS, REGISTERS, AND GRILLES | ME | Item | 967 | Registers | Supply registers | C | 450 x 300 | 4 | Nr |  |  | 0 | 0
Mansour | 23 | HEATING, VENTILATING AND AIR CONDITIONING | 233713 | DIFFUSERS, REGISTERS, AND GRILLES | ME | Item | 968 | Registers | Supply registers | H | 600 x 300 | 1 | Nr |  | 0 | 0 | 0
Mansour | 23 | HEATING, VENTILATING AND AIR CONDITIONING | 233713 | DIFFUSERS, REGISTERS, AND GRILLES | ME | Other | 969 | Registers | Return air registers |  | Return air registers
Mansour | 23 | HEATING, VENTILATING AND AIR CONDITIONING | 233713 | DIFFUSERS, REGISTERS, AND GRILLES | ME | Item | 970 | Registers | Return air registers | C | 350 x 200 | 6 | Nr | 35 | 210 | 33.95 | 203.7
Mansour | 23 | HEATING, VENTILATING AND AIR CONDITIONING | 233713 | DIFFUSERS, REGISTERS, AND GRILLES | ME | Item | 971 | Registers | Return air registers | K | 400 x 250 | 2 | Nr |  | 0 | 0 | 0
Mansour | 23 | HEATING, VENTILATING AND AIR CONDITIONING | 233713 | DIFFUSERS, REGISTERS, AND GRILLES | ME | Item | 972 | Registers | Return air registers | L | 150 x 150 | 1 | Nr |  | 0 | 0 | 0
Mansour | 23 | HEATING, VENTILATING AND AIR CONDITIONING | 233713 | DIFFUSERS, REGISTERS, AND GRILLES | ME | Item | 973 | Registers | Return air registers | M | 900 x 900 | 1 | Nr |  | 0 | 0 | 0
Mansour | 23 | HEATING, VENTILATING AND AIR CONDITIONING | 233713 | DIFFUSERS, REGISTERS, AND GRILLES | ME | Item | 974 | Registers | Return air registers | D | 600 x 350 | 2 | Nr | 57 | 114 | 55.29 | 110.58
Mansour | 23 | HEATING, VENTILATING AND AIR CONDITIONING | 233713 | DIFFUSERS, REGISTERS, AND GRILLES | ME | Item | 975 | Registers | Return air registers | p | 450 x 300 | 4 | Nr |  |  | 0 | 0
Mansour | 23 | HEATING, VENTILATING AND AIR CONDITIONING | 233713 | DIFFUSERS, REGISTERS, AND GRILLES | ME | Item | 976 | Registers | Return air registers | Q | 600 x 300 | 1 | Nr |  | 0 | 0 | 0
Mansour | 23 | HEATING, VENTILATING AND AIR CONDITIONING | 233713 | DIFFUSERS, REGISTERS, AND GRILLES | ME | Other | 977 | Registers | Exhaust air registers |  | Exhaust air registers
Mansour | 23 | HEATING, VENTILATING AND AIR CONDITIONING | 233713 | DIFFUSERS, REGISTERS, AND GRILLES | ME | Item | 978 | Registers | Exhaust air registers | A | 150 x 150 | 12 | Nr | 27 | 324 | 26.19 | 314.28
Mansour | 23 | HEATING, VENTILATING AND AIR CONDITIONING | 233713 | DIFFUSERS, REGISTERS, AND GRILLES | ME | Item | 979 | Registers | Exhaust air registers | B | 300 x 200 | 1 | Nr |  | 0 | 0 | 0
Mansour | 23 | HEATING, VENTILATING AND AIR CONDITIONING | 233713 | DIFFUSERS, REGISTERS, AND GRILLES | ME | Item | 980 | Registers | Exhaust air registers | B | 200 x 200 | 1 | Nr | 31 | 31 | 30.07 | 30.07
Mansour | 23 | HEATING, VENTILATING AND AIR CONDITIONING | 233713 | DIFFUSERS, REGISTERS, AND GRILLES | ME | Other | 981 | Grilles | Grilles |  | Grilles
Mansour | 23 | HEATING, VENTILATING AND AIR CONDITIONING | 233713 | DIFFUSERS, REGISTERS, AND GRILLES | ME | Other | 982 | Grilles | Door grilles |  | Door grilles
Mansour | 23 | HEATING, VENTILATING AND AIR CONDITIONING | 233713 | DIFFUSERS, REGISTERS, AND GRILLES | ME | Item | 983 | Grilles | Door grilles | C | 200 x 100 | 12 | Nr | 40 | 480 | 38.8 | 465.6
Mansour | 23 | HEATING, VENTILATING AND AIR CONDITIONING | 233713 | DIFFUSERS, REGISTERS, AND GRILLES | ME | Item | 984 | Grilles | Door grilles | E | 300 x 250 | 1 | Nr |  | 0 | 0 | 0
Mansour | 23 | HEATING, VENTILATING AND AIR CONDITIONING | 233713 | DIFFUSERS, REGISTERS, AND GRILLES | ME | Item | 985 | Grilles | Door grilles | F | 350 x 150 | 2 | Nr |  | 0 | 0 | 0
Mansour | 23 | HEATING, VENTILATING AND AIR CONDITIONING | 235100 | BREECHINGS, CHIMNEYS, AND STACKS | ME | Other | 986 | 235100 - BREECHINGS, CHIMNEYS, AND STACKS | 235100 - BREECHINGS, CHIMNEYS, AND STACKS |  | 235100 - BREECHINGS, CHIMNEYS, AND STACKS
Mansour | 23 | HEATING, VENTILATING AND AIR CONDITIONING | 235100 | BREECHINGS, CHIMNEYS, AND STACKS | ME | Other | 987 | Boiler breeching ductwork | Boiler breeching ductwork |  | Boiler breeching ductwork
Mansour | 23 | HEATING, VENTILATING AND AIR CONDITIONING | 235100 | BREECHINGS, CHIMNEYS, AND STACKS | ME | Item | 988 | 235100 - BREECHINGS, CHIMNEYS, AND STACKS | 235100 - BREECHINGS, CHIMNEYS, AND STACKS | G | 600 dn | 13 | m |  | 0 | 0 | 0
Mansour | 23 | HEATING, VENTILATING AND AIR CONDITIONING | 235223 | CAST IRON BOILERS | ME | Other | 989 | 235223 - CAST IRON BOILERS | 235223 - CAST IRON BOILERS |  | 235223 - CAST IRON BOILERS
Mansour | 23 | HEATING, VENTILATING AND AIR CONDITIONING | 235223 | CAST IRON BOILERS | ME | Other | 990 | Hot-water boilers | Hot-water boilers |  | Hot-water boilers
Mansour | 23 | HEATING, VENTILATING AND AIR CONDITIONING | 235223 | CAST IRON BOILERS | ME | Item | 991 | 235223 - CAST IRON BOILERS | 235223 - CAST IRON BOILERS | H | Type B-GF-01 & 02 | 2 | Nr |  | 0 | 0 | 0
Mansour | 23 | HEATING, VENTILATING AND AIR CONDITIONING | 235223 | CAST IRON BOILERS | ME | Item | 992 | Hot-water boilers | Hot-water boilers | J | Spare parts as specified for and hot water boilers | 1 | Item |  |  | 0 | 0
Mansour | 23 | HEATING, VENTILATING AND AIR CONDITIONING | 237320 | VARIABLE REFRIGERANT VOLUME AIR CONDITIONNING UNITS | ME | Other | 993 | 237320 - VARIABLE REFRIGERANT VOLUME AIR CONDITIONNING UNITS | 237320 - VARIABLE REFRIGERANT VOLUME AIR CONDITIONNING UNITS |  | 237320 - VARIABLE REFRIGERANT VOLUME AIR CONDITIONNING UNITS
Mansour | 23 | HEATING, VENTILATING AND AIR CONDITIONING | 237320 | VARIABLE REFRIGERANT VOLUME AIR CONDITIONNING UNITS | ME | Other | 994 | Indoor Units | Indoor Units |  | Indoor Units
Mansour | 23 | HEATING, VENTILATING AND AIR CONDITIONING | 237320 | VARIABLE REFRIGERANT VOLUME AIR CONDITIONNING UNITS | ME | Item | 995 | 237320 - VARIABLE REFRIGERANT VOLUME AIR CONDITIONNING UNITS | 237320 - VARIABLE REFRIGERANT VOLUME AIR CONDITIONNING UNITS | A | Type VRAC-01 | 3 | Nr | 1168 | 3504 | 1132.96 | 3398.88
Mansour | 23 | HEATING, VENTILATING AND AIR CONDITIONING | 237320 | VARIABLE REFRIGERANT VOLUME AIR CONDITIONNING UNITS | ME | Item | 996 | Indoor Units | Indoor Units | B | Type VRAC-02 | 2 | Nr | 1195 | 2390 | 1159.15 | 2318.3
Mansour | 23 | HEATING, VENTILATING AND AIR CONDITIONING | 237320 | VARIABLE REFRIGERANT VOLUME AIR CONDITIONNING UNITS | ME | Item | 997 | 237320 - VARIABLE REFRIGERANT VOLUME AIR CONDITIONNING UNITS | 237320 - VARIABLE REFRIGERANT VOLUME AIR CONDITIONNING UNITS | C | Type VRAC-03 | 6 | Nr | 1215 | 7290 | 1178.55 | 7071.3
Mansour | 23 | HEATING, VENTILATING AND AIR CONDITIONING | 237320 | VARIABLE REFRIGERANT VOLUME AIR CONDITIONNING UNITS | ME | Item | 998 | Indoor Units | Indoor Units | D | Type VRAC-04 | 2 | Nr |  | 0 | 0 | 0
Mansour | 23 | HEATING, VENTILATING AND AIR CONDITIONING | 237320 | VARIABLE REFRIGERANT VOLUME AIR CONDITIONNING UNITS | ME | Item | 999 | 237320 - VARIABLE REFRIGERANT VOLUME AIR CONDITIONNING UNITS | 237320 - VARIABLE REFRIGERANT VOLUME AIR CONDITIONNING UNITS | D | Type VRAC-05 | 1 | Nr | 1434 | 1434 | 1390.98 | 1390.98
Mansour | 23 | HEATING, VENTILATING AND AIR CONDITIONING | 237320 | VARIABLE REFRIGERANT VOLUME AIR CONDITIONNING UNITS | ME | Item | 1000 | Indoor Units | Indoor Units | F | Type VRAC-06 | 2 | Nr |  | 0 | 0 | 0
Mansour | 23 | HEATING, VENTILATING AND AIR CONDITIONING | 237320 | VARIABLE REFRIGERANT VOLUME AIR CONDITIONNING UNITS | ME | Item | 1001 | 237320 - VARIABLE REFRIGERANT VOLUME AIR CONDITIONNING UNITS | 237320 - VARIABLE REFRIGERANT VOLUME AIR CONDITIONNING UNITS | G | Type VRAC-07 | 1 | Nr |  | 0 | 0 | 0
Mansour | 23 | HEATING, VENTILATING AND AIR CONDITIONING | 237320 | VARIABLE REFRIGERANT VOLUME AIR CONDITIONNING UNITS | ME | Item | 1002 | Indoor Units | Indoor Units | E | Type VRAC-08 | 3 | Nr | 1939 | 5817 | 1880.83 | 5642.49
Mansour | 23 | HEATING, VENTILATING AND AIR CONDITIONING | 237320 | VARIABLE REFRIGERANT VOLUME AIR CONDITIONNING UNITS | ME | Other | 1003 | Outdoor Units | Outdoor Units |  | Outdoor Units
Mansour | 23 | HEATING, VENTILATING AND AIR CONDITIONING | 237320 | VARIABLE REFRIGERANT VOLUME AIR CONDITIONNING UNITS | ME | Item | 1004 | Indoor Units | Indoor Units | J | Type VRCU-01 | 1 | Nr |  | 0 | 0 | 0
Mansour | 23 | HEATING, VENTILATING AND AIR CONDITIONING | 237320 | VARIABLE REFRIGERANT VOLUME AIR CONDITIONNING UNITS | ME | Item | 1005 | Outdoor Units | Outdoor Units | K | Type VRCU-02 | 1 | Nr | 14606 | 14606 | 14167.82 | 14167.82
Mansour | 23 | HEATING, VENTILATING AND AIR CONDITIONING | 237320 | VARIABLE REFRIGERANT VOLUME AIR CONDITIONNING UNITS | ME | Item | 1006 | Indoor Units | Indoor Units | L | Type VRCU-03 | 1 | Nr |  | 0 | 0 | 0
Mansour | 23 | HEATING, VENTILATING AND AIR CONDITIONING | 237320 | VARIABLE REFRIGERANT VOLUME AIR CONDITIONNING UNITS | ME | Item | 1007 | Outdoor Units | Outdoor Units | F | Refrigerant Piping, complete with all Insulation, Valves and Fittings. | 1 | Item | 22573 | 22573 | 21895.81 | 21895.81
Mansour | 23 | HEATING, VENTILATING AND AIR CONDITIONING | 237413 | PACKAGED, OUTDOOR, CENTRAL STATION AIR-HANDLING UNITS | ME | Other | 1008 | 237413 - PACKAGED, OUTDOOR, CENTRAL STATION AIR-HANDLING UNITS | 237413 - PACKAGED, OUTDOOR, CENTRAL STATION AIR-HANDLING UNITS |  | 237413 - PACKAGED, OUTDOOR, CENTRAL STATION AIR-HANDLING UNITS
Mansour | 23 | HEATING, VENTILATING AND AIR CONDITIONING | 237413 | PACKAGED, OUTDOOR, CENTRAL STATION AIR-HANDLING UNITS | ME | Item | 1009 | Outdoor Units | Outdoor Units | A | Type RTU-FF-01 | 1 | Nr |  | 0 | 0 | 0
Mansour | 23 | HEATING, VENTILATING AND AIR CONDITIONING | 237413 | PACKAGED, OUTDOOR, CENTRAL STATION AIR-HANDLING UNITS | ME | Item | 1010 | 237413 - PACKAGED, OUTDOOR, CENTRAL STATION AIR-HANDLING UNITS | 237413 - PACKAGED, OUTDOOR, CENTRAL STATION AIR-HANDLING UNITS | B | Type RTU-RF-01 | 1 | Nr |  | 0 | 0 | 0
Mansour | 23 | HEATING, VENTILATING AND AIR CONDITIONING | 237413 | PACKAGED, OUTDOOR, CENTRAL STATION AIR-HANDLING UNITS | ME | Item | 1011 | Outdoor Units | Outdoor Units | C | Type RTU-RF-02 | 1 | Nr |  | 0 | 0 | 0
Mansour | 23 | HEATING, VENTILATING AND AIR CONDITIONING | 237413 | PACKAGED, OUTDOOR, CENTRAL STATION AIR-HANDLING UNITS | ME | Item | 1012 | 237413 - PACKAGED, OUTDOOR, CENTRAL STATION AIR-HANDLING UNITS | 237413 - PACKAGED, OUTDOOR, CENTRAL STATION AIR-HANDLING UNITS | D | Type RTU-RF-03 | 1 | Nr |  | 0 | 0 | 0
Mansour | 23 | HEATING, VENTILATING AND AIR CONDITIONING | 237413 | PACKAGED, OUTDOOR, CENTRAL STATION AIR-HANDLING UNITS | ME | Item | 1013 | Outdoor Units | Outdoor Units | E | Spare parts as specified for air handling units | 1 | Item |  |  | 0 | 0
Mansour | 23 | HEATING, VENTILATING AND AIR CONDITIONING | 238126 | Split System Air Conditionners | ME | Other | 1014 | 238126 - Split System Air Conditionners | 238126 - Split System Air Conditionners |  | 238126 - Split System Air Conditionners
Mansour | 23 | HEATING, VENTILATING AND AIR CONDITIONING | 238126 | Split System Air Conditionners | ME | Item | 1015 | Outdoor Units | Outdoor Units | A | Type SRAC-GF-01/ SRCU-GF-01 | 3 | Nr | 1461 | 4383 | 1417.17 | 4251.51
Mansour | 23 | HEATING, VENTILATING AND AIR CONDITIONING | 238126 | Split System Air Conditionners | ME | Item | 1016 | 238126 - Split System Air Conditionners | 238126 - Split System Air Conditionners | G | Type SRAC-RF-02/ SRCU-RF-02 | 1 | Nr |  | 0 | 0 | 0
Mansour | 23 | HEATING, VENTILATING AND AIR CONDITIONING | 238126 | Split System Air Conditionners | ME | Item | 1017 | Outdoor Units | Outdoor Units | H | Type SRAC-RF-03/ SRCU-RF-03 | 1 | Nr |  | 0 | 0 | 0
Mansour | 23 | HEATING, VENTILATING AND AIR CONDITIONING | 238233 | CONVECTORS | ME | Other | 1018 | 238233 - CONVECTORS | 238233 - CONVECTORS |  | 238233 - CONVECTORS
Mansour | 23 | HEATING, VENTILATING AND AIR CONDITIONING | 238233 | CONVECTORS | ME | Other | 1019 | Radiators | Room Radiators: |  | Radiators
Mansour | 23 | HEATING, VENTILATING AND AIR CONDITIONING | 238233 | CONVECTORS | ME | Other | 1020 | Radiators | Room Radiators: |  | Room Radiators:
Mansour | 23 | HEATING, VENTILATING AND AIR CONDITIONING | 238233 | CONVECTORS | ME | Item | 1021 | Radiators | Room Radiators: | J | Type R4-750 | 4 | Nr |  | 0 | 0 | 0
Mansour | 23 | HEATING, VENTILATING AND AIR CONDITIONING | 238233 | CONVECTORS | ME | Item | 1022 | Radiators | Room Radiators: | K | Type R5-750 | 13 | Nr |  | 0 | 0 | 0
Mansour | 23 | HEATING, VENTILATING AND AIR CONDITIONING | 238233 | CONVECTORS | ME | Item | 1023 | Radiators | Room Radiators: | L | Type R6-750 | 6 | Nr |  | 0 | 0 | 0
Mansour | 23 | HEATING, VENTILATING AND AIR CONDITIONING | 238233 | CONVECTORS | ME | Item | 1024 | Radiators | Room Radiators: | M | Type R9-750 | 1 | Nr |  | 0 | 0 | 0
Mansour | 23 | HEATING, VENTILATING AND AIR CONDITIONING | 238233 | CONVECTORS | ME | Item | 1025 | Radiators | Room Radiators: | N | Type R10-750 | 3 | Nr |  | 0 | 0 | 0
Mansour | 23 | HEATING, VENTILATING AND AIR CONDITIONING | 238233 | CONVECTORS | ME | Item | 1026 | Radiators | Room Radiators: | P | Type R11-750 | 9 | Nr |  | 0 | 0 | 0
Mansour | 23 | HEATING, VENTILATING AND AIR CONDITIONING | 238233 | CONVECTORS | ME | Item | 1027 | Radiators | Room Radiators: | A | Type R12-750 | 9 | Nr |  | 0 | 0 | 0
Mansour | 23 | HEATING, VENTILATING AND AIR CONDITIONING | 238233 | CONVECTORS | ME | Item | 1028 | Radiators | Room Radiators: | B | Type R13-750 | 10 | Nr |  | 0 | 0 | 0
Mansour | 23 | HEATING, VENTILATING AND AIR CONDITIONING | 238233 | CONVECTORS | ME | Item | 1029 | Radiators | Room Radiators: | C | Type R14-750 | 7 | Nr |  | 0 | 0 | 0
Mansour | 23 | HEATING, VENTILATING AND AIR CONDITIONING | 238233 | CONVECTORS | ME | Item | 1030 | Radiators | Room Radiators: | D | Type R15-750 | 4 | Nr |  | 0 | 0 | 0
Mansour | 23 | HEATING, VENTILATING AND AIR CONDITIONING | 238233 | CONVECTORS | ME | Item | 1031 | Radiators | Room Radiators: | E | Type R16-750 | 1 | Nr |  | 0 | 0 | 0
Mansour | 23 | HEATING, VENTILATING AND AIR CONDITIONING | 238233 | CONVECTORS | ME | Other | 1032 | Water Cabinets | Steel cabinet only |  | Water Cabinets
Mansour | 23 | HEATING, VENTILATING AND AIR CONDITIONING | 238233 | CONVECTORS | ME | Other | 1033 | Water Cabinets | Steel cabinet only |  | Steel cabinet only
Mansour | 23 | HEATING, VENTILATING AND AIR CONDITIONING | 238233 | CONVECTORS | ME | Other | 1034 | includes two manifolds, one supply and one return, with all necessary accessories, valves, & fittings required for system operation and maintenance | includes two manifolds, one supply and one return, with all necessary accessories, valves, & fittings required for system operation and maintenance |  | includes two manifolds, one supply and one return, with all necessary accessories, valves, & fittings required for system operation and maintenance
Mansour | 23 | HEATING, VENTILATING AND AIR CONDITIONING | 238233 | CONVECTORS | ME | Other | 1035 | Manifold (number of inlets & outlets as shown on drawings) | Manifold (number of inlets & outlets as shown on drawings) |  | Manifold (number of inlets & outlets as shown on drawings)
Mansour | 23 | HEATING, VENTILATING AND AIR CONDITIONING | 238233 | CONVECTORS | ME | Item | 1036 | Water Cabinets | Steel cabinet only | A | WHC-GF-01 | 1 | Nr | 351 | 351 | 340.47 | 340.47
Mansour | 23 | HEATING, VENTILATING AND AIR CONDITIONING | 238233 | CONVECTORS | ME | Item | 1037 | Water Cabinets | Steel cabinet only | B | WHC-FF-01 | 1 | Nr | 335 | 335 | 324.95 | 324.95
Mansour | 23 | HEATING, VENTILATING AND AIR CONDITIONING | 238233 | CONVECTORS | ME | Item | 1038 | Water Cabinets | Steel cabinet only | C | WHC-FF-02 | 1 | Nr | 271 | 271 | 262.87 | 262.87
Mansour | 23 | HEATING, VENTILATING AND AIR CONDITIONING | 238233 | CONVECTORS | ME | Item | 1039 | Water Cabinets | Steel cabinet only | D | WHC-FF-03 | 1 | Nr | 303 | 303 | 293.91 | 293.91
Mansour | 23 | HEATING, VENTILATING AND AIR CONDITIONING | 238233 | CONVECTORS | ME | Item | 1040 | Water Cabinets | Steel cabinet only | E | WHC-SF-01 | 1 | Nr | 319 | 319 | 309.43 | 309.43
Mansour | 23 | HEATING, VENTILATING AND AIR CONDITIONING | 238233 | CONVECTORS | ME | Item | 1041 | Water Cabinets | Steel cabinet only | F | WHC-SF-02 | 1 | Nr | 319 | 319 | 309.43 | 309.43
Mansour | 23 | HEATING, VENTILATING AND AIR CONDITIONING | 238233 | CONVECTORS | ME | Item | 1042 | Water Cabinets | Steel cabinet only | G | WHC-SF-03 | 1 | Nr | 303 | 303 | 293.91 | 293.91
Mansour | 23 | HEATING, VENTILATING AND AIR CONDITIONING | 239000 | SOLAR HEATING SYSTEM | ME | Other | 1043 | 239000 - SOLAR HEATING SYSTEM | 239000 - SOLAR HEATING SYSTEM |  | 239000 - SOLAR HEATING SYSTEM |  |  |  | 0
Mansour | 23 | HEATING, VENTILATING AND AIR CONDITIONING | 239000 | SOLAR HEATING SYSTEM | ME | Other | 1044 | Solar Collectors | Solar Collectors |  | Solar Collectors |  |  |  | 0
Mansour | 23 | HEATING, VENTILATING AND AIR CONDITIONING | 239000 | SOLAR HEATING SYSTEM | ME | Other | 1045 | Type SC-01 | Type SC-01 |  | Type SC-01 |  |  |  | 0
Mansour | 23 | HEATING, VENTILATING AND AIR CONDITIONING | 239000 | SOLAR HEATING SYSTEM | ME | Item | 1046 | Solar Collectors | Solar Collectors | A | Hot Water Piping, complete with all Insulation, Valves and Fittings. | 1 | Item |  | 0 | 0 | 0
Mansour | 23 | HEATING, VENTILATING AND AIR CONDITIONING | 239000 | SOLAR HEATING SYSTEM | ME | Other | 1047 | Type SC-01 | Type SC-01 | BILL NO. 23 - HEATING, VENTILATING AND AIR CONDITIONING
Mansour | 23 | HEATING, VENTILATING AND AIR CONDITIONING | To Summary | To Summary |  | Bill Sum | 1048 | Solar Collectors | Solar Collectors | To Summary |  |  |  | J.D | 118708
Mansour | 26 | ELECTRICAL | 260519 | CONDUCTORS AND CABLES | EL | Other | 1049 | Type SC-01 | Type SC-01 | BILL NO. 26
Mansour | 26 | ELECTRICAL | 260519 | CONDUCTORS AND CABLES | EL | Other | 1050 | Solar Collectors | Solar Collectors | ELECTRICAL
Mansour | 26 | ELECTRICAL | 260519 | CONDUCTORS AND CABLES | EL | Other | 1051 | Type SC-01 | Type SC-01 | Item | Description | Qty | Unit | Rate | Amount
Mansour | 26 | ELECTRICAL | 260519 | CONDUCTORS AND CABLES | EL | Other | 1052 | Solar Collectors | Solar Collectors | [5 empty] | J.D
Mansour | 26 | ELECTRICAL | 260519 | CONDUCTORS AND CABLES | EL | Other | 1053 | General | General |  | General
Mansour | 26 | ELECTRICAL | 260519 | CONDUCTORS AND CABLES | EL | Item | 1054 | Solar Collectors | Solar Collectors | A | Coordination with local power authorities for the substitution of the existing outdoor MV transformer to an outdoor 630kVA MV transformer, including substitution of all the relevants (switchgear, earthing, accessories , outgoings LV-S panel, etc.) as per single line diagram. Payment shall include all fees of corrdination, subscription and any other fees to local power authorities to ensure that power is available to site. | 1 | Item | 79668 | 79668 | 77277.96 | 77277.96
Mansour | 26 | ELECTRICAL | 260519 | CONDUCTORS AND CABLES | EL | Other | 1055 | 260519 - CONDUCTORS AND CABLES | 260519 - CONDUCTORS AND CABLES |  | 260519 - CONDUCTORS AND CABLES
Mansour | 26 | ELECTRICAL | 260519 | CONDUCTORS AND CABLES | EL | Other | 1056 | Single core, copper conductor, PVC insulated, (grounding cables), unarmoured; 0.6/1 kV | Single core, copper conductor, PVC insulated, (grounding cables), unarmoured; 0.6/1 kV |  | Single core, copper conductor, PVC insulated, (grounding cables), unarmoured; 0.6/1 kV
Mansour | 26 | ELECTRICAL | 260519 | CONDUCTORS AND CABLES | EL | Item | 1057 | 260519 - CONDUCTORS AND CABLES | 260519 - CONDUCTORS AND CABLES | B | 6 mm2 | 15 | m | 3 | 45 | 2.91 | 43.65
Mansour | 26 | ELECTRICAL | 260519 | CONDUCTORS AND CABLES | EL | Item | 1058 | Single core, copper conductor, PVC insulated, (grounding cables), unarmoured; 0.6/1 kV | Single core, copper conductor, PVC insulated, (grounding cables), unarmoured; 0.6/1 kV | C | 10 mm2 | 200 | m | 3 | 600 | 2.91 | 582
Mansour | 26 | ELECTRICAL | 260519 | CONDUCTORS AND CABLES | EL | Item | 1059 | 260519 - CONDUCTORS AND CABLES | 260519 - CONDUCTORS AND CABLES | D | 16 mm2 | 200 | m | 4 | 800 | 3.88 | 776
Mansour | 26 | ELECTRICAL | 260519 | CONDUCTORS AND CABLES | EL | Item | 1060 | Single core, copper conductor, PVC insulated, (grounding cables), unarmoured; 0.6/1 kV | Single core, copper conductor, PVC insulated, (grounding cables), unarmoured; 0.6/1 kV | E | 25 mm2 | 100 | m | 6 | 600 | 5.82 | 582
Mansour | 26 | ELECTRICAL | 260519 | CONDUCTORS AND CABLES | EL | Item | 1061 | 260519 - CONDUCTORS AND CABLES | 260519 - CONDUCTORS AND CABLES | F | 35 mm2 | 30 | m | 8 | 240 | 7.76 | 232.8
Mansour | 26 | ELECTRICAL | 260519 | CONDUCTORS AND CABLES | EL | Item | 1062 | Single core, copper conductor, PVC insulated, (grounding cables), unarmoured; 0.6/1 kV | Single core, copper conductor, PVC insulated, (grounding cables), unarmoured; 0.6/1 kV | G | 70 mm2 | 120 | m | 11 | 1320 | 10.67 | 1280.4
Mansour | 26 | ELECTRICAL | 260519 | CONDUCTORS AND CABLES | EL | Item | 1063 | 260519 - CONDUCTORS AND CABLES | 260519 - CONDUCTORS AND CABLES | H | 120 mm2 | 100 | m | 19 | 1900 | 18.43 | 1843
Mansour | 26 | ELECTRICAL | 260519 | CONDUCTORS AND CABLES | EL | Item | 1064 | Single core, copper conductor, PVC insulated, (grounding cables), unarmoured; 0.6/1 kV | Single core, copper conductor, PVC insulated, (grounding cables), unarmoured; 0.6/1 kV | J | 150 mm2 | 115 | m | 23 | 2645 | 22.31 | 2565.65
Mansour | 26 | ELECTRICAL | 260519 | CONDUCTORS AND CABLES | EL | Item | 1065 | 260519 - CONDUCTORS AND CABLES | 260519 - CONDUCTORS AND CABLES | K | 240 mm2 | 65 | m | 37 | 2405 | 35.89 | 2332.85
Mansour | 26 | ELECTRICAL | 260519 | CONDUCTORS AND CABLES | EL | Other | 1066 | Multi core, copper conductor, XLPE insulated, PVC sheathed feeder cables; unarmoured; 0.6/1 kV | Multi core, copper conductor, XLPE insulated, PVC sheathed feeder cables; unarmoured; 0.6/1 kV |  | Multi core, copper conductor, XLPE insulated, PVC sheathed feeder cables; unarmoured; 0.6/1 kV
Mansour | 26 | ELECTRICAL | 260519 | CONDUCTORS AND CABLES | EL | Item | 1067 | 260519 - CONDUCTORS AND CABLES | 260519 - CONDUCTORS AND CABLES | A | 4x6 mm2 | 15 | m | 8 | 120 | 7.76 | 116.4
Mansour | 26 | ELECTRICAL | 260519 | CONDUCTORS AND CABLES | EL | Item | 1068 | Multi core, copper conductor, XLPE insulated, PVC sheathed feeder cables; unarmoured; 0.6/1 kV | Multi core, copper conductor, XLPE insulated, PVC sheathed feeder cables; unarmoured; 0.6/1 kV | B | 4x10 mm2 | 200 | m | 9 | 1800 | 8.73 | 1746
Mansour | 26 | ELECTRICAL | 260519 | CONDUCTORS AND CABLES | EL | Item | 1069 | 260519 - CONDUCTORS AND CABLES | 260519 - CONDUCTORS AND CABLES | C | 4x16 mm2 | 200 | m | 15 | 3000 | 14.55 | 2910
Mansour | 26 | ELECTRICAL | 260519 | CONDUCTORS AND CABLES | EL | Item | 1070 | Multi core, copper conductor, XLPE insulated, PVC sheathed feeder cables; unarmoured; 0.6/1 kV | Multi core, copper conductor, XLPE insulated, PVC sheathed feeder cables; unarmoured; 0.6/1 kV | D | 4x25 mm2 | 80 | m | 19 | 1520 | 18.43 | 1474.4
Mansour | 26 | ELECTRICAL | 260519 | CONDUCTORS AND CABLES | EL | Item | 1071 | 260519 - CONDUCTORS AND CABLES | 260519 - CONDUCTORS AND CABLES | E | 4x50 mm2 | 100 | m | 30 | 3000 | 29.1 | 2910
Mansour | 26 | ELECTRICAL | 260519 | CONDUCTORS AND CABLES | EL | Item | 1072 | Multi core, copper conductor, XLPE insulated, PVC sheathed feeder cables; unarmoured; 0.6/1 kV | Multi core, copper conductor, XLPE insulated, PVC sheathed feeder cables; unarmoured; 0.6/1 kV | F | 4x120 mm2 | 180 | m | 68 | 12240 | 65.96 | 11872.8
Mansour | 26 | ELECTRICAL | 260519 | CONDUCTORS AND CABLES | EL | Item | 1073 | 260519 - CONDUCTORS AND CABLES | 260519 - CONDUCTORS AND CABLES | G | 4x240 mm2 | 340 | m | 127 | 43180 | 123.19 | 41884.6
Mansour | 26 | ELECTRICAL | 260519 | CONDUCTORS AND CABLES | EL | Item | 1074 | Multi core, copper conductor, XLPE insulated, PVC sheathed feeder cables; unarmoured; 0.6/1 kV | Multi core, copper conductor, XLPE insulated, PVC sheathed feeder cables; unarmoured; 0.6/1 kV | H | 4x300 mm2 | 115 | m | 161 | 18515 | 156.17 | 17959.55
Mansour | 26 | ELECTRICAL | 260519 | CONDUCTORS AND CABLES | EL | Other | 1075 | FP 400 Fire resistant armoured cables | FP 400 Fire resistant armoured cables |  | FP 400 Fire resistant armoured cables
Mansour | 26 | ELECTRICAL | 260519 | CONDUCTORS AND CABLES | EL | Item | 1076 | Multi core, copper conductor, XLPE insulated, PVC sheathed feeder cables; unarmoured; 0.6/1 kV | Multi core, copper conductor, XLPE insulated, PVC sheathed feeder cables; unarmoured; 0.6/1 kV | J | 4x35 mm2 | 25 | m | 39 | 975 | 37.83 | 945.75
Mansour | 26 | ELECTRICAL | 260526 | GROUNDING AND BONDING FOR ELECTRICAL SYSTEMS | EL | Other | 1077 | 260526 - GROUNDING AND BONDING FOR ELECTRICAL SYSTEMS | 260526 - GROUNDING AND BONDING FOR ELECTRICAL SYSTEMS |  | 260526 - GROUNDING AND BONDING FOR ELECTRICAL SYSTEMS
Mansour | 26 | ELECTRICAL | 260526 | GROUNDING AND BONDING FOR ELECTRICAL SYSTEMS | EL | Other | 1078 | Type TN-S complete, for | Type TN-S complete, for |  | Type TN-S complete, for
Mansour | 26 | ELECTRICAL | 260526 | GROUNDING AND BONDING FOR ELECTRICAL SYSTEMS | EL | Item | 1079 | 260526 - GROUNDING AND BONDING FOR ELECTRICAL SYSTEMS | 260526 - GROUNDING AND BONDING FOR ELECTRICAL SYSTEMS | K | Main distribution board (MDB) | 1 | Item | 664 | 664 | 644.08 | 644.08
Mansour | 26 | ELECTRICAL | 260526 | GROUNDING AND BONDING FOR ELECTRICAL SYSTEMS | EL | Item | 1080 | Type TN-S complete, for | Type TN-S complete, for | L | 200kVA standby generator | 1 | Item | 664 | 664 | 644.08 | 644.08
Mansour | 26 | ELECTRICAL | 260526 | GROUNDING AND BONDING FOR ELECTRICAL SYSTEMS | EL | Item | 1081 | 260526 - GROUNDING AND BONDING FOR ELECTRICAL SYSTEMS | 260526 - GROUNDING AND BONDING FOR ELECTRICAL SYSTEMS | M | Distribution panelboards, final branch circuit panelboards, indoor and outdoor lighting installations and wiring accessories | 1 | Item | 2656 | 2656 | 2576.32 | 2576.32
Mansour | 26 | ELECTRICAL | 260526 | GROUNDING AND BONDING FOR ELECTRICAL SYSTEMS | EL | Item | 1082 | Type TN-S complete, for | Type TN-S complete, for | N | Signal and communication system | 1 | Item | 1328 | 1328 | 1288.16 | 1288.16
Mansour | 26 | ELECTRICAL | 260536 | CABLE TRAYS FOR ELECTRICAL SYSTEMS | EL | Other | 1083 | 260536 - CABLE TRAYS FOR ELECTRICAL SYSTEMS | 260536 - CABLE TRAYS FOR ELECTRICAL SYSTEMS |  | 260536 - CABLE TRAYS FOR ELECTRICAL SYSTEMS |  |  |  | 0
Mansour | 26 | ELECTRICAL | 260536 | CABLE TRAYS FOR ELECTRICAL SYSTEMS | EL | Item | 1084 | Type TN-S complete, for | Type TN-S complete, for | A | Cable tray 60 cm | 40 | m | 43 | 1720 | 41.71 | 1668.4
Mansour | 26 | ELECTRICAL | 260536 | CABLE TRAYS FOR ELECTRICAL SYSTEMS | EL | Item | 1085 | 260536 - CABLE TRAYS FOR ELECTRICAL SYSTEMS | 260536 - CABLE TRAYS FOR ELECTRICAL SYSTEMS | B | Cable tray 30 cm | 50 | m | 22 | 1100 | 21.34 | 1067
Mansour | 26 | ELECTRICAL | 260536 | CABLE TRAYS FOR ELECTRICAL SYSTEMS | EL | Item | 1086 | Type TN-S complete, for | Type TN-S complete, for | C | Cable tray 30 cm with cover | 30 | m | 31 | 930 | 30.07 | 902.1
Mansour | 26 | ELECTRICAL | 260543 | UNDERGROUND DUCTS AND RACEWAYS FOR ELECTRICAL SYSTEMS | EL | Other | 1087 | 260543 - UNDERGROUND DUCTS AND RACEWAYS FOR ELECTRICAL SYSTEMS | 260543 - UNDERGROUND DUCTS AND RACEWAYS FOR ELECTRICAL SYSTEMS |  | 260543 - UNDERGROUND DUCTS AND RACEWAYS FOR ELECTRICAL SYSTEMS |  |  |  | 0
Mansour | 26 | ELECTRICAL | 260543 | UNDERGROUND DUCTS AND RACEWAYS FOR ELECTRICAL SYSTEMS | EL | Other | 1088 | Underground cable duct assemblies encased in concrete | Underground cable duct assemblies encased in concrete |  | Underground cable duct assemblies encased in concrete |  |  |  | 0
Mansour | 26 | ELECTRICAL | 260543 | UNDERGROUND DUCTS AND RACEWAYS FOR ELECTRICAL SYSTEMS | EL | Item | 1089 | 260543 - UNDERGROUND DUCTS AND RACEWAYS FOR ELECTRICAL SYSTEMS | 260543 - UNDERGROUND DUCTS AND RACEWAYS FOR ELECTRICAL SYSTEMS | D | Duct bank of 4f150 mm conduits | 12 | m | 50 | 600 | 48.5 | 582
Mansour | 26 | ELECTRICAL | 260543 | UNDERGROUND DUCTS AND RACEWAYS FOR ELECTRICAL SYSTEMS | EL | Item | 1090 | Underground cable duct assemblies encased in concrete | Underground cable duct assemblies encased in concrete | E | Duct bank of 2f150 mm conduits | 50 | m | 31 | 1550 | 30.07 | 1503.5
Mansour | 26 | ELECTRICAL | 260543 | UNDERGROUND DUCTS AND RACEWAYS FOR ELECTRICAL SYSTEMS | EL | Other | 1091 | Trenches for directly buried LV cables | Trenches for directly buried LV cables |  | Trenches for directly buried LV cables
Mansour | 26 | ELECTRICAL | 260543 | UNDERGROUND DUCTS AND RACEWAYS FOR ELECTRICAL SYSTEMS | EL | Item | 1092 | Underground cable duct assemblies encased in concrete | Underground cable duct assemblies encased in concrete | F | Trench (widthxdepth: 600x800mm) | 72 | m | 398 | 28656 | 386.06 | 27796.32
Mansour | 26 | ELECTRICAL | 260543 | UNDERGROUND DUCTS AND RACEWAYS FOR ELECTRICAL SYSTEMS | EL | Other | 1093 | Manholes | Manholes |  | Manholes
Mansour | 26 | ELECTRICAL | 260543 | UNDERGROUND DUCTS AND RACEWAYS FOR ELECTRICAL SYSTEMS | EL | Item | 1094 | Underground cable duct assemblies encased in concrete | Underground cable duct assemblies encased in concrete | G | Manhole 800x800x800mm | 8 | Nr | 465 | 3720 | 451.05 | 3608.4
Mansour | 26 | ELECTRICAL | 262413 | SWITCHBOARDS | EL | Other | 1095 | 262413 - SWITCHBOARDS | 262413 - SWITCHBOARDS |  | 262413 - SWITCHBOARDS
Mansour | 26 | ELECTRICAL | 262413 | SWITCHBOARDS | EL | Other | 1096 | LV Main distribution panels including circuit breakers, busbars,etc. , as specified and as shown on drawings | LV Main distribution panels including circuit breakers, busbars,etc. , as specified and as shown on drawings |  | LV Main distribution panels including circuit breakers, busbars,etc. , as specified and as shown on drawings
Mansour | 26 | ELECTRICAL | 262413 | SWITCHBOARDS | EL | Item | 1097 | 262413 - SWITCHBOARDS | 262413 - SWITCHBOARDS | H | MDB | 1 | Nr | 3983 | 3983 | 3863.51 | 3863.51
Mansour | 26 | ELECTRICAL | 262416 | PANELBOARDS | EL | Other | 1098 | 262416 - PANELBOARDS | 262416 - PANELBOARDS |  | 262416 - PANELBOARDS
Mansour | 26 | ELECTRICAL | 262416 | PANELBOARDS | EL | Other | 1099 | Distribution Panelboards (DPs) | Distribution Panelboards (DPs) |  | Distribution Panelboards (DPs)
Mansour | 26 | ELECTRICAL | 262416 | PANELBOARDS | EL | Item | 1100 | 262416 - PANELBOARDS | 262416 - PANELBOARDS | J | EDP | 1 | Nr | 1534 | 1534 | 1487.98 | 1487.98
Mansour | 26 | ELECTRICAL | 262416 | PANELBOARDS | EL | Other | 1101 | Subdistribution panels | Subdistribution panels |  | Subdistribution panels
Mansour | 26 | ELECTRICAL | 262416 | PANELBOARDS | EL | Item | 1102 | 262416 - PANELBOARDS | 262416 - PANELBOARDS | A | SDP-G | 1 | Nr | 1534 | 1534 | 1487.98 | 1487.98
Mansour | 26 | ELECTRICAL | 262416 | PANELBOARDS | EL | Item | 1103 | Subdistribution panels | Subdistribution panels | B | SDP-GL | 1 | Nr |  | 0 | 0 | 0
Mansour | 26 | ELECTRICAL | 262416 | PANELBOARDS | EL | Item | 1104 | 262416 - PANELBOARDS | 262416 - PANELBOARDS | B | SDP-R | 1 | Nr | 2131 | 2131 | 2067.07 | 2067.07
Mansour | 26 | ELECTRICAL | 262416 | PANELBOARDS | EL | Item | 1105 | Subdistribution panels | Subdistribution panels | C | ESDP-G | 1 | Nr | 1374 | 1374 | 1332.78 | 1332.78
Mansour | 26 | ELECTRICAL | 262416 | PANELBOARDS | EL | Item | 1106 | 262416 - PANELBOARDS | 262416 - PANELBOARDS | D | ESDP-R | 1 | Nr | 1175 | 1175 | 1139.75 | 1139.75
Mansour | 26 | ELECTRICAL | 262416 | PANELBOARDS | EL | Other | 1107 | Final branch circuit panels | Final branch circuit panels |  | Final branch circuit panels
Mansour | 26 | ELECTRICAL | 262416 | PANELBOARDS | EL | Item | 1108 | 262416 - PANELBOARDS | 262416 - PANELBOARDS | F | LP-S | 1 | Nr |  | 0 | 0 | 0
Mansour | 26 | ELECTRICAL | 262416 | PANELBOARDS | EL | Item | 1109 | Final branch circuit panels | Final branch circuit panels | G | LP-GL | 1 | Nr |  | 0 | 0 | 0
Mansour | 26 | ELECTRICAL | 262416 | PANELBOARDS | EL | Item | 1110 | 262416 - PANELBOARDS | 262416 - PANELBOARDS | H | LP-G1 | 1 | Nr |  | 0 | 0 | 0
Mansour | 26 | ELECTRICAL | 262416 | PANELBOARDS | EL | Item | 1111 | Final branch circuit panels | Final branch circuit panels | J | LP-G2 | 1 | Nr |  | 0 | 0 | 0
Mansour | 26 | ELECTRICAL | 262416 | PANELBOARDS | EL | Item | 1112 | 262416 - PANELBOARDS | 262416 - PANELBOARDS | E | LP-11 | 1 | Nr | 870 | 870 | 843.9 | 843.9
Mansour | 26 | ELECTRICAL | 262416 | PANELBOARDS | EL | Item | 1113 | Final branch circuit panels | Final branch circuit panels | F | LP-12 | 1 | Nr | 471 | 471 | 456.87 | 456.87
Mansour | 26 | ELECTRICAL | 262416 | PANELBOARDS | EL | Item | 1114 | 262416 - PANELBOARDS | 262416 - PANELBOARDS | M | LP-21 | 1 | Nr |  | 0 | 0 | 0
Mansour | 26 | ELECTRICAL | 262416 | PANELBOARDS | EL | Item | 1115 | Final branch circuit panels | Final branch circuit panels | N | LP-22 | 1 | Nr |  | 0 | 0 | 0
Mansour | 26 | ELECTRICAL | 262416 | PANELBOARDS | EL | Item | 1116 | 262416 - PANELBOARDS | 262416 - PANELBOARDS | P | LP-R | 1 | Nr |  | 0 | 0 | 0
Mansour | 26 | ELECTRICAL | 262416 | PANELBOARDS | EL | Item | 1117 | Final branch circuit panels | Final branch circuit panels | Q | ELP-S | 1 | Nr |  | 0 | 0 | 0
Mansour | 26 | ELECTRICAL | 262416 | PANELBOARDS | EL | Item | 1118 | 262416 - PANELBOARDS | 262416 - PANELBOARDS | R | ELP-G1 | 1 | Nr |  | 0 | 0 | 0
Mansour | 26 | ELECTRICAL | 262416 | PANELBOARDS | EL | Item | 1119 | Final branch circuit panels | Final branch circuit panels | S | ELP-G2 | 1 | Nr |  | 0 | 0 | 0
Mansour | 26 | ELECTRICAL | 262416 | PANELBOARDS | EL | Item | 1120 | 262416 - PANELBOARDS | 262416 - PANELBOARDS | G | ELP-11 | 1 | Nr | 524 | 524 | 508.28 | 508.28
Mansour | 26 | ELECTRICAL | 262416 | PANELBOARDS | EL | Item | 1121 | Final branch circuit panels | Final branch circuit panels | H | ELP-12 | 1 | Nr | 336 | 336 | 325.92 | 325.92
Mansour | 26 | ELECTRICAL | 262416 | PANELBOARDS | EL | Item | 1122 | 262416 - PANELBOARDS | 262416 - PANELBOARDS | A | ELP-21 | 1 | Nr |  | 0 | 0 | 0
Mansour | 26 | ELECTRICAL | 262416 | PANELBOARDS | EL | Item | 1123 | Final branch circuit panels | Final branch circuit panels | B | ELP-22 | 1 | Nr |  | 0 | 0 | 0
Mansour | 26 | ELECTRICAL | 262416 | PANELBOARDS | EL | Item | 1124 | 262416 - PANELBOARDS | 262416 - PANELBOARDS | C | ELP-R | 1 | Nr |  | 0 | 0 | 0
Mansour | 26 | ELECTRICAL | 262416 | PANELBOARDS | EL | Item | 1125 | Final branch circuit panels | Final branch circuit panels | D | ULP-1 | 1 | Nr |  | 0 | 0 | 0
Mansour | 26 | ELECTRICAL | 262419 | MOTOR CONTROL CENTERS | EL | Other | 1126 | 262419 MOTOR CONTROL CENTERS | 262419 MOTOR CONTROL CENTERS |  | 262419 MOTOR CONTROL CENTERS
Mansour | 26 | ELECTRICAL | 262419 | MOTOR CONTROL CENTERS | EL | Item | 1127 | Final branch circuit panels | Final branch circuit panels | A | MCC-RF | 1 | Nr | 1726 | 1726 | 1674.22 | 1674.22
Mansour | 26 | ELECTRICAL | 262726 | WIRING DEVICES | EL | Other | 1128 | 262726 - WIRING DEVICES | 262726 - WIRING DEVICES |  | 262726 - WIRING DEVICES
Mansour | 26 | ELECTRICAL | 262726 | WIRING DEVICES | EL | Other | 1129 | Switches | Switches |  | Switches
Mansour | 26 | ELECTRICAL | 262726 | WIRING DEVICES | EL | Item | 1130 | 262726 - WIRING DEVICES | 262726 - WIRING DEVICES | B | General lighting switch (S1); one way | 30 | Nr | 3 | 90 | 2.91 | 87.3
Mansour | 26 | ELECTRICAL | 262726 | WIRING DEVICES | EL | Item | 1131 | Switches | Switches | C | General lighting switch (S1); two way | 12 | Nr | 3 | 36 | 2.91 | 34.92
Mansour | 26 | ELECTRICAL | 262726 | WIRING DEVICES | EL | Item | 1132 | 262726 - WIRING DEVICES | 262726 - WIRING DEVICES | D | General lighting switch (S1); one way two gang | 6 | Nr | 5 | 30 | 4.85 | 29.1
Mansour | 26 | ELECTRICAL | 262726 | WIRING DEVICES | EL | Item | 1133 | Switches | Switches | E | General lighting switch (S15); one way | 8 | Nr | 9 | 72 | 8.73 | 69.84
Mansour | 26 | ELECTRICAL | 262726 | WIRING DEVICES | EL | Item | 1134 | 262726 - WIRING DEVICES | 262726 - WIRING DEVICES | F | General lighting switch (S15); two way | 2 | Nr | 9 | 18 | 8.73 | 17.46
Mansour | 26 | ELECTRICAL | 262726 | WIRING DEVICES | EL | Item | 1135 | Switches | Switches | L | Push button | 5 | Nr |  | 0 | 0 | 0
Mansour | 26 | ELECTRICAL | 262726 | WIRING DEVICES | EL | Other | 1136 | Socket Outlets | Socket Outlets |  | Socket Outlets
Mansour | 26 | ELECTRICAL | 262726 | WIRING DEVICES | EL | Item | 1137 | Switches | Switches | G | Type R01; simplex | 34 | Nr | 22 | 748 | 21.34 | 725.56
Mansour | 26 | ELECTRICAL | 262726 | WIRING DEVICES | EL | Item | 1138 | Socket Outlets | Socket Outlets | H | Type R01; duplex | 16 | Nr | 27 | 432 | 26.19 | 419.04
Mansour | 26 | ELECTRICAL | 262726 | WIRING DEVICES | EL | Item | 1139 | Switches | Switches | J | Type R05; simplex | 16 | Nr | 33 | 528 | 32.01 | 512.16
Mansour | 26 | ELECTRICAL | 262726 | WIRING DEVICES | EL | Item | 1140 | Socket Outlets | Socket Outlets | K | Type R05; duplex | 1 | Nr | 57 | 57 | 55.29 | 55.29
Mansour | 26 | ELECTRICAL | 262726 | WIRING DEVICES | EL | Item | 1141 | Switches | Switches | R | Type R01; simplex; floor mounted | 2 | Nr |  | 0 | 0 | 0
Mansour | 26 | ELECTRICAL | 262726 | WIRING DEVICES | EL | Item | 1142 | Socket Outlets | Socket Outlets | A | Type R01; duplex; floor mounted | 1 | Nr |  | 0 | 0 | 0
Mansour | 26 | ELECTRICAL | 262726 | WIRING DEVICES | EL | Other | 1143 | Electric Outlets | Electric Outlets |  | Electric Outlets
Mansour | 26 | ELECTRICAL | 262726 | WIRING DEVICES | EL | Item | 1144 | Socket Outlets | Socket Outlets | A | Lighting outlet ;ceiling mounted; 16Amp,2P | 26 | Nr | 29 | 754 | 28.13 | 731.38
Mansour | 26 | ELECTRICAL | 262726 | WIRING DEVICES | EL | Item | 1145 | Electric Outlets | Electric Outlets | C | Lighting outlet ;wall mounted; 16Amp,2P | 14 | Nr |  | 0 | 0 | 0
Mansour | 26 | ELECTRICAL | 262816 | ENCLOSED SWITCHES AND CIRCUIT BREAKERS | EL | Other | 1146 | 262816 - ENCLOSED SWITCHES AND CIRCUIT BREAKERS | 262816 - ENCLOSED SWITCHES AND CIRCUIT BREAKERS |  | 262816 - ENCLOSED SWITCHES AND CIRCUIT BREAKERS
Mansour | 26 | ELECTRICAL | 262816 | ENCLOSED SWITCHES AND CIRCUIT BREAKERS | EL | Other | 1147 | Switch Disconnectors (Disconnecting Switches) | Switch Disconnectors (Disconnecting Switches) |  | Switch Disconnectors (Disconnecting Switches)
Mansour | 26 | ELECTRICAL | 262816 | ENCLOSED SWITCHES AND CIRCUIT BREAKERS | EL | Item | 1148 | 262816 - ENCLOSED SWITCHES AND CIRCUIT BREAKERS | 262816 - ENCLOSED SWITCHES AND CIRCUIT BREAKERS | B | 16Amp, 2P | 15 | Nr | 62 | 930 | 60.14 | 902.1
Mansour | 26 | ELECTRICAL | 262816 | ENCLOSED SWITCHES AND CIRCUIT BREAKERS | EL | Item | 1149 | Switch Disconnectors (Disconnecting Switches) | Switch Disconnectors (Disconnecting Switches) | E | 16Amp, 2P, weatherproof | 6 | Nr |  | 0 | 0 | 0
Mansour | 26 | ELECTRICAL | 262816 | ENCLOSED SWITCHES AND CIRCUIT BREAKERS | EL | Item | 1150 | 262816 - ENCLOSED SWITCHES AND CIRCUIT BREAKERS | 262816 - ENCLOSED SWITCHES AND CIRCUIT BREAKERS | F | 16Amp, 2P, weatherproof, pedestal type | 3 | Nr |  | 0 | 0 | 0
Mansour | 26 | ELECTRICAL | 262816 | ENCLOSED SWITCHES AND CIRCUIT BREAKERS | EL | Item | 1151 | Switch Disconnectors (Disconnecting Switches) | Switch Disconnectors (Disconnecting Switches) | C | 20Amp, 2P | 2 | Nr | 62 | 124 | 60.14 | 120.28
Mansour | 26 | ELECTRICAL | 262816 | ENCLOSED SWITCHES AND CIRCUIT BREAKERS | EL | Item | 1152 | 262816 - ENCLOSED SWITCHES AND CIRCUIT BREAKERS | 262816 - ENCLOSED SWITCHES AND CIRCUIT BREAKERS | H | 20Amp, 2P, weatherproof, pedestal type | 3 | Nr |  | 0 | 0 | 0
Mansour | 26 | ELECTRICAL | 262816 | ENCLOSED SWITCHES AND CIRCUIT BREAKERS | EL | Item | 1153 | Switch Disconnectors (Disconnecting Switches) | Switch Disconnectors (Disconnecting Switches) | J | 32Amp, 2P | 3 | Nr |  | 0 | 0 | 0
Mansour | 26 | ELECTRICAL | 262816 | ENCLOSED SWITCHES AND CIRCUIT BREAKERS | EL | Item | 1154 | 262816 - ENCLOSED SWITCHES AND CIRCUIT BREAKERS | 262816 - ENCLOSED SWITCHES AND CIRCUIT BREAKERS | K | 32Amp, 2P, pedestal type | 1 | Nr |  | 0 | 0 | 0
Mansour | 26 | ELECTRICAL | 262816 | ENCLOSED SWITCHES AND CIRCUIT BREAKERS | EL | Item | 1155 | Switch Disconnectors (Disconnecting Switches) | Switch Disconnectors (Disconnecting Switches) | L | 32Amp, 2P, weatherproof | 2 | Nr |  | 0 | 0 | 0
Mansour | 26 | ELECTRICAL | 262816 | ENCLOSED SWITCHES AND CIRCUIT BREAKERS | EL | Item | 1156 | 262816 - ENCLOSED SWITCHES AND CIRCUIT BREAKERS | 262816 - ENCLOSED SWITCHES AND CIRCUIT BREAKERS | M | 32Amp, 4P | 1 | Nr |  | 0 | 0 | 0
Mansour | 26 | ELECTRICAL | 262816 | ENCLOSED SWITCHES AND CIRCUIT BREAKERS | EL | Item | 1157 | Switch Disconnectors (Disconnecting Switches) | Switch Disconnectors (Disconnecting Switches) | N | 20Amp, 4P | 2 | Nr | 72 | 144 | 69.84 | 139.68
Mansour | 26 | ELECTRICAL | 262816 | ENCLOSED SWITCHES AND CIRCUIT BREAKERS | EL | Item | 1158 | 262816 - ENCLOSED SWITCHES AND CIRCUIT BREAKERS | 262816 - ENCLOSED SWITCHES AND CIRCUIT BREAKERS | P | 40Amp, 4P | 3 | Nr |  | 0 | 0 | 0
Mansour | 26 | ELECTRICAL | 262816 | ENCLOSED SWITCHES AND CIRCUIT BREAKERS | EL | Item | 1159 | Switch Disconnectors (Disconnecting Switches) | Switch Disconnectors (Disconnecting Switches) | Q | 63Amp, 4P | 3 | Nr |  | 0 | 0 | 0
Mansour | 26 | ELECTRICAL | 262816 | ENCLOSED SWITCHES AND CIRCUIT BREAKERS | EL | Item | 1160 | 262816 - ENCLOSED SWITCHES AND CIRCUIT BREAKERS | 262816 - ENCLOSED SWITCHES AND CIRCUIT BREAKERS | A | 63Amp, 4P, pedestal type | 1 | Nr |  | 0 | 0 | 0
Mansour | 26 | ELECTRICAL | 262816 | ENCLOSED SWITCHES AND CIRCUIT BREAKERS | EL | Other | 1161 | Switch Disconnectors with Combination Starter | Switch Disconnectors with Combination Starter |  | Switch Disconnectors with Combination Starter
Mansour | 26 | ELECTRICAL | 262816 | ENCLOSED SWITCHES AND CIRCUIT BREAKERS | EL | Item | 1162 | 262816 - ENCLOSED SWITCHES AND CIRCUIT BREAKERS | 262816 - ENCLOSED SWITCHES AND CIRCUIT BREAKERS | A | 16Amp, 2P, weatherproof | 1 | Nr | 62 | 62 | 60.14 | 60.14
Mansour | 26 | ELECTRICAL | 262816 | ENCLOSED SWITCHES AND CIRCUIT BREAKERS | EL | Item | 1163 | Switch Disconnectors with Combination Starter | Switch Disconnectors with Combination Starter | B | 16Amp, 2P, weatherproof, pedestal type | 1 | Nr | 48 | 48 | 46.56 | 46.56
Mansour | 26 | ELECTRICAL | 262816 | ENCLOSED SWITCHES AND CIRCUIT BREAKERS | EL | Item | 1164 | 262816 - ENCLOSED SWITCHES AND CIRCUIT BREAKERS | 262816 - ENCLOSED SWITCHES AND CIRCUIT BREAKERS | C | 16Amp, 4P, weatherproof | 1 | Nr | 69 | 69 | 66.93 | 66.93
Mansour | 26 | ELECTRICAL | 262816 | ENCLOSED SWITCHES AND CIRCUIT BREAKERS | EL | Item | 1165 | Switch Disconnectors with Combination Starter | Switch Disconnectors with Combination Starter | D | 20Amp, 4P, weatherproof | 1 | Nr | 69 | 69 | 66.93 | 66.93
Mansour | 26 | ELECTRICAL | 263213 | PACKAGED ENGINE GENERATORS | EL | Other | 1166 | 263213 - PACKAGED ENGINE GENERATORS | 263213 - PACKAGED ENGINE GENERATORS |  | 263213 - PACKAGED ENGINE GENERATORS
Mansour | 26 | ELECTRICAL | 263213 | PACKAGED ENGINE GENERATORS | EL | Other | 1167 | Oudooor sound proof generator, including enclosure, control panel, silencer, gas exhaust pipes, and installation of all accessories and equipment required. | Oudooor sound proof generator, including enclosure, control panel, silencer, gas exhaust pipes, and installation of all accessories and equipment required. |  | Oudooor sound proof generator, including enclosure, control panel, silencer, gas exhaust pipes, and installation of all accessories and equipment required.
Mansour | 26 | ELECTRICAL | 263213 | PACKAGED ENGINE GENERATORS | EL | Item | 1168 | 263213 - PACKAGED ENGINE GENERATORS | 263213 - PACKAGED ENGINE GENERATORS | E | 200 kVA, 400 V, 50 Hz (standby), 1500rpm, three phase, four wire, as shown on drawings | 1 | Nr | 33195 | 33195 | 32199.15 | 32199.15
Mansour | 26 | ELECTRICAL | 263213 | PACKAGED ENGINE GENERATORS | EL | Item | 1169 | Oudooor sound proof generator, including enclosure, control panel, silencer, gas exhaust pipes, and installation of all accessories and equipment required. | Oudooor sound proof generator, including enclosure, control panel, silencer, gas exhaust pipes, and installation of all accessories and equipment required. | F | Daily fuel tank (500 Liters) | 1 | Nr | 797 | 797 | 773.09 | 773.09
Mansour | 26 | ELECTRICAL | 263353 | STATIC UNINTERRUPTIBLE POWER SUPPLY | EL | Other | 1170 | 263353 - STATIC UNINTERRUPTIBLE POWER SUPPLY | 263353 - STATIC UNINTERRUPTIBLE POWER SUPPLY |  | 263353 - STATIC UNINTERRUPTIBLE POWER SUPPLY
Mansour | 26 | ELECTRICAL | 263353 | STATIC UNINTERRUPTIBLE POWER SUPPLY | EL | Other | 1171 | UPS system complete, including | UPS system complete, including |  | UPS system complete, including
Mansour | 26 | ELECTRICAL | 263353 | STATIC UNINTERRUPTIBLE POWER SUPPLY | EL | Other | 1172 | battery, charger, inverter, transfer | battery, charger, inverter, transfer |  | battery, charger, inverter, transfer
Mansour | 26 | ELECTRICAL | 263353 | STATIC UNINTERRUPTIBLE POWER SUPPLY | EL | Other | 1173 | switch and manual by pass switch | switch and manual by pass switch |  | switch and manual by pass switch
Mansour | 26 | ELECTRICAL | 263353 | STATIC UNINTERRUPTIBLE POWER SUPPLY | EL | Item | 1174 | battery, charger, inverter, transfer | battery, charger, inverter, transfer | G | UPS, 25 kVA , 3-phase 230V/400V input, 3-phase 230V/400V output | 1 | Nr | 8750 | 8750 | 8487.5 | 8487.5
Mansour | 26 | ELECTRICAL | 263600 | TRANSFER SWITCHES | EL | Other | 1175 | 263600 - TRANSFER SWITCHES | 263600 - TRANSFER SWITCHES |  | 263600 - TRANSFER SWITCHES
Mansour | 26 | ELECTRICAL | 263600 | TRANSFER SWITCHES | EL | Other | 1176 | Automatic transfer switch | Automatic transfer switch |  | Automatic transfer switch
Mansour | 26 | ELECTRICAL | 263600 | TRANSFER SWITCHES | EL | Item | 1177 | 263600 - TRANSFER SWITCHES | 263600 - TRANSFER SWITCHES | A | ATS,400 A, 4 poles | 1 | Nr | 3196 | 3196 | 3100.12 | 3100.12
Mansour | 26 | ELECTRICAL | 264113 | LIGHTNING PROTECTION FOR STRUCTURES | EL | Other | 1178 | 264113 - LIGHTNING PROTECTION FOR STRUCTURES | 264113 - LIGHTNING PROTECTION FOR STRUCTURES |  | 264113 - LIGHTNING PROTECTION FOR STRUCTURES |  |  |  | 0
Mansour | 26 | ELECTRICAL | 264113 | LIGHTNING PROTECTION FOR STRUCTURES | EL | Item | 1179 | 263600 - TRANSFER SWITCHES | 263600 - TRANSFER SWITCHES | B | Complete faraday cage system for the new building as specified and as shown on drawings | 1 | Item | 5477 | 5477 | 5312.69 | 5312.69
Mansour | 26 | ELECTRICAL | 265100 | INTERIOR LIGHTING | EL | Other | 1180 | 265100 - INTERIOR LIGHTING | 265100 - INTERIOR LIGHTING |  | 265100 - INTERIOR LIGHTING |  |  |  | 0
Mansour | 26 | ELECTRICAL | 265100 | INTERIOR LIGHTING | EL | Other | 1181 | Lighting Fixtures | Lighting Fixtures |  | Lighting Fixtures |  |  |  | 0
Mansour | 26 | ELECTRICAL | 265100 | INTERIOR LIGHTING | EL | Item | 1182 | 265100 - INTERIOR LIGHTING | 265100 - INTERIOR LIGHTING | C | Type A1 | 2 | Nr | 66 | 132 | 64.02 | 128.04
Mansour | 26 | ELECTRICAL | 265100 | INTERIOR LIGHTING | EL | Item | 1183 | Lighting Fixtures | Lighting Fixtures | D | Type A2 | 8 | Nr | 66 | 528 | 64.02 | 512.16
Mansour | 26 | ELECTRICAL | 265100 | INTERIOR LIGHTING | EL | Item | 1184 | 265100 - INTERIOR LIGHTING | 265100 - INTERIOR LIGHTING | E | Type A3 | 23 | Nr | 73 | 1679 | 70.81 | 1628.63
Mansour | 26 | ELECTRICAL | 265100 | INTERIOR LIGHTING | EL | Item | 1185 | Lighting Fixtures | Lighting Fixtures | F | Type A5 | 3 | Nr |  | 0 | 0 | 0
Mansour | 26 | ELECTRICAL | 265100 | INTERIOR LIGHTING | EL | Item | 1186 | 265100 - INTERIOR LIGHTING | 265100 - INTERIOR LIGHTING | G | Type B1 | 3 | Nr |  | 0 | 0 | 0
Mansour | 26 | ELECTRICAL | 265100 | INTERIOR LIGHTING | EL | Item | 1187 | Lighting Fixtures | Lighting Fixtures | F | Type B2 | 39 | Nr | 66 | 2574 | 64.02 | 2496.78
Mansour | 26 | ELECTRICAL | 265100 | INTERIOR LIGHTING | EL | Item | 1188 | 265100 - INTERIOR LIGHTING | 265100 - INTERIOR LIGHTING | G | Type B3 | 2 | Nr | 73 | 146 | 70.81 | 141.62
Mansour | 26 | ELECTRICAL | 265100 | INTERIOR LIGHTING | EL | Item | 1189 | Lighting Fixtures | Lighting Fixtures | H | Type C1 | 11 | Nr | 66 | 726 | 64.02 | 704.22
Mansour | 26 | ELECTRICAL | 265100 | INTERIOR LIGHTING | EL | Item | 1190 | 265100 - INTERIOR LIGHTING | 265100 - INTERIOR LIGHTING | J | Type C2 | 2 | Nr | 66 | 132 | 64.02 | 128.04
Mansour | 26 | ELECTRICAL | 265100 | INTERIOR LIGHTING | EL | Item | 1191 | Lighting Fixtures | Lighting Fixtures | M | Type C3 | 15 | Nr |  | 0 | 0 | 0
Mansour | 26 | ELECTRICAL | 265100 | INTERIOR LIGHTING | EL | Item | 1192 | 265100 - INTERIOR LIGHTING | 265100 - INTERIOR LIGHTING | N | Type C4 | 9 | Nr |  | 0 | 0 | 0
Mansour | 26 | ELECTRICAL | 265100 | INTERIOR LIGHTING | EL | Item | 1193 | Lighting Fixtures | Lighting Fixtures | P | Type C5 | 40 | Nr |  | 0 | 0 | 0
Mansour | 26 | ELECTRICAL | 265100 | INTERIOR LIGHTING | EL | Item | 1194 | 265100 - INTERIOR LIGHTING | 265100 - INTERIOR LIGHTING | K | Type E1 | 5 | Nr | 66 | 330 | 64.02 | 320.1
Mansour | 26 | ELECTRICAL | 265100 | INTERIOR LIGHTING | EL | Item | 1195 | Lighting Fixtures | Lighting Fixtures | A | Type E11 | 3 | Nr | 120 | 360 | 116.4 | 349.2
Mansour | 26 | ELECTRICAL | 265100 | INTERIOR LIGHTING | EL | Item | 1196 | 265100 - INTERIOR LIGHTING | 265100 - INTERIOR LIGHTING | B | Type E2 | 16 | Nr |  | 0 | 0 | 0
Mansour | 26 | ELECTRICAL | 265100 | INTERIOR LIGHTING | EL | Item | 1197 | Lighting Fixtures | Lighting Fixtures | B | Type M1 | 6 | Nr | 135 | 810 | 130.95 | 785.7
Mansour | 26 | ELECTRICAL | 265100 | INTERIOR LIGHTING | EL | Item | 1198 | 265100 - INTERIOR LIGHTING | 265100 - INTERIOR LIGHTING | C | Type BH | 2 | Nr | 66 | 132 | 64.02 | 128.04
Mansour | 26 | ELECTRICAL | 265100 | INTERIOR LIGHTING | EL | Item | 1199 | Lighting Fixtures | Lighting Fixtures | D | Type U2 | 10 | Nr | 73 | 730 | 70.81 | 708.1
Mansour | 26 | ELECTRICAL | 265100 | INTERIOR LIGHTING | EL | Item | 1200 | 265100 - INTERIOR LIGHTING | 265100 - INTERIOR LIGHTING | F | Type U3 | 7 | Nr |  | 0 | 0 | 0
Mansour | 26 | ELECTRICAL | 265100 | INTERIOR LIGHTING | EL | Item | 1201 | Lighting Fixtures | Lighting Fixtures | G | Type S1 | 533 | m |  | 0 | 0 | 0
Mansour | 26 | ELECTRICAL | 265100 | INTERIOR LIGHTING | EL | Other | 1202 | 265100 - INTERIOR LIGHTING | 265100 - INTERIOR LIGHTING | BILL NO. 26 - ELECTRICAL |  |  |  | J.D | 297724
Mansour | 26 | ELECTRICAL | To Summary | To Summary |  | Bill Sum | 1203 | Lighting Fixtures | Lighting Fixtures | To Summary
Mansour | 27 | COMMUNICATIONS | 270536 | CABLE TRAYS FOR COMMUNICATIONS SYSTEMS | EL | Other | 1204 | 265100 - INTERIOR LIGHTING | 265100 - INTERIOR LIGHTING | BILL NO. 27
Mansour | 27 | COMMUNICATIONS | 270536 | CABLE TRAYS FOR COMMUNICATIONS SYSTEMS | EL | Other | 1205 | Lighting Fixtures | Lighting Fixtures | COMMUNICATIONS
Mansour | 27 | COMMUNICATIONS | 270536 | CABLE TRAYS FOR COMMUNICATIONS SYSTEMS | EL | Other | 1206 | 265100 - INTERIOR LIGHTING | 265100 - INTERIOR LIGHTING | Item | Description | Qty | Unit | Rate | Amount
Mansour | 27 | COMMUNICATIONS | 270536 | CABLE TRAYS FOR COMMUNICATIONS SYSTEMS | EL | Other | 1207 | Lighting Fixtures | Lighting Fixtures | [5 empty] | J.D
Mansour | 27 | COMMUNICATIONS | 270536 | CABLE TRAYS FOR COMMUNICATIONS SYSTEMS | EL | Other | 1208 | 270536 - CABLE TRAYS FOR COMMUNICATIONS SYSTEMS | 270536 - CABLE TRAYS FOR COMMUNICATIONS SYSTEMS |  | 270536 - CABLE TRAYS FOR COMMUNICATIONS SYSTEMS
Mansour | 27 | COMMUNICATIONS | 270536 | CABLE TRAYS FOR COMMUNICATIONS SYSTEMS | EL | Other | 1209 | Supply, installation, testing, commissioning, putting into satisfactory operation and handing over complete Cable Trays for Communication Systems; including all necessary accessories, fittings, Support, fixation, cable bonding and labelling, cable management, licenses and all required software ; complete; As shown on drawings and described in specifications | Supply, installation, testing, commissioning, putting into satisfactory operation and handing over complete Cable Trays for Communication Systems; including all necessary accessories, fittings, Support, fixation, cable bonding and labelling, cable management, licenses and all required software ; complete; As shown on drawings and described in specifications |  | Supply, installation, testing, commissioning, putting into satisfactory operation and handing over complete Cable Trays for Communication Systems; including all necessary accessories, fittings, Support, fixation, cable bonding and labelling, cable management, licenses and all required software ; complete; As shown on drawings and described in specifications
Mansour | 27 | COMMUNICATIONS | 270536 | CABLE TRAYS FOR COMMUNICATIONS SYSTEMS | EL | Other | 1210 | Covered Cable Trays | Covered Cable Trays |  | Covered Cable Trays
Mansour | 27 | COMMUNICATIONS | 270536 | CABLE TRAYS FOR COMMUNICATIONS SYSTEMS | EL | Item | 1211 | Supply, installation, testing, commissioning, putting into satisfactory operation and handing over complete Cable Trays for Communication Systems; including all necessary accessories, fittings, Support, fixation, cable bonding and labelling, cable management, licenses and all required software ; complete; As shown on drawings and described in specifications | Supply, installation, testing, commissioning, putting into satisfactory operation and handing over complete Cable Trays for Communication Systems; including all necessary accessories, fittings, Support, fixation, cable bonding and labelling, cable management, licenses and all required software ; complete; As shown on drawings and described in specifications | A | Horizontal cable tray 150 x100mm | 150 | m | 15 | 2250 | 14.55 | 2182.5
Mansour | 27 | COMMUNICATIONS | 270536 | CABLE TRAYS FOR COMMUNICATIONS SYSTEMS | EL | Item | 1212 | Covered Cable Trays | Covered Cable Trays | B | Vertical cable tray 150 x 100 mm | 5 | m | 15 | 75 | 14.55 | 72.75
Mansour | 27 | COMMUNICATIONS | 271105 | COMMUNICATIONS EQUIPMENT ROOM FITTINGS (TIA) | EL | Other | 1213 | 271105 - COMMUNICATIONS EQUIPMENT ROOM FITTINGS (TIA) | 271105 - COMMUNICATIONS EQUIPMENT ROOM FITTINGS (TIA) |  | 271105 - COMMUNICATIONS EQUIPMENT ROOM FITTINGS (TIA)
Mansour | 27 | COMMUNICATIONS | 271105 | COMMUNICATIONS EQUIPMENT ROOM FITTINGS (TIA) | EL | Other | 1214 | Supply, installation, testing, commissioning, putting into satisfactory operation and handing over complete Communication Equipment Room Fittings ; including all necessary accessories, fittings, Support, fixation, cable bonding and labelling, cable management, licenses and all required software ; complete; As shown on drawings and described in specifications | Supply, installation, testing, commissioning, putting into satisfactory operation and handing over complete Communication Equipment Room Fittings ; including all necessary accessories, fittings, Support, fixation, cable bonding and labelling, cable management, licenses and all required software ; complete; As shown on drawings and described in specifications |  | Supply, installation, testing, commissioning, putting into satisfactory operation and handing over complete Communication Equipment Room Fittings ; including all necessary accessories, fittings, Support, fixation, cable bonding and labelling, cable management, licenses and all required software ; complete; As shown on drawings and described in specifications
Mansour | 27 | COMMUNICATIONS | 271105 | COMMUNICATIONS EQUIPMENT ROOM FITTINGS (TIA) | EL | Other | 1215 | Telecommunications equipment cabinets; wall-mounted; modular type; | Telecommunications equipment cabinets; wall-mounted; modular type; |  | Telecommunications equipment cabinets; wall-mounted; modular type;
Mansour | 27 | COMMUNICATIONS | 271105 | COMMUNICATIONS EQUIPMENT ROOM FITTINGS (TIA) | EL | Item | 1216 | Supply, installation, testing, commissioning, putting into satisfactory operation and handing over complete Communication Equipment Room Fittings ; including all necessary accessories, fittings, Support, fixation, cable bonding and labelling, cable management, licenses and all required software ; complete; As shown on drawings and described in specifications | Supply, installation, testing, commissioning, putting into satisfactory operation and handing over complete Communication Equipment Room Fittings ; including all necessary accessories, fittings, Support, fixation, cable bonding and labelling, cable management, licenses and all required software ; complete; As shown on drawings and described in specifications | A | Wall Mounted Cabinet, door & ventilation provisions as specified; 600 x 600 mm; 24 RU ; | 1 | Nr | 2656 | 2656 | 2576.32 | 2576.32
Mansour | 27 | COMMUNICATIONS | 271305 | COMMUNICATIONS BACKBONE CABLING (TIA) | EL | Other | 1217 | 271305 - COMMUNICATIONS BACKBONE CABLING (TIA) | 271305 - COMMUNICATIONS BACKBONE CABLING (TIA) |  | 271305 - COMMUNICATIONS BACKBONE CABLING (TIA)
Mansour | 27 | COMMUNICATIONS | 271305 | COMMUNICATIONS BACKBONE CABLING (TIA) | EL | Other | 1218 | Supply, installation, testing, commissioning, putting into satisfactory operation and handing over complete communication backbone cabling ; including all necessary accessories, fittings, Support, fixation, cable bonding and labelling, cable management, licenses and all required software ; complete; As shown on drawings and described in specifications | Supply, installation, testing, commissioning, putting into satisfactory operation and handing over complete communication backbone cabling ; including all necessary accessories, fittings, Support, fixation, cable bonding and labelling, cable management, licenses and all required software ; complete; As shown on drawings and described in specifications |  | Supply, installation, testing, commissioning, putting into satisfactory operation and handing over complete communication backbone cabling ; including all necessary accessories, fittings, Support, fixation, cable bonding and labelling, cable management, licenses and all required software ; complete; As shown on drawings and described in specifications
Mansour | 27 | COMMUNICATIONS | 271305 | COMMUNICATIONS BACKBONE CABLING (TIA) | EL | Other | 1219 | Backbone Cables: UTP; CAT 3; PVC sheathed; suitable for indoor use as specified; | Backbone Cables: UTP; CAT 3; PVC sheathed; suitable for indoor use as specified; |  | Backbone Cables: UTP; CAT 3; PVC sheathed; suitable for indoor use as specified;
Mansour | 27 | COMMUNICATIONS | 271305 | COMMUNICATIONS BACKBONE CABLING (TIA) | EL | Item | 1220 | Supply, installation, testing, commissioning, putting into satisfactory operation and handing over complete communication backbone cabling ; including all necessary accessories, fittings, Support, fixation, cable bonding and labelling, cable management, licenses and all required software ; complete; As shown on drawings and described in specifications | Supply, installation, testing, commissioning, putting into satisfactory operation and handing over complete communication backbone cabling ; including all necessary accessories, fittings, Support, fixation, cable bonding and labelling, cable management, licenses and all required software ; complete; As shown on drawings and described in specifications | B | 50-Pair Cat 3, UTP Cable; | 170 | m | 8 | 1360 | 7.76 | 1319.2
Mansour | 27 | COMMUNICATIONS | 271305 | COMMUNICATIONS BACKBONE CABLING (TIA) | EL | Other | 1221 | Main and Intermediate Cross-Connects | Main and Intermediate Cross-Connects |  | Main and Intermediate Cross-Connects |  |  |  | 0
Mansour | 27 | COMMUNICATIONS | 271305 | COMMUNICATIONS BACKBONE CABLING (TIA) | EL | Item | 1222 | Supply, installation, testing, commissioning, putting into satisfactory operation and handing over complete communication backbone cabling ; including all necessary accessories, fittings, Support, fixation, cable bonding and labelling, cable management, licenses and all required software ; complete; As shown on drawings and described in specifications | Supply, installation, testing, commissioning, putting into satisfactory operation and handing over complete communication backbone cabling ; including all necessary accessories, fittings, Support, fixation, cable bonding and labelling, cable management, licenses and all required software ; complete; As shown on drawings and described in specifications | A | Main Distribution Frame (MDF) - 50 Pair | 1 | Nr | 105 | 105 | 101.85 | 101.85
Mansour | 27 | COMMUNICATIONS | 271305 | COMMUNICATIONS BACKBONE CABLING (TIA) | EL | Item | 1223 | Main and Intermediate Cross-Connects | Main and Intermediate Cross-Connects | B | IDC 110 Block (50 Pairs) | 1 | Nr | 21 | 21 | 20.37 | 20.37
Mansour | 27 | COMMUNICATIONS | 271505 | COMMUNICATIONS HORIZONTAL CABLING (TIA) | EL | Other | 1224 | 271505 - COMMUNICATIONS HORIZONTAL CABLING (TIA) | 271505 - COMMUNICATIONS HORIZONTAL CABLING (TIA) |  | 271505 - COMMUNICATIONS HORIZONTAL CABLING (TIA) |  |  |  | 0
Mansour | 27 | COMMUNICATIONS | 271505 | COMMUNICATIONS HORIZONTAL CABLING (TIA) | EL | Other | 1225 | Supply, installation, testing, commissioning, putting into satisfactory operation and handing over complete communication horizontal cabling ; including all necessary accessories, fittings, Support, fixation, cable bonding and labelling, cable management, licenses and all required software ; complete; As shown on drawings and described in specifications | Supply, installation, testing, commissioning, putting into satisfactory operation and handing over complete communication horizontal cabling ; including all necessary accessories, fittings, Support, fixation, cable bonding and labelling, cable management, licenses and all required software ; complete; As shown on drawings and described in specifications |  | Supply, installation, testing, commissioning, putting into satisfactory operation and handing over complete communication horizontal cabling ; including all necessary accessories, fittings, Support, fixation, cable bonding and labelling, cable management, licenses and all required software ; complete; As shown on drawings and described in specifications |  |  |  | 0
Mansour | 27 | COMMUNICATIONS | 271505 | COMMUNICATIONS HORIZONTAL CABLING (TIA) | EL | Other | 1226 | Telecommunications Outlets/Connectors | Telecommunications Outlets/Connectors |  | Telecommunications Outlets/Connectors |  |  |  | 0
Mansour | 27 | COMMUNICATIONS | 271505 | COMMUNICATIONS HORIZONTAL CABLING (TIA) | EL | Item | 1227 | Supply, installation, testing, commissioning, putting into satisfactory operation and handing over complete communication horizontal cabling ; including all necessary accessories, fittings, Support, fixation, cable bonding and labelling, cable management, licenses and all required software ; complete; As shown on drawings and described in specifications | Supply, installation, testing, commissioning, putting into satisfactory operation and handing over complete communication horizontal cabling ; including all necessary accessories, fittings, Support, fixation, cable bonding and labelling, cable management, licenses and all required software ; complete; As shown on drawings and described in specifications | C | Single (1) Cat 6A RJ45 Outlet; Wall-Mounted; | 11 | Nr | 39 | 429 | 37.83 | 416.13
Mansour | 27 | COMMUNICATIONS | 271505 | COMMUNICATIONS HORIZONTAL CABLING (TIA) | EL | Item | 1228 | Telecommunications Outlets/Connectors | Telecommunications Outlets/Connectors | D | Single (1) Cat 6A RJ45 Outlet; Ceiling-Mounted; | 4 | Nr | 39 | 156 | 37.83 | 151.32
Mansour | 27 | COMMUNICATIONS | 271505 | COMMUNICATIONS HORIZONTAL CABLING (TIA) | EL | Item | 1229 | Supply, installation, testing, commissioning, putting into satisfactory operation and handing over complete communication horizontal cabling ; including all necessary accessories, fittings, Support, fixation, cable bonding and labelling, cable management, licenses and all required software ; complete; As shown on drawings and described in specifications | Supply, installation, testing, commissioning, putting into satisfactory operation and handing over complete communication horizontal cabling ; including all necessary accessories, fittings, Support, fixation, cable bonding and labelling, cable management, licenses and all required software ; complete; As shown on drawings and described in specifications | E | Duplex (2) Cat 6A RJ45 Outlet; Wall-Mounted; | 5 | Nr | 76 | 380 | 73.72 | 368.6
Mansour | 27 | COMMUNICATIONS | 271505 | COMMUNICATIONS HORIZONTAL CABLING (TIA) | EL | Item | 1230 | Telecommunications Outlets/Connectors | Telecommunications Outlets/Connectors | F | Duplex (2) Cat 6A RJ45 Outlet; Floor-Mounted; | 1 | Nr |  | 0 | 0 | 0
Mansour | 27 | COMMUNICATIONS | 271505 | COMMUNICATIONS HORIZONTAL CABLING (TIA) | EL | Other | 1231 | Horizontal Cross-connects, | Horizontal Cross-connects, |  | Horizontal Cross-connects, |  |  |  | 0
Mansour | 27 | COMMUNICATIONS | 271505 | COMMUNICATIONS HORIZONTAL CABLING (TIA) | EL | Item | 1232 | Telecommunications Outlets/Connectors | Telecommunications Outlets/Connectors | F | 48-Port Cat 6A UTP/STP RJ45; fully equipped; Patch Panels; | 1 | Nr | 270 | 270 | 261.9 | 261.9
Mansour | 27 | COMMUNICATIONS | 272109 | DATA COMM FOR CAMPUS NETWORK | EL | Other | 1233 | 272109 - DATA COMM FOR CAMPUS NETWORK | 272109 - DATA COMM FOR CAMPUS NETWORK |  | 272109 - DATA COMM FOR CAMPUS NETWORK |  |  |  | 0
Mansour | 27 | COMMUNICATIONS | 272109 | DATA COMM FOR CAMPUS NETWORK | EL | Other | 1234 | Supply, installation, testing, commissioning, putting into satisfactory operation and handing over complete Data Communication Devices ; including all necessary accessories, fittings, Support, fixation, cable bonding and labelling, cable management, licenses and all required software ; complete; As shown on drawings and described in specifications | Supply, installation, testing, commissioning, putting into satisfactory operation and handing over complete Data Communication Devices ; including all necessary accessories, fittings, Support, fixation, cable bonding and labelling, cable management, licenses and all required software ; complete; As shown on drawings and described in specifications |  | Supply, installation, testing, commissioning, putting into satisfactory operation and handing over complete Data Communication Devices ; including all necessary accessories, fittings, Support, fixation, cable bonding and labelling, cable management, licenses and all required software ; complete; As shown on drawings and described in specifications |  |  |  | 0
Mansour | 27 | COMMUNICATIONS | 272109 | DATA COMM FOR CAMPUS NETWORK | EL | Other | 1235 | Active communications and data processing equipment | Active communications and data processing equipment |  | Active communications and data processing equipment |  |  |  | 0
Mansour | 27 | COMMUNICATIONS | 272109 | DATA COMM FOR CAMPUS NETWORK | EL | Item | 1236 | Supply, installation, testing, commissioning, putting into satisfactory operation and handing over complete Data Communication Devices ; including all necessary accessories, fittings, Support, fixation, cable bonding and labelling, cable management, licenses and all required software ; complete; As shown on drawings and described in specifications | Supply, installation, testing, commissioning, putting into satisfactory operation and handing over complete Data Communication Devices ; including all necessary accessories, fittings, Support, fixation, cable bonding and labelling, cable management, licenses and all required software ; complete; As shown on drawings and described in specifications | A | 48-Ports Access data switches ; | 1 | Nr | 724 | 724 | 702.28 | 702.28
Mansour | 27 | COMMUNICATIONS | 272133 | WIRELESS DATA NETWORK | EL | Other | 1237 | 272133 - WIRELESS DATA NETWORK | 272133 - WIRELESS DATA NETWORK |  | 272133 - WIRELESS DATA NETWORK |  |  |  | 0
Mansour | 27 | COMMUNICATIONS | 272133 | WIRELESS DATA NETWORK | EL | Other | 1238 | Supply, installation, testing, commissioning, putting into satisfactory operation and handing over complete Wireless Data Network ; including all necessary accessories, fittings, Support, fixation, cable bonding and labelling, cable management, licenses and all required software ; complete; As shown on drawings and described in specifications | Supply, installation, testing, commissioning, putting into satisfactory operation and handing over complete Wireless Data Network ; including all necessary accessories, fittings, Support, fixation, cable bonding and labelling, cable management, licenses and all required software ; complete; As shown on drawings and described in specifications |  | Supply, installation, testing, commissioning, putting into satisfactory operation and handing over complete Wireless Data Network ; including all necessary accessories, fittings, Support, fixation, cable bonding and labelling, cable management, licenses and all required software ; complete; As shown on drawings and described in specifications |  |  |  | 0
Mansour | 27 | COMMUNICATIONS | 272133 | WIRELESS DATA NETWORK | EL | Other | 1239 | Wireless data network components | Wireless data network components |  | Wireless data network components |  |  |  | 0
Mansour | 27 | COMMUNICATIONS | 272133 | WIRELESS DATA NETWORK | EL | Item | 1240 | Supply, installation, testing, commissioning, putting into satisfactory operation and handing over complete Wireless Data Network ; including all necessary accessories, fittings, Support, fixation, cable bonding and labelling, cable management, licenses and all required software ; complete; As shown on drawings and described in specifications | Supply, installation, testing, commissioning, putting into satisfactory operation and handing over complete Wireless Data Network ; including all necessary accessories, fittings, Support, fixation, cable bonding and labelling, cable management, licenses and all required software ; complete; As shown on drawings and described in specifications | B | Wireless controllers, | 1 | Item | 1830 | 1830 | 1775.1 | 1775.1
Mansour | 27 | COMMUNICATIONS | 272133 | WIRELESS DATA NETWORK | EL | Item | 1241 | Wireless data network components | Wireless data network components | C | Wireless radio access points and antennas; | 4 | Nr | 282 | 1128 | 273.54 | 1094.16
Mansour | 27 | COMMUNICATIONS | 272133 | WIRELESS DATA NETWORK | EL | Item | 1242 | Supply, installation, testing, commissioning, putting into satisfactory operation and handing over complete Wireless Data Network ; including all necessary accessories, fittings, Support, fixation, cable bonding and labelling, cable management, licenses and all required software ; complete; As shown on drawings and described in specifications | Supply, installation, testing, commissioning, putting into satisfactory operation and handing over complete Wireless Data Network ; including all necessary accessories, fittings, Support, fixation, cable bonding and labelling, cable management, licenses and all required software ; complete; As shown on drawings and described in specifications | D | Wireless data network system administration software; | 1 | Item | 398 | 398 | 386.06 | 386.06
Mansour | 27 | COMMUNICATIONS | 272133 | WIRELESS DATA NETWORK | EL | Item | 1243 | Wireless data network components | Wireless data network components | A | Access and security control software; | 1 | Item | 664 | 664 | 644.08 | 644.08
Mansour | 27 | COMMUNICATIONS | 274133 | MASTER ANTENNA TELEVISION SYSTEM | EL | Other | 1244 | 274133- MASTER ANTENNA TELEVISION SYSTEM | 274133- MASTER ANTENNA TELEVISION SYSTEM |  | 274133- MASTER ANTENNA TELEVISION SYSTEM |  |  |  | 0
Mansour | 27 | COMMUNICATIONS | 274133 | MASTER ANTENNA TELEVISION SYSTEM | EL | Other | 1245 | Supply, installation, testing, commissioning, putting into satisfactory operation and handing over complete Master Antenna Television System; including all necessary accessories, fittings, Support, fixation, cable bonding and labelling, cable management, licenses and all required software ; complete; As shown on drawings and described in specifications | Supply, installation, testing, commissioning, putting into satisfactory operation and handing over complete Master Antenna Television System; including all necessary accessories, fittings, Support, fixation, cable bonding and labelling, cable management, licenses and all required software ; complete; As shown on drawings and described in specifications |  | Supply, installation, testing, commissioning, putting into satisfactory operation and handing over complete Master Antenna Television System; including all necessary accessories, fittings, Support, fixation, cable bonding and labelling, cable management, licenses and all required software ; complete; As shown on drawings and described in specifications |  |  |  | 0
Mansour | 27 | COMMUNICATIONS | 274133 | MASTER ANTENNA TELEVISION SYSTEM | EL | Item | 1246 | 274133- MASTER ANTENNA TELEVISION SYSTEM | 274133- MASTER ANTENNA TELEVISION SYSTEM | B | Satellite Dish | 1 | Nr | 219 | 219 | 212.43 | 212.43
Mansour | 27 | COMMUNICATIONS | 274133 | MASTER ANTENNA TELEVISION SYSTEM | EL | Item | 1247 | Supply, installation, testing, commissioning, putting into satisfactory operation and handing over complete Master Antenna Television System; including all necessary accessories, fittings, Support, fixation, cable bonding and labelling, cable management, licenses and all required software ; complete; As shown on drawings and described in specifications | Supply, installation, testing, commissioning, putting into satisfactory operation and handing over complete Master Antenna Television System; including all necessary accessories, fittings, Support, fixation, cable bonding and labelling, cable management, licenses and all required software ; complete; As shown on drawings and described in specifications | C | Quad LNB | 1 | Nr | 146 | 146 | 141.62 | 141.62
Mansour | 27 | COMMUNICATIONS | 274133 | MASTER ANTENNA TELEVISION SYSTEM | EL | Item | 1248 | 274133- MASTER ANTENNA TELEVISION SYSTEM | 274133- MASTER ANTENNA TELEVISION SYSTEM | D | Multiswitch (5 input / 24 output) | 1 | Nr | 372 | 372 | 360.84 | 360.84
Mansour | 27 | COMMUNICATIONS | 274133 | MASTER ANTENNA TELEVISION SYSTEM | EL | Item | 1249 | Supply, installation, testing, commissioning, putting into satisfactory operation and handing over complete Master Antenna Television System; including all necessary accessories, fittings, Support, fixation, cable bonding and labelling, cable management, licenses and all required software ; complete; As shown on drawings and described in specifications | Supply, installation, testing, commissioning, putting into satisfactory operation and handing over complete Master Antenna Television System; including all necessary accessories, fittings, Support, fixation, cable bonding and labelling, cable management, licenses and all required software ; complete; As shown on drawings and described in specifications | E | MATV Outlets; Wall Mounted | 7 | Nr | 40 | 280 | 38.8 | 271.6
Mansour | 27 | COMMUNICATIONS | 274116 | INTEGRATED AUDIOVISUAL SYSTEMS AND EQUIPMENT - FOR AUDITORIUM | EL | Other | 1250 | 274116 - INTEGRATED AUDIOVISUAL SYSTEMS AND EQUIPMENT - FOR AUDITORIUM | 274116 - INTEGRATED AUDIOVISUAL SYSTEMS AND EQUIPMENT - FOR AUDITORIUM |  | 274116 - INTEGRATED AUDIOVISUAL SYSTEMS AND EQUIPMENT - FOR AUDITORIUM
Mansour | 27 | COMMUNICATIONS | 274116 | INTEGRATED AUDIOVISUAL SYSTEMS AND EQUIPMENT - FOR AUDITORIUM | EL | Other | 1251 | Supply, installation, testing, commissioning, putting into satisfactory operation and handing over complete Integrated AV System ; including all necessary accessories, fittings, Support, fixation, cable bonding and labelling, cable management, licenses and all required software ; complete; As shown on drawings and described in specifications | Supply, installation, testing, commissioning, putting into satisfactory operation and handing over complete Integrated AV System ; including all necessary accessories, fittings, Support, fixation, cable bonding and labelling, cable management, licenses and all required software ; complete; As shown on drawings and described in specifications |  | Supply, installation, testing, commissioning, putting into satisfactory operation and handing over complete Integrated AV System ; including all necessary accessories, fittings, Support, fixation, cable bonding and labelling, cable management, licenses and all required software ; complete; As shown on drawings and described in specifications
Mansour | 27 | COMMUNICATIONS | 274116 | INTEGRATED AUDIOVISUAL SYSTEMS AND EQUIPMENT - FOR AUDITORIUM | EL | Other | 1252 | Signal Processing and Central Equipment: | Signal Processing and Central Equipment: |  | Signal Processing and Central Equipment:
Mansour | 27 | COMMUNICATIONS | 274116 | INTEGRATED AUDIOVISUAL SYSTEMS AND EQUIPMENT - FOR AUDITORIUM | EL | Item | 1253 | Supply, installation, testing, commissioning, putting into satisfactory operation and handing over complete Integrated AV System ; including all necessary accessories, fittings, Support, fixation, cable bonding and labelling, cable management, licenses and all required software ; complete; As shown on drawings and described in specifications | Supply, installation, testing, commissioning, putting into satisfactory operation and handing over complete Integrated AV System ; including all necessary accessories, fittings, Support, fixation, cable bonding and labelling, cable management, licenses and all required software ; complete; As shown on drawings and described in specifications | F | Control system; | 1 | Item |  |  | 0 | 0
Mansour | 27 | COMMUNICATIONS | 274116 | INTEGRATED AUDIOVISUAL SYSTEMS AND EQUIPMENT - FOR AUDITORIUM | EL | Item | 1254 | Signal Processing and Central Equipment: | Signal Processing and Central Equipment: | A | Signal Processing Equipment; | 1 | Item |  |  | 0 | 0
Mansour | 27 | COMMUNICATIONS | 274116 | INTEGRATED AUDIOVISUAL SYSTEMS AND EQUIPMENT - FOR AUDITORIUM | EL | Other | 1255 | Video Projection Equipment & Accessories | Video Projection Equipment & Accessories |  | Video Projection Equipment & Accessories
Mansour | 27 | COMMUNICATIONS | 274116 | INTEGRATED AUDIOVISUAL SYSTEMS AND EQUIPMENT - FOR AUDITORIUM | EL | Item | 1256 | Signal Processing and Central Equipment: | Signal Processing and Central Equipment: | B | Projector | 1 | Nr |  |  | 0 | 0
Mansour | 27 | COMMUNICATIONS | 274116 | INTEGRATED AUDIOVISUAL SYSTEMS AND EQUIPMENT - FOR AUDITORIUM | EL | Item | 1257 | Video Projection Equipment & Accessories | Video Projection Equipment & Accessories | C | Projector Mount | 1 | Nr |  |  | 0 | 0
Mansour | 27 | COMMUNICATIONS | 274116 | INTEGRATED AUDIOVISUAL SYSTEMS AND EQUIPMENT - FOR AUDITORIUM | EL | Item | 1258 | Signal Processing and Central Equipment: | Signal Processing and Central Equipment: | D | Motorized screen (267x356 cm) | 1 | Nr |  |  | 0 | 0
Mansour | 27 | COMMUNICATIONS | 274116 | INTEGRATED AUDIOVISUAL SYSTEMS AND EQUIPMENT - FOR AUDITORIUM | EL | Other | 1259 | Sound Re-inforcement Equipment: | Sound Re-inforcement Equipment: |  | Sound Re-inforcement Equipment:
Mansour | 27 | COMMUNICATIONS | 274116 | INTEGRATED AUDIOVISUAL SYSTEMS AND EQUIPMENT - FOR AUDITORIUM | EL | Item | 1260 | Signal Processing and Central Equipment: | Signal Processing and Central Equipment: | E | Ceiling loudspeakers | 10 | Nr |  |  | 0 | 0
Mansour | 27 | COMMUNICATIONS | 274116 | INTEGRATED AUDIOVISUAL SYSTEMS AND EQUIPMENT - FOR AUDITORIUM | EL | Item | 1261 | Sound Re-inforcement Equipment: | Sound Re-inforcement Equipment: | F | Hardwired microphone | 3 | Nr |  |  | 0 | 0
Mansour | 27 | COMMUNICATIONS | 274116 | INTEGRATED AUDIOVISUAL SYSTEMS AND EQUIPMENT - FOR AUDITORIUM | EL | Item | 1262 | Signal Processing and Central Equipment: | Signal Processing and Central Equipment: | G | Wireless microphone | 2 | Nr |  |  | 0 | 0
Mansour | 27 | COMMUNICATIONS | 274116 | INTEGRATED AUDIOVISUAL SYSTEMS AND EQUIPMENT - FOR AUDITORIUM | EL | Other | 1263 | Miscellaneous Components: | Miscellaneous Components: |  | Miscellaneous Components:
Mansour | 27 | COMMUNICATIONS | 274116 | INTEGRATED AUDIOVISUAL SYSTEMS AND EQUIPMENT - FOR AUDITORIUM | EL | Item | 1264 | Signal Processing and Central Equipment: | Signal Processing and Central Equipment: | H | AV floor box | 1 | Nr |  |  | 0 | 0
Mansour | 27 | COMMUNICATIONS | 274116 | INTEGRATED AUDIOVISUAL SYSTEMS AND EQUIPMENT - FOR AUDITORIUM | EL | Item | 1265 | Miscellaneous Components: | Miscellaneous Components: | J | AV wall plat | 1 | Nr |  |  | 0 | 0
Mansour | 27 | COMMUNICATIONS | 274116 | INTEGRATED AUDIOVISUAL SYSTEMS AND EQUIPMENT - FOR AUDITORIUM | EL | Item | 1266 | Signal Processing and Central Equipment: | Signal Processing and Central Equipment: | K | Touch Panel, (Wireless Touch Panel, 10.1"), | 1 | Nr |  |  | 0 | 0
Mansour | 27 | COMMUNICATIONS | 274116 | INTEGRATED AUDIOVISUAL SYSTEMS AND EQUIPMENT - FOR AUDITORIUM | EL | Other | 1267 | A/V Equipment Racks/ Cabinets | A/V Equipment Racks/ Cabinets |  | A/V Equipment Racks/ Cabinets
Mansour | 27 | COMMUNICATIONS | 274116 | INTEGRATED AUDIOVISUAL SYSTEMS AND EQUIPMENT - FOR AUDITORIUM | EL | Item | 1268 | Signal Processing and Central Equipment: | Signal Processing and Central Equipment: | L | A/V Racks/Credenza; | 1 | Nr |  |  | 0 | 0
Mansour | 27 | COMMUNICATIONS | 275118 | PUBLIC ADDRESS / VOICE ALARM (PA/VA) SYSTEM | EL | Other | 1269 | 275118 - PUBLIC ADDRESS / VOICE ALARM (PA/VA) SYSTEM | 275118 - PUBLIC ADDRESS / VOICE ALARM (PA/VA) SYSTEM |  | 275118 - PUBLIC ADDRESS / VOICE ALARM (PA/VA) SYSTEM
Mansour | 27 | COMMUNICATIONS | 275118 | PUBLIC ADDRESS / VOICE ALARM (PA/VA) SYSTEM | EL | Other | 1270 | Supply, installation, testing, commissioning, putting into satisfactory operation and handing over complete Public Address and Voice Alarm (PA/VA) System ; including all necessary accessories, fittings, Support, fixation, cable bonding and labelling, cable management, licenses and all required software ; complete; As shown on drawings and described in specifications | Supply, installation, testing, commissioning, putting into satisfactory operation and handing over complete Public Address and Voice Alarm (PA/VA) System ; including all necessary accessories, fittings, Support, fixation, cable bonding and labelling, cable management, licenses and all required software ; complete; As shown on drawings and described in specifications |  | Supply, installation, testing, commissioning, putting into satisfactory operation and handing over complete Public Address and Voice Alarm (PA/VA) System ; including all necessary accessories, fittings, Support, fixation, cable bonding and labelling, cable management, licenses and all required software ; complete; As shown on drawings and described in specifications
Mansour | 27 | COMMUNICATIONS | 275118 | PUBLIC ADDRESS / VOICE ALARM (PA/VA) SYSTEM | EL | Other | 1271 | Central (Headend) System Components; | Central (Headend) System Components; |  | Central (Headend) System Components;
Mansour | 27 | COMMUNICATIONS | 275118 | PUBLIC ADDRESS / VOICE ALARM (PA/VA) SYSTEM | EL | Item | 1272 | Supply, installation, testing, commissioning, putting into satisfactory operation and handing over complete Public Address and Voice Alarm (PA/VA) System ; including all necessary accessories, fittings, Support, fixation, cable bonding and labelling, cable management, licenses and all required software ; complete; As shown on drawings and described in specifications | Supply, installation, testing, commissioning, putting into satisfactory operation and handing over complete Public Address and Voice Alarm (PA/VA) System ; including all necessary accessories, fittings, Support, fixation, cable bonding and labelling, cable management, licenses and all required software ; complete; As shown on drawings and described in specifications | A | PA system headend equipment, as specified; | 1 | Item | 478 | 478 | 463.66 | 463.66
Mansour | 27 | COMMUNICATIONS | 275118 | PUBLIC ADDRESS / VOICE ALARM (PA/VA) SYSTEM | EL | Other | 1273 | System Peripheral Devices; | System Peripheral Devices; |  | System Peripheral Devices; |  |  |  | 0
Mansour | 27 | COMMUNICATIONS | 275118 | PUBLIC ADDRESS / VOICE ALARM (PA/VA) SYSTEM | EL | Item | 1274 | Supply, installation, testing, commissioning, putting into satisfactory operation and handing over complete Public Address and Voice Alarm (PA/VA) System ; including all necessary accessories, fittings, Support, fixation, cable bonding and labelling, cable management, licenses and all required software ; complete; As shown on drawings and described in specifications | Supply, installation, testing, commissioning, putting into satisfactory operation and handing over complete Public Address and Voice Alarm (PA/VA) System ; including all necessary accessories, fittings, Support, fixation, cable bonding and labelling, cable management, licenses and all required software ; complete; As shown on drawings and described in specifications | B | Paging Microphone | 1 | Nr | 299 | 299 | 290.03 | 290.03
Mansour | 27 | COMMUNICATIONS | 275118 | PUBLIC ADDRESS / VOICE ALARM (PA/VA) SYSTEM | EL | Item | 1275 | System Peripheral Devices; | System Peripheral Devices; | C | Ceiling mounted speaker (6w) | 90 | Nr | 159 | 14310 | 154.23 | 13880.7
Mansour | 27 | COMMUNICATIONS | 275118 | PUBLIC ADDRESS / VOICE ALARM (PA/VA) SYSTEM | EL | Item | 1276 | Supply, installation, testing, commissioning, putting into satisfactory operation and handing over complete Public Address and Voice Alarm (PA/VA) System ; including all necessary accessories, fittings, Support, fixation, cable bonding and labelling, cable management, licenses and all required software ; complete; As shown on drawings and described in specifications | Supply, installation, testing, commissioning, putting into satisfactory operation and handing over complete Public Address and Voice Alarm (PA/VA) System ; including all necessary accessories, fittings, Support, fixation, cable bonding and labelling, cable management, licenses and all required software ; complete; As shown on drawings and described in specifications | D | Noise-operated gain controllers (Volume attenuator stations); | 1 | Nr | 1660 | 1660 | 1610.2 | 1610.2
Mansour | 27 | COMMUNICATIONS | 275118 | PUBLIC ADDRESS / VOICE ALARM (PA/VA) SYSTEM | EL | Other | 1277 | A/V Equipment Racks/ Cabinets | A/V Equipment Racks/ Cabinets |  | A/V Equipment Racks/ Cabinets |  |  |  | 0
Mansour | 27 | COMMUNICATIONS | 275118 | PUBLIC ADDRESS / VOICE ALARM (PA/VA) SYSTEM | EL | Item | 1278 | Supply, installation, testing, commissioning, putting into satisfactory operation and handing over complete Public Address and Voice Alarm (PA/VA) System ; including all necessary accessories, fittings, Support, fixation, cable bonding and labelling, cable management, licenses and all required software ; complete; As shown on drawings and described in specifications | Supply, installation, testing, commissioning, putting into satisfactory operation and handing over complete Public Address and Voice Alarm (PA/VA) System ; including all necessary accessories, fittings, Support, fixation, cable bonding and labelling, cable management, licenses and all required software ; complete; As shown on drawings and described in specifications | E | Public Address Rack; | 1 | Nr | 372 | 372 | 360.84 | 360.84
Mansour | 27 | COMMUNICATIONS | 275223 | NURSE CALL-CODE BLUE SYSTEMS | EL | Other | 1279 | 275223- NURSE CALL-CODE BLUE SYSTEMS | 275223- NURSE CALL-CODE BLUE SYSTEMS |  | 275223- NURSE CALL-CODE BLUE SYSTEMS
Mansour | 27 | COMMUNICATIONS | 275223 | NURSE CALL-CODE BLUE SYSTEMS | EL | Other | 1280 | Supply, installation, testing, commissioning, putting into satisfactory operation and handing over complete Nurse Call System ; including all necessary accessories, fittings, Support, fixation, cable bonding and labelling, cable management, licenses and all required software ; complete; As shown on drawings and described in specifications | Supply, installation, testing, commissioning, putting into satisfactory operation and handing over complete Nurse Call System ; including all necessary accessories, fittings, Support, fixation, cable bonding and labelling, cable management, licenses and all required software ; complete; As shown on drawings and described in specifications |  | Supply, installation, testing, commissioning, putting into satisfactory operation and handing over complete Nurse Call System ; including all necessary accessories, fittings, Support, fixation, cable bonding and labelling, cable management, licenses and all required software ; complete; As shown on drawings and described in specifications
Mansour | 27 | COMMUNICATIONS | 275223 | NURSE CALL-CODE BLUE SYSTEMS | EL | Item | 1281 | 275223- NURSE CALL-CODE BLUE SYSTEMS | 275223- NURSE CALL-CODE BLUE SYSTEMS | A | Nurse Call Workstation | 1 | Nr | 2988 | 2988 | 2898.36 | 2898.36
Mansour | 27 | COMMUNICATIONS | 275223 | NURSE CALL-CODE BLUE SYSTEMS | EL | Item | 1282 | Supply, installation, testing, commissioning, putting into satisfactory operation and handing over complete Nurse Call System ; including all necessary accessories, fittings, Support, fixation, cable bonding and labelling, cable management, licenses and all required software ; complete; As shown on drawings and described in specifications | Supply, installation, testing, commissioning, putting into satisfactory operation and handing over complete Nurse Call System ; including all necessary accessories, fittings, Support, fixation, cable bonding and labelling, cable management, licenses and all required software ; complete; As shown on drawings and described in specifications | B | Nurse Call Type-B | 6 | Nr | 2191 | 13146 | 2125.27 | 12751.62
Mansour | 27 | COMMUNICATIONS | 275223 | NURSE CALL-CODE BLUE SYSTEMS | EL | Item | 1283 | 275223- NURSE CALL-CODE BLUE SYSTEMS | 275223- NURSE CALL-CODE BLUE SYSTEMS | C | Nurse Call Type-C | 1 | Nr | 2191 | 2191 | 2125.27 | 2125.27
Mansour | 27 | COMMUNICATIONS | 275223 | NURSE CALL-CODE BLUE SYSTEMS | EL | Item | 1284 | Supply, installation, testing, commissioning, putting into satisfactory operation and handing over complete Nurse Call System ; including all necessary accessories, fittings, Support, fixation, cable bonding and labelling, cable management, licenses and all required software ; complete; As shown on drawings and described in specifications | Supply, installation, testing, commissioning, putting into satisfactory operation and handing over complete Nurse Call System ; including all necessary accessories, fittings, Support, fixation, cable bonding and labelling, cable management, licenses and all required software ; complete; As shown on drawings and described in specifications | D | Nurse Call Type-D | 1 | Nr | 2191 | 2191 | 2125.27 | 2125.27
Mansour | 27 | COMMUNICATIONS | 275223 | NURSE CALL-CODE BLUE SYSTEMS | EL | Other | 1285 | 275223- NURSE CALL-CODE BLUE SYSTEMS | 275223- NURSE CALL-CODE BLUE SYSTEMS | BILL NO. 27 - COMMUNICATIONS |  |  |  | J.D | 51098
Mansour | 27 | COMMUNICATIONS | To Summary | To Summary |  | Bill Sum | 1286 | Supply, installation, testing, commissioning, putting into satisfactory operation and handing over complete Nurse Call System ; including all necessary accessories, fittings, Support, fixation, cable bonding and labelling, cable management, licenses and all required software ; complete; As shown on drawings and described in specifications | Supply, installation, testing, commissioning, putting into satisfactory operation and handing over complete Nurse Call System ; including all necessary accessories, fittings, Support, fixation, cable bonding and labelling, cable management, licenses and all required software ; complete; As shown on drawings and described in specifications | To Summary
Mansour | 28 | ELECTRONIC SAFETY AND SECURITY | 284621.13 | CONVENTIONAL FIRE ALARM SYSTEM | EL | Other | 1287 | 275223- NURSE CALL-CODE BLUE SYSTEMS | 275223- NURSE CALL-CODE BLUE SYSTEMS | BILL NO. 28
Mansour | 28 | ELECTRONIC SAFETY AND SECURITY | 284621.13 | CONVENTIONAL FIRE ALARM SYSTEM | EL | Other | 1288 | Supply, installation, testing, commissioning, putting into satisfactory operation and handing over complete Nurse Call System ; including all necessary accessories, fittings, Support, fixation, cable bonding and labelling, cable management, licenses and all required software ; complete; As shown on drawings and described in specifications | Supply, installation, testing, commissioning, putting into satisfactory operation and handing over complete Nurse Call System ; including all necessary accessories, fittings, Support, fixation, cable bonding and labelling, cable management, licenses and all required software ; complete; As shown on drawings and described in specifications | ELECTRONIC SAFETY AND SECURITY
Mansour | 28 | ELECTRONIC SAFETY AND SECURITY | 284621.13 | CONVENTIONAL FIRE ALARM SYSTEM | EL | Other | 1289 | 275223- NURSE CALL-CODE BLUE SYSTEMS | 275223- NURSE CALL-CODE BLUE SYSTEMS | Item | Description | Qty | Unit | Rate | Amount
Mansour | 28 | ELECTRONIC SAFETY AND SECURITY | 284621.13 | CONVENTIONAL FIRE ALARM SYSTEM | EL | Other | 1290 | Supply, installation, testing, commissioning, putting into satisfactory operation and handing over complete Nurse Call System ; including all necessary accessories, fittings, Support, fixation, cable bonding and labelling, cable management, licenses and all required software ; complete; As shown on drawings and described in specifications | Supply, installation, testing, commissioning, putting into satisfactory operation and handing over complete Nurse Call System ; including all necessary accessories, fittings, Support, fixation, cable bonding and labelling, cable management, licenses and all required software ; complete; As shown on drawings and described in specifications | [5 empty] | JD
Mansour | 28 | ELECTRONIC SAFETY AND SECURITY | 284621.13 | CONVENTIONAL FIRE ALARM SYSTEM | EL | Other | 1291 | 284621.13 - CONVENTIONAL FIRE ALARM SYSTEM | 284621.13 - CONVENTIONAL FIRE ALARM SYSTEM |  | 284621.13 - CONVENTIONAL FIRE ALARM SYSTEM
Mansour | 28 | ELECTRONIC SAFETY AND SECURITY | 284621.13 | CONVENTIONAL FIRE ALARM SYSTEM | EL | Other | 1292 | Supply, installation, testing, commissioning, putting into satisfactory operation and handing over complete Fire Alarm System ; including all necessary accessories, fittings, Support, fixation, cable bonding and labelling, cable management, licenses and all required software ; complete; As shown on drawings and described in specifications | Fire Alarm Control Unit |  | Supply, installation, testing, commissioning, putting into satisfactory operation and handing over complete Fire Alarm System ; including all necessary accessories, fittings, Support, fixation, cable bonding and labelling, cable management, licenses and all required software ; complete; As shown on drawings and described in specifications
Mansour | 28 | ELECTRONIC SAFETY AND SECURITY | 284621.13 | CONVENTIONAL FIRE ALARM SYSTEM | EL | Other | 1293 | Supply, installation, testing, commissioning, putting into satisfactory operation and handing over complete Fire Alarm System ; including all necessary accessories, fittings, Support, fixation, cable bonding and labelling, cable management, licenses and all required software ; complete; As shown on drawings and described in specifications | Fire Alarm Control Unit |  | Fire Alarm Control Unit |  |  |  | 0
Mansour | 28 | ELECTRONIC SAFETY AND SECURITY | 284621.13 | CONVENTIONAL FIRE ALARM SYSTEM | EL | Item | 1294 | Supply, installation, testing, commissioning, putting into satisfactory operation and handing over complete Fire Alarm System ; including all necessary accessories, fittings, Support, fixation, cable bonding and labelling, cable management, licenses and all required software ; complete; As shown on drawings and described in specifications | Fire Alarm Control Unit | A | Fire Alarm Control Panel (FACP) | 1 | Nr | 863 | 863 | 837.11 | 837.11
Mansour | 28 | ELECTRONIC SAFETY AND SECURITY | 284621.13 | CONVENTIONAL FIRE ALARM SYSTEM | EL | Other | 1295 | Fire-alarm signal initiation devices | Fire-alarm signal initiation devices |  | Fire-alarm signal initiation devices |  |  |  | 0
Mansour | 28 | ELECTRONIC SAFETY AND SECURITY | 284621.13 | CONVENTIONAL FIRE ALARM SYSTEM | EL | Item | 1296 | Supply, installation, testing, commissioning, putting into satisfactory operation and handing over complete Fire Alarm System ; including all necessary accessories, fittings, Support, fixation, cable bonding and labelling, cable management, licenses and all required software ; complete; As shown on drawings and described in specifications | Fire Alarm Control Unit | B | Manual fire alarm station | 4 | Nr | 45 | 180 | 43.65 | 174.6
Mansour | 28 | ELECTRONIC SAFETY AND SECURITY | 284621.13 | CONVENTIONAL FIRE ALARM SYSTEM | EL | Item | 1297 | Fire-alarm signal initiation devices | Fire-alarm signal initiation devices | C | Smoke detectors, photoelectric type; | 40 | Nr | 48 | 1920 | 46.56 | 1862.4
Mansour | 28 | ELECTRONIC SAFETY AND SECURITY | 284621.13 | CONVENTIONAL FIRE ALARM SYSTEM | EL | Item | 1298 | Supply, installation, testing, commissioning, putting into satisfactory operation and handing over complete Fire Alarm System ; including all necessary accessories, fittings, Support, fixation, cable bonding and labelling, cable management, licenses and all required software ; complete; As shown on drawings and described in specifications | Fire Alarm Control Unit | D | Smoke detectors, photoelectric type; With Sounder Base | 6 | Nr | 120 | 720 | 116.4 | 698.4
Mansour | 28 | ELECTRONIC SAFETY AND SECURITY | 284621.13 | CONVENTIONAL FIRE ALARM SYSTEM | EL | Item | 1299 | Fire-alarm signal initiation devices | Fire-alarm signal initiation devices | E | Combined Optical/Heat detector (Multicriteria detector) | 4 | Nr | 50 | 200 | 48.5 | 194
Mansour | 28 | ELECTRONIC SAFETY AND SECURITY | 284621.13 | CONVENTIONAL FIRE ALARM SYSTEM | EL | Item | 1300 | Supply, installation, testing, commissioning, putting into satisfactory operation and handing over complete Fire Alarm System ; including all necessary accessories, fittings, Support, fixation, cable bonding and labelling, cable management, licenses and all required software ; complete; As shown on drawings and described in specifications | Fire Alarm Control Unit | F | Heat detector | 3 | Nr | 48 | 144 | 46.56 | 139.68
Mansour | 28 | ELECTRONIC SAFETY AND SECURITY | 284621.13 | CONVENTIONAL FIRE ALARM SYSTEM | EL | Item | 1301 | Fire-alarm signal initiation devices | Fire-alarm signal initiation devices | G | Duct Smoke Detectors | 1 | Item | 332 | 332 | 322.04 | 322.04
Mansour | 28 | ELECTRONIC SAFETY AND SECURITY | 284621.13 | CONVENTIONAL FIRE ALARM SYSTEM | EL | Other | 1302 | Fire-alarm Notification devices | Fire-alarm Notification devices |  | Fire-alarm Notification devices |  |  |  | 0
Mansour | 28 | ELECTRONIC SAFETY AND SECURITY | 284621.13 | CONVENTIONAL FIRE ALARM SYSTEM | EL | Item | 1303 | Fire-alarm signal initiation devices | Fire-alarm signal initiation devices | A | Wall mounted Strobe light - 15 cd | 12 | Nr | 42 | 504 | 40.74 | 488.88
Mansour | 28 | ELECTRONIC SAFETY AND SECURITY | 284621.13 | CONVENTIONAL FIRE ALARM SYSTEM | EL | Item | 1304 | Fire-alarm Notification devices | Fire-alarm Notification devices | B | Wall mounted Strobe light - 30 cd | 2 | Nr | 42 | 84 | 40.74 | 81.48
Mansour | 28 | ELECTRONIC SAFETY AND SECURITY | 284621.13 | CONVENTIONAL FIRE ALARM SYSTEM | EL | Item | 1305 | Fire-alarm signal initiation devices | Fire-alarm signal initiation devices | C | Wall mounted Strobe light - 60 cd | 2 | Nr |  | 0 | 0 | 0
Mansour | 28 | ELECTRONIC SAFETY AND SECURITY | 284621.13 | CONVENTIONAL FIRE ALARM SYSTEM | EL | Item | 1306 | Fire-alarm Notification devices | Fire-alarm Notification devices | C | Wall mounted Strobe light - 95 cd | 1 | Nr | 77 | 77 | 74.69 | 74.69
Mansour | 28 | ELECTRONIC SAFETY AND SECURITY | 284621.13 | CONVENTIONAL FIRE ALARM SYSTEM | EL | Other | 1307 | Addressable interface devices, | Addressable interface devices, |  | Addressable interface devices, |  |  |  | 0
Mansour | 28 | ELECTRONIC SAFETY AND SECURITY | 284621.13 | CONVENTIONAL FIRE ALARM SYSTEM | EL | Item | 1308 | Fire-alarm Notification devices | Fire-alarm Notification devices | D | Control modules; | 2 | Nr | 45 | 90 | 43.65 | 87.3
Mansour | 28 | ELECTRONIC SAFETY AND SECURITY | 284621.13 | CONVENTIONAL FIRE ALARM SYSTEM | EL | Item | 1309 | Addressable interface devices, | Addressable interface devices, | E | Monitoring modules; | 2 | Nr | 45 | 90 | 43.65 | 87.3
Mansour | 28 | ELECTRONIC SAFETY AND SECURITY | 284621.13 | CONVENTIONAL FIRE ALARM SYSTEM | EL | Item | 1310 | Fire-alarm Notification devices | Fire-alarm Notification devices | F | Line isolation modules; | 1 | Item | 45 | 45 | 43.65 | 43.65
Mansour | 28 | ELECTRONIC SAFETY AND SECURITY | 284621.13 | CONVENTIONAL FIRE ALARM SYSTEM | EL | Item | 1311 | Addressable interface devices, | Addressable interface devices, | G | End of line resistor/devices | 4 | Nr | 37 | 148 | 35.89 | 143.56
Mansour | 28 | ELECTRONIC SAFETY AND SECURITY | 284621.13 | CONVENTIONAL FIRE ALARM SYSTEM | EL | Other | 1312 | Fire-alarm Notification devices | Fire-alarm Notification devices | BILL NO. 28 - ELECTRONIC SAFETY AND SECURITY |  |  |  | J.D | 5397
Mansour | 28 | ELECTRONIC SAFETY AND SECURITY | To Summary | To Summary |  | Bill Sum | 1313 | Addressable interface devices, | Addressable interface devices, | To Summary
Mansour | 31 | EARTHWORK | 311000 | SITE CLEARING | GE | Other | 1314 | Fire-alarm Notification devices | Fire-alarm Notification devices |  |  | BILL NO. 31
Mansour | 31 | EARTHWORK | 311000 | SITE CLEARING | GE | Other | 1315 | Addressable interface devices, | Addressable interface devices, |  |  | EARTHWORK
Mansour | 31 | EARTHWORK | 311000 | SITE CLEARING | GE | Other | 1316 | Fire-alarm Notification devices | Fire-alarm Notification devices | Item | Description | Qty | Unit | Rate | Amount
Mansour | 31 | EARTHWORK | 311000 | SITE CLEARING | GE | Other | 1317 | Addressable interface devices, | Addressable interface devices, | [5 empty] | J.D
Mansour | 31 | EARTHWORK | 311000 | SITE CLEARING | GE | Other | 1318 | 311000 - SITE CLEARING | 311000 - SITE CLEARING |  | 311000 - SITE CLEARING
Mansour | 31 | EARTHWORK | 311000 | SITE CLEARING | GE | Other | 1319 | Site preparation | Site preparation |  | Site preparation
Mansour | 31 | EARTHWORK | 311000 | SITE CLEARING | GE | Item | 1320 | 311000 - SITE CLEARING | 311000 - SITE CLEARING | A | Clearing the site generally | 1 | Item |  | 0 | 0 | 0
Mansour | 31 | EARTHWORK | 311000 | SITE CLEARING | GE | Other | 1321 | Excavating | Excavating |  | Excavating
Mansour | 31 | EARTHWORK | 311000 | SITE CLEARING | GE | Item | 1322 | 311000 - SITE CLEARING | 311000 - SITE CLEARING | B | Excavation from existing levels for Foundation, Ground Beams, Pits, trenches and beds | 415 | m3 |  | 0 | 0 | 0
Mansour | 31 | EARTHWORK | 311000 | SITE CLEARING | GE | Other | 1323 | Filling | Filling |  | Filling
Mansour | 31 | EARTHWORK | 311000 | SITE CLEARING | GE | Item | 1324 | Filling | Filling | C | Filling from existing levels to makeup levels | 290 | m3 |  | 0 | 0 | 0
Mansour | 31 | EARTHWORK | 311000 | SITE CLEARING | GE | Other | 1325 | Filling | Filling | BILL No. 31 - EARTHWORK
Mansour | 31 | EARTHWORK | To Summary | To Summary |  | Bill Sum | 1326 | Filling | Filling | To Summary |  |  |  | J.D | 0
Mansour | 32 | EXTERIOR IMPROVEMENTS | 321400 | UNIT PAVING | LS | Other | 1327 | Filling | Filling |  |  | BILL NO. 32
Mansour | 32 | EXTERIOR IMPROVEMENTS | 321400 | UNIT PAVING | LS | Other | 1328 | Filling | Filling |  |  | EXTERIOR IMPROVEMENTS
Mansour | 32 | EXTERIOR IMPROVEMENTS | 321400 | UNIT PAVING | LS | Other | 1329 | Filling | Filling | Item | Description | Qty | Unit | Rate | Amount
Mansour | 32 | EXTERIOR IMPROVEMENTS | 311000 | UNIT PAVING | GE | Other | 1330 | Filling | Filling | [5 empty] | J.D
Mansour | 32 | EXTERIOR IMPROVEMENTS | 321400 | UNIT PAVING | LS | Other | 1331 | 321400 - UNIT PAVING | 321400 - UNIT PAVING |  | 321400 - UNIT PAVING
Mansour | 32 | EXTERIOR IMPROVEMENTS | 321400 | UNIT PAVING | LS | Other | 1332 | Precast concrete curb; ordinary Portland cement, smooth finish, reinforced; including fittings and fixings; complete; as specified and as Drg. A-501; detail 12 | Precast concrete curb; ordinary Portland cement, smooth finish, reinforced; including fittings and fixings; complete; as specified and as Drg. A-501; detail 12 |  | Precast concrete curb; ordinary Portland cement, smooth finish, reinforced; including fittings and fixings; complete; as specified and as Drg. A-501; detail 12
Mansour | 32 | EXTERIOR IMPROVEMENTS | 321400 | UNIT PAVING | LS | Item | 1333 | 321400 - UNIT PAVING | 321400 - UNIT PAVING | A | Curb; 150 x 300 high; with haunches | 210 | m |  | 0 | 0 | 0
Mansour | 32 | EXTERIOR IMPROVEMENTS | 321400 | UNIT PAVING | LS | Other | 1334 | Precast concrete tiles; including bedding mortar; to | Precast concrete tiles; including bedding mortar; to |  | Precast concrete tiles; including bedding mortar; to
Mansour | 32 | EXTERIOR IMPROVEMENTS | 321400 | UNIT PAVING | LS | Item | 1335 | 321400 - UNIT PAVING | 321400 - UNIT PAVING | B | Sidewalks and terraces; 40 thick | 464 | m2 |  | 0 | 0 | 0
Mansour | 32 | EXTERIOR IMPROVEMENTS | 321116.16 | AGGREGATE SUBBASE COURSE | GE | Other | 1336 | 321116.16 - AGGREGATE SUBBASE COURSE | 321116.16 - AGGREGATE SUBBASE COURSE |  | 321116.16 - AGGREGATE SUBBASE COURSE
Mansour | 32 | EXTERIOR IMPROVEMENTS | 321116.16 | AGGREGATE SUBBASE COURSE | GE | Item | 1337 | 321400 - UNIT PAVING | 321400 - UNIT PAVING | C | Subgrade Layer, laid and compacted as specified | 150 | m3 |  | 0 | 0 | 0
Mansour | 32 | EXTERIOR IMPROVEMENTS | 321116.16 | AGGREGATE SUBBASE COURSE | GE | Item | 1338 | 321116.16 - AGGREGATE SUBBASE COURSE | 321116.16 - AGGREGATE SUBBASE COURSE | D | Aggregate Base Course; 200 thick; compacted to 100% Modified AASHTO Density, CBR ≥ 80% | 120 | m3 |  | 0 | 0 | 0
Mansour | 32 | EXTERIOR IMPROVEMENTS | 321216 | ASPHALT PAVING | GE | Other | 1339 | 321216 - ASPHALT PAVING | 321216 - ASPHALT PAVING |  | 321216 - ASPHALT PAVING
Mansour | 32 | EXTERIOR IMPROVEMENTS | 321216 | ASPHALT PAVING | GE | Other | 1340 | 0.5 MESAL | 0.5 MESAL |  | 0.5 MESAL
Mansour | 32 | EXTERIOR IMPROVEMENTS | 321216 | ASPHALT PAVING | GE | Item | 1341 | 321216 - ASPHALT PAVING | 321216 - ASPHALT PAVING | E | Bituminous Prime Coat | 600 | m2 |  | 0 | 0 | 0
Mansour | 32 | EXTERIOR IMPROVEMENTS | 321216 | ASPHALT PAVING | GE | Item | 1342 | 0.5 MESAL | 0.5 MESAL | F | Bituminous Tack Coat | 600 | m2 |  | 0 | 0 | 0
Mansour | 32 | EXTERIOR IMPROVEMENTS | 321216 | ASPHALT PAVING | GE | Item | 1343 | 321216 - ASPHALT PAVING | 321216 - ASPHALT PAVING | G | 60 mm Bituminous Base Course | 37 | m3 |  | 0 | 0 | 0
Mansour | 32 | EXTERIOR IMPROVEMENTS | 321216 | ASPHALT PAVING | GE | Item | 1344 | 0.5 MESAL | 0.5 MESAL | H | 40 mm Bituminous Surface Course | 25 | m3 |  | 0 | 0 | 0
Mansour | 32 | EXTERIOR IMPROVEMENTS | 321216 | ASPHALT PAVING | GE | Other | 1345 | 321216 - ASPHALT PAVING | 321216 - ASPHALT PAVING | BILL No. 32 - EXTERIOR IMPROVEMENTS
Mansour | 32 | EXTERIOR IMPROVEMENTS | To Summary | To Summary |  | Bill Sum | 1346 | 0.5 MESAL | 0.5 MESAL | To Summary |  |  |  | J.D | 0
Mansour | Sum | SUMMARY | SUMMARY | SUMMARY |  | Total Sum | 1347 | SUMMARY | SUMMARY | SUMMARY
Mansour | Sum | SUMMARY |  |  |  | Total Sum | 1348 | SUMMARY | SUMMARY |  |  |  | Amount
Mansour | Sum | SUMMARY |  |  |  | Total Sum | 1349 | SUMMARY | SUMMARY |  |  |  | J.D
Mansour | Sum | SUMMARY |  |  |  | Total Sum | 1350 | SUMMARY | SUMMARY | BILL NO. 1 | GENERAL REQUIREMENTS ( 8% is considered) |  | 31071
Mansour | Sum | SUMMARY |  |  |  | Total Sum | 1351 | SUMMARY | SUMMARY | BILL NO. 2 | SITE CONSTRUCTION |  | 2669
Mansour | Sum | SUMMARY |  |  |  | Total Sum | 1352 | SUMMARY | SUMMARY | BILL NO. 3 | CONCRETE |  | 21141.5
Mansour | Sum | SUMMARY |  |  |  | Total Sum | 1353 | SUMMARY | SUMMARY | BILL NO. 4 | MASONRY |  | 25455
Mansour | Sum | SUMMARY |  |  |  | Total Sum | 1354 | SUMMARY | SUMMARY | BILL NO. 5 | METALS |  | 4256
Mansour | Sum | SUMMARY |  |  |  | Total Sum | 1355 | SUMMARY | SUMMARY | BILL NO. 6 | WOOD AND PLASTICS |  | 2258
Mansour | Sum | SUMMARY |  |  |  | Total Sum | 1356 | SUMMARY | SUMMARY | BILL NO. 7 | THERMAL AND MOISTURE PROTECTION |  | 94637
Mansour | Sum | SUMMARY |  |  |  | Total Sum | 1357 | SUMMARY | SUMMARY | BILL NO. 8 | OPENINGS |  | 81634
Mansour | Sum | SUMMARY |  |  |  | Total Sum | 1358 | SUMMARY | SUMMARY | BILL NO. 9 | FINISHES |  | 112280
Mansour | Sum | SUMMARY |  |  |  | Total Sum | 1359 | SUMMARY | SUMMARY | BILL NO. 10 | SPECIALTIES |  | 4686
Mansour | Sum | SUMMARY |  |  |  | Total Sum | 1360 | SUMMARY | SUMMARY | BILL NO. 11 | EQUIPMENT |  | 0
Mansour | Sum | SUMMARY |  |  |  | Total Sum | 1361 | SUMMARY | SUMMARY | BILL NO. 12 | FURNISHINGS |  | 6581
Mansour | Sum | SUMMARY |  |  |  | Total Sum | 1362 | SUMMARY | SUMMARY | BILL NO. 14 | CONVEYING EQUIPMENT
Mansour | Sum | SUMMARY |  |  |  | Total Sum | 1363 | SUMMARY | SUMMARY | BILL NO. 21 | FIRE SUPPRESSION |  | 42450
Mansour | Sum | SUMMARY |  |  |  | Total Sum | 1364 | SUMMARY | SUMMARY | BILL NO. 22 | PLUMBING |  | 173425
Mansour | Sum | SUMMARY |  |  |  | Total Sum | 1365 | SUMMARY | SUMMARY | BILL NO. 23 | HEATING VENTILATING AND AIR CONDITIONING |  | 118708
Mansour | Sum | SUMMARY |  |  |  | Total Sum | 1366 | SUMMARY | SUMMARY | BILL NO. 26 | ELECTRICAL |  | 297724
Mansour | Sum | SUMMARY |  |  |  | Total Sum | 1367 | SUMMARY | SUMMARY | BILL NO. 27 | COMMUNICATIONS |  | 51098
Mansour | Sum | SUMMARY |  |  |  | Total Sum | 1368 | SUMMARY | SUMMARY | BILL NO. 28 | ELECTRONIC SAFETY AND SECURITY |  | 5397
Mansour | Sum | SUMMARY |  |  |  | Total Sum | 1369 | SUMMARY | SUMMARY | BILL NO. 31 | EARTHWORK
Mansour | Sum | SUMMARY |  |  |  | Total Sum | 1370 | SUMMARY | SUMMARY | BILL NO. 32 | EXTERIOR IMPROVEMENTS
Mansour | Sum | SUMMARY |  |  |  | Total Sum | 1371 | SUMMARY | SUMMARY | TOTAL
Mansour | Sum | SUMMARY |  |  |  | Total Sum | 1372 | SUMMARY | SUMMARY | To Form of Tender |  | J.D | 1075470.5
FAZ | interleaf |  |  |  |  | Other | 1 |  |  | Fuhais - Jordan
FAZ | TOC |  |  |  |  | Other | 2 |  |  | TABLE OF CONTENTS
FAZ | TOC |  |  |  |  | Other | 3 |  |  | 01 | GENERAL REQUIREMENTS
FAZ | TOC |  |  |  |  | Other | 4 |  |  | 02 | SITE CONSTRUCTION
FAZ | TOC |  |  |  |  | Other | 5 |  |  | 03 | CONCRETE
FAZ | TOC |  |  |  |  | Other | 6 |  |  | 04 | MASONRY
FAZ | TOC |  |  |  |  | Other | 7 |  |  | 05 | METALS
FAZ | TOC |  |  |  |  | Other | 8 |  |  | 06 | WOOD AND PLASTICS
FAZ | TOC |  |  |  |  | Other | 9 |  |  | 07 | THERMAL AND MOISTURE PROTECTION
FAZ | TOC |  |  |  |  | Other | 10 |  |  | 08 | OPENINGS
FAZ | TOC |  |  |  |  | Other | 11 |  |  | 09 | FINISHES
FAZ | TOC |  |  |  |  | Other | 12 |  |  | 10 | SPECIALTIES
FAZ | TOC |  |  |  |  | Other | 13 |  |  | 11 | EQUIPMENT
FAZ | TOC |  |  |  |  | Other | 14 |  |  | 12 | FURNISHINGS
FAZ | TOC |  |  |  |  | Other | 15 |  |  | 14 | CONVEYING EQUIPMENT
FAZ | TOC |  |  |  |  | Other | 16 |  |  | 21 | FIRE SUPPRESSION
FAZ | TOC |  |  |  |  | Other | 17 |  |  | 22 | PLUMBING
FAZ | TOC |  |  |  |  | Other | 18 |  |  | 23 | HEATING VENTILATING AND AIR CONDITIONING
FAZ | TOC |  |  |  |  | Other | 19 |  |  | 26 | ELECTRICAL
FAZ | TOC |  |  |  |  | Other | 20 |  |  | 27 | COMMUNICATIONS
FAZ | TOC |  |  |  |  | Other | 21 |  |  | 28 | ELECTRONIC SAFETY AND SECURITY
FAZ | TOC |  |  |  |  | Other | 22 |  |  | 31 | EARTHWORK
FAZ | TOC |  |  |  |  | Other | 23 |  |  | 32 | EXTERIOR IMPROVEMENTS
FAZ | 1 | GENERAL REQUIREMENTS | 010000 | GENERAL REQUIREMENTS | AR | Other | 24 | The Contractor is required to insert and price those Items arising out of the Conditions of Contract and General Requirements of Division 01 of the Specification, which the Contractor considers to have a monetary value and the Contractor wishes to price. Example of such Items are given below. This list may be extended as required. | Conditions of Contract |  |  | BILL NO. 01
FAZ | 1 | GENERAL REQUIREMENTS | 010000 | GENERAL REQUIREMENTS | AR | Other | 25 | The Contractor is required to insert and price those Items arising out of the Conditions of Contract and General Requirements of Division 01 of the Specification, which the Contractor considers to have a monetary value and the Contractor wishes to price. Example of such Items are given below. This list may be extended as required. | Conditions of Contract |  |  | GENERAL REQUIREMENTS
FAZ | 1 | GENERAL REQUIREMENTS | 010000 | GENERAL REQUIREMENTS | AR | Other | 26 | The Contractor is required to insert and price those Items arising out of the Conditions of Contract and General Requirements of Division 01 of the Specification, which the Contractor considers to have a monetary value and the Contractor wishes to price. Example of such Items are given below. This list may be extended as required. | Conditions of Contract | Item | Description | Qty | Unit | Rate | Amount
FAZ | 1 | GENERAL REQUIREMENTS | 010000 | GENERAL REQUIREMENTS | AR | Other | 27 | The Contractor is required to insert and price those Items arising out of the Conditions of Contract and General Requirements of Division 01 of the Specification, which the Contractor considers to have a monetary value and the Contractor wishes to price. Example of such Items are given below. This list may be extended as required. | Conditions of Contract | [5 empty] | J.D
FAZ | 1 | GENERAL REQUIREMENTS | 010000 | GENERAL REQUIREMENTS | AR | Other | 28 | The Contractor is required to insert and price those Items arising out of the Conditions of Contract and General Requirements of Division 01 of the Specification, which the Contractor considers to have a monetary value and the Contractor wishes to price. Example of such Items are given below. This list may be extended as required. | Conditions of Contract |  | 01 - GENERAL REQUIREMENTS
FAZ | 1 | GENERAL REQUIREMENTS | 010000 | GENERAL REQUIREMENTS | AR | Other | 29 | The Contractor is required to insert and price those Items arising out of the Conditions of Contract and General Requirements of Division 01 of the Specification, which the Contractor considers to have a monetary value and the Contractor wishes to price. Example of such Items are given below. This list may be extended as required. | Conditions of Contract |  | CONDITIONS OF CONTRACT
FAZ | 1 | GENERAL REQUIREMENTS | 010000 | GENERAL REQUIREMENTS | AR | Other | 30 | The Contractor is required to insert and price those Items arising out of the Conditions of Contract and General Requirements of Division 01 of the Specification, which the Contractor considers to have a monetary value and the Contractor wishes to price. Example of such Items are given below. This list may be extended as required. | Conditions of Contract |  | The Contractor is required to insert and price those Items arising out of the Conditions of Contract and General Requirements of Division 01 of the Specification, which the Contractor considers to have a monetary value and the Contractor wishes to price. Example of such Items are given below. This list may be extended as required.
FAZ | 1 | GENERAL REQUIREMENTS | 010000 | GENERAL REQUIREMENTS | AR | Other | 31 | The Contractor is required to insert and price those Items arising out of the Conditions of Contract and General Requirements of Division 01 of the Specification, which the Contractor considers to have a monetary value and the Contractor wishes to price. Example of such Items are given below. This list may be extended as required. | Conditions of Contract |  | Conditions of Contract
FAZ | 1 | GENERAL REQUIREMENTS | 010000 | GENERAL REQUIREMENTS | AR | Item | 32 | The Contractor is required to insert and price those Items arising out of the Conditions of Contract and General Requirements of Division 01 of the Specification, which the Contractor considers to have a monetary value and the Contractor wishes to price. Example of such Items are given below. This list may be extended as required. | Conditions of Contract | A | Performance Security | 1 | Item | 5000 | 5000 | 4650 | 4650
FAZ | 1 | GENERAL REQUIREMENTS | 010000 | GENERAL REQUIREMENTS | AR | Item | 33 | The Contractor is required to insert and price those Items arising out of the Conditions of Contract and General Requirements of Division 01 of the Specification, which the Contractor considers to have a monetary value and the Contractor wishes to price. Example of such Items are given below. This list may be extended as required. | Conditions of Contract | B | Insurances as per provision of the Conditions of Contract | 1 | Item | 3000 | 3000 | 2790 | 2790
FAZ | 1 | GENERAL REQUIREMENTS | 010000 | GENERAL REQUIREMENTS | AR | Item | 34 | The Contractor is required to insert and price those Items arising out of the Conditions of Contract and General Requirements of Division 01 of the Specification, which the Contractor considers to have a monetary value and the Contractor wishes to price. Example of such Items are given below. This list may be extended as required. | Conditions of Contract | C | Contractor's facilities, Contractor's temporary facilities including establishment, maintenance and removal from Site | 1 | Item | 20000 | 20000 | 18600 | 18600
FAZ | 1 | GENERAL REQUIREMENTS | 010000 | GENERAL REQUIREMENTS | AR | Item | 35 | The Contractor is required to insert and price those Items arising out of the Conditions of Contract and General Requirements of Division 01 of the Specification, which the Contractor considers to have a monetary value and the Contractor wishes to price. Example of such Items are given below. This list may be extended as required. | Conditions of Contract | D | Maintenance, cleaning and provision of services and supplies for, etc. the Engineer's staff offices provided by the Employer (Refer to Section 015000) | 1 | Item | 37000 | 37000 | 34410 | 34410
FAZ | 1 | GENERAL REQUIREMENTS | 010000 | GENERAL REQUIREMENTS | AR | Other | 36 | The Contractor is required to insert and price those Items arising out of the Conditions of Contract and General Requirements of Division 01 of the Specification, which the Contractor considers to have a monetary value and the Contractor wishes to price. Example of such Items are given below. This list may be extended as required. | Conditions of Contract | GENERAL REQUIREMENTS
FAZ | 1 | GENERAL REQUIREMENTS | To Summary | To Summary |  | Bill Sum | 37 | The Contractor is required to insert and price those Items arising out of the Conditions of Contract and General Requirements of Division 01 of the Specification, which the Contractor considers to have a monetary value and the Contractor wishes to price. Example of such Items are given below. This list may be extended as required. | Conditions of Contract | To Summary |  |  |  | J.D | 65000
FAZ | 2 | SITE CONSTRUCTION | 024119 | SELECTIVE STRUCTURE DEMOLITION | AR | Other | 38 | The Contractor is required to insert and price those Items arising out of the Conditions of Contract and General Requirements of Division 01 of the Specification, which the Contractor considers to have a monetary value and the Contractor wishes to price. Example of such Items are given below. This list may be extended as required. | Conditions of Contract |  |  | BILL NO. 02
FAZ | 2 | SITE CONSTRUCTION | 024119 | SELECTIVE STRUCTURE DEMOLITION | AR | Other | 39 | The Contractor is required to insert and price those Items arising out of the Conditions of Contract and General Requirements of Division 01 of the Specification, which the Contractor considers to have a monetary value and the Contractor wishes to price. Example of such Items are given below. This list may be extended as required. | Conditions of Contract |  |  | SITE CONSTRUCTION
FAZ | 2 | SITE CONSTRUCTION | 024119 | SELECTIVE STRUCTURE DEMOLITION | AR | Other | 40 | The Contractor is required to insert and price those Items arising out of the Conditions of Contract and General Requirements of Division 01 of the Specification, which the Contractor considers to have a monetary value and the Contractor wishes to price. Example of such Items are given below. This list may be extended as required. | Conditions of Contract | Item | Description | Qty | Unit | Rate | Amount
FAZ | 2 | SITE CONSTRUCTION | 024119 | SELECTIVE STRUCTURE DEMOLITION | AR | Other | 41 | The Contractor is required to insert and price those Items arising out of the Conditions of Contract and General Requirements of Division 01 of the Specification, which the Contractor considers to have a monetary value and the Contractor wishes to price. Example of such Items are given below. This list may be extended as required. | Conditions of Contract | [5 empty] | J.D
FAZ | 2 | SITE CONSTRUCTION | 024119 | SELECTIVE STRUCTURE DEMOLITION | AR | Other | 42 | The Contractor is required to insert and price those Items arising out of the Conditions of Contract and General Requirements of Division 01 of the Specification, which the Contractor considers to have a monetary value and the Contractor wishes to price. Example of such Items are given below. This list may be extended as required. | Conditions of Contract |  | 024119 - SELECTIVE STRUCTURE DEMOLITION
FAZ | 2 | SITE CONSTRUCTION | 024119 | SELECTIVE STRUCTURE DEMOLITION | AR | Other | 43 | The Contractor is required to insert and price those Items arising out of the Conditions of Contract and General Requirements of Division 01 of the Specification, which the Contractor considers to have a monetary value and the Contractor wishes to price. Example of such Items are given below. This list may be extended as required. | Conditions of Contract |  | NOTES:
FAZ | 2 | SITE CONSTRUCTION | 024119 | SELECTIVE STRUCTURE DEMOLITION | AR | Other | 44 | The Contractor is required to insert and price those Items arising out of the Conditions of Contract and General Requirements of Division 01 of the Specification, which the Contractor considers to have a monetary value and the Contractor wishes to price. Example of such Items are given below. This list may be extended as required. | Conditions of Contract |  | 1- Should the Employer wish to take any of the materials/furniture from the site before being demolished or after dismantling, contractor shall carefully hand over the selected materials/ items to the employer at a safe location as instructed by the Engineer.
FAZ | 2 | SITE CONSTRUCTION | 024119 | SELECTIVE STRUCTURE DEMOLITION | AR | Other | 45 | The Contractor is required to insert and price those Items arising out of the Conditions of Contract and General Requirements of Division 01 of the Specification, which the Contractor considers to have a monetary value and the Contractor wishes to price. Example of such Items are given below. This list may be extended as required. | Conditions of Contract |  | 2- Debris of materials shall be removed away from the site to an approved dumping areas.
FAZ | 2 | SITE CONSTRUCTION | 024119 | SELECTIVE STRUCTURE DEMOLITION | AR | Other | 46 | The Contractor is required to insert and price those Items arising out of the Conditions of Contract and General Requirements of Division 01 of the Specification, which the Contractor considers to have a monetary value and the Contractor wishes to price. Example of such Items are given below. This list may be extended as required. | Conditions of Contract |  | 3- The contractor is to study the scope of works on the existing site and the design of new additional works and submit for the Engineer's approval, details of the methods of shoring, supporting and protecting the existing and the new works.
FAZ | 2 | SITE CONSTRUCTION | 024119 | SELECTIVE STRUCTURE DEMOLITION | AR | Other | 47 | Demolition | Demolition |  | Demolition
FAZ | 2 | SITE CONSTRUCTION | 024119 | SELECTIVE STRUCTURE DEMOLITION | AR | Item | 48 | The Contractor is required to insert and price those Items arising out of the Conditions of Contract and General Requirements of Division 01 of the Specification, which the Contractor considers to have a monetary value and the Contractor wishes to price. Example of such Items are given below. This list may be extended as required. | Conditions of Contract | A | Demolishing a column and parapet (Refer to first floor sheets) | 17 | m2 | 25 | 425 | 23.25 | 395.25
FAZ | 2 | SITE CONSTRUCTION | 024119 | SELECTIVE STRUCTURE DEMOLITION | AR | Item | 49 | Demolition | Demolition | B | Demolishing beds (Slab on grade) | 73 | m2 |  | 0 | 0 | 0
FAZ | 2 | SITE CONSTRUCTION | 024119 | SELECTIVE STRUCTURE DEMOLITION | AR | Item | 50 | The Contractor is required to insert and price those Items arising out of the Conditions of Contract and General Requirements of Division 01 of the Specification, which the Contractor considers to have a monetary value and the Contractor wishes to price. Example of such Items are given below. This list may be extended as required. | Conditions of Contract | C | Demolishing walls | 22 | m2 |  | 0 | 0 | 0
FAZ | 2 | SITE CONSTRUCTION | 024119 | SELECTIVE STRUCTURE DEMOLITION | AR | Other | 51 | Alteration | Alteration |  | Alteration |  |  | 0
FAZ | 2 | SITE CONSTRUCTION | 024119 | SELECTIVE STRUCTURE DEMOLITION | AR | Item | 52 | The Contractor is required to insert and price those Items arising out of the Conditions of Contract and General Requirements of Division 01 of the Specification, which the Contractor considers to have a monetary value and the Contractor wishes to price. Example of such Items are given below. This list may be extended as required. | Conditions of Contract | A | Cutting solid slab 250mm locally for shafts | 4 | m2 | 25 | 100 | 23.25 | 93
FAZ | 2 | SITE CONSTRUCTION | 024119 | SELECTIVE STRUCTURE DEMOLITION | AR | Item | 53 | Alteration | Alteration | B | Cutting wall 300mm for opening of size 600x200mm | 1 | Nr |  | 0 | 0 | 0
FAZ | 2 | SITE CONSTRUCTION | 024119 | SELECTIVE STRUCTURE DEMOLITION | AR | Item | 54 | The Contractor is required to insert and price those Items arising out of the Conditions of Contract and General Requirements of Division 01 of the Specification, which the Contractor considers to have a monetary value and the Contractor wishes to price. Example of such Items are given below. This list may be extended as required. | Conditions of Contract | C | Coring through Ground beams 250mm in width | 8 | Nr |  | 0 | 0 | 0
FAZ | 2 | SITE CONSTRUCTION | 024119 | SELECTIVE STRUCTURE DEMOLITION | AR | Item | 55 | Alteration | Alteration | B | Coring through a 250mm solid slab | 19 | Nr | 50 | 950 | 46.5 | 883.5
FAZ | 2 | SITE CONSTRUCTION | 024119 | SELECTIVE STRUCTURE DEMOLITION | AR | Item | 56 | The Contractor is required to insert and price those Items arising out of the Conditions of Contract and General Requirements of Division 01 of the Specification, which the Contractor considers to have a monetary value and the Contractor wishes to price. Example of such Items are given below. This list may be extended as required. | Conditions of Contract | E | Coring through beams 600mm in width | 8 | Nr |  | 0 | 0 | 0
FAZ | 2 | SITE CONSTRUCTION | 024119 | SELECTIVE STRUCTURE DEMOLITION | AR | Other | 57 | Architectural Demolition | Demolish and cart away existing block (Solid and/or Hollow) and concrete elements with all finishes; including steel reinforcement, make good all disturbed surround to receive new finishes; complete; as specified, shown on Drawings and Engineer's instructions |  | Architectural Demolition |  |  | 0
FAZ | 2 | SITE CONSTRUCTION | 024119 | SELECTIVE STRUCTURE DEMOLITION | AR | Other | 58 | Architectural Demolition | Demolish and cart away existing block (Solid and/or Hollow) and concrete elements with all finishes; including steel reinforcement, make good all disturbed surround to receive new finishes; complete; as specified, shown on Drawings and Engineer's instructions |  | Demolish and cart away existing block (Solid and/or Hollow) and concrete elements with all finishes; including steel reinforcement, make good all disturbed surround to receive new finishes; complete; as specified, shown on Drawings and Engineer's instructions |  |  | 0
FAZ | 2 | SITE CONSTRUCTION | 024119 | SELECTIVE STRUCTURE DEMOLITION | AR | Item | 59 | Architectural Demolition | Demolish and cart away existing block (Solid and/or Hollow) and concrete elements with all finishes; including steel reinforcement, make good all disturbed surround to receive new finishes; complete; as specified, shown on Drawings and Engineer's instructions | C | Block walls of all thicknesses, approximate quantity (36m2) | 1 | Item | 270 | 270 | 251.1 | 251.1
FAZ | 2 | SITE CONSTRUCTION | 024119 | SELECTIVE STRUCTURE DEMOLITION | AR | Other | 60 | Architectural Demolition | Demolish and cart away existing finish; including all related works, make good all disturbed surround to receive new finish; complete; as specified, shown on Drawings and Engineer's instructions |  | Demolish and cart away existing finish; including all related works, make good all disturbed surround to receive new finish; complete; as specified, shown on Drawings and Engineer's instructions
FAZ | 2 | SITE CONSTRUCTION | 024119 | SELECTIVE STRUCTURE DEMOLITION | AR | Item | 61 | Architectural Demolition | Demolish and cart away existing finish; including all related works, make good all disturbed surround to receive new finish; complete; as specified, shown on Drawings and Engineer's instructions | G | Floor finish of any type, approximate quantity (30m2) | 1 | Item |  | 0 | 0 | 0
FAZ | 2 | SITE CONSTRUCTION | 024119 | SELECTIVE STRUCTURE DEMOLITION | AR | Item | 62 | Architectural Demolition | Demolish and cart away existing finish; including all related works, make good all disturbed surround to receive new finish; complete; as specified, shown on Drawings and Engineer's instructions | H | Wall finish of any type, approximate quantity (10m2) | 1 | Item |  | 0 | 0 | 0
FAZ | 2 | SITE CONSTRUCTION | 024119 | SELECTIVE STRUCTURE DEMOLITION | AR | Item | 63 | Architectural Demolition | Demolish and cart away existing finish; including all related works, make good all disturbed surround to receive new finish; complete; as specified, shown on Drawings and Engineer's instructions | J | Ceiling finish of any type, approximate quantity (30m2) | 1 | Item |  | 0 | 0 | 0
FAZ | 2 | SITE CONSTRUCTION | 024119 | SELECTIVE STRUCTURE DEMOLITION | AR | Other | 64 | Architectural Demolition | Cut and cart away existing block (Solid and/or Hollow) and concrete elements with all finishes; including steel reinforcement, make good all disturbed surround to receive new finishes, construct all required reinforced concrete stiffening elements; as specified, shown on Drawings and Engineer's instructions |  | Cut and cart away existing block (Solid and/or Hollow) and concrete elements with all finishes; including steel reinforcement, make good all disturbed surround to receive new finishes, construct all required reinforced concrete stiffening elements; as specified, shown on Drawings and Engineer's instructions |  |  | 0
FAZ | 2 | SITE CONSTRUCTION | 024119 | SELECTIVE STRUCTURE DEMOLITION | AR | Other | 65 | Architectural Demolition | Cut and cart away existing block (Solid and/or Hollow) and concrete elements with all finishes; including steel reinforcement, make good all disturbed surround to receive new finishes, construct all required reinforced concrete stiffening elements; as specified, shown on Drawings and Engineer's instructions |  | Note: Single or double walls must be measured from one side only |  |  | 0
FAZ | 2 | SITE CONSTRUCTION | 024119 | SELECTIVE STRUCTURE DEMOLITION | AR | Item | 66 | Architectural Demolition | Cut and cart away existing block (Solid and/or Hollow) and concrete elements with all finishes; including steel reinforcement, make good all disturbed surround to receive new finishes, construct all required reinforced concrete stiffening elements; as specified, shown on Drawings and Engineer's instructions | A | Create window opening, approximate area (3m2) | 3 | Nr |  | 0 | 0 | 0
FAZ | 2 | SITE CONSTRUCTION | 024119 | SELECTIVE STRUCTURE DEMOLITION | AR | Item | 67 | Architectural Demolition | Cut and cart away existing block (Solid and/or Hollow) and concrete elements with all finishes; including steel reinforcement, make good all disturbed surround to receive new finishes, construct all required reinforced concrete stiffening elements; as specified, shown on Drawings and Engineer's instructions | B | Create door opening, approximate area (2.5m2) | 10 | Nr |  | 0 | 0 | 0
FAZ | 2 | SITE CONSTRUCTION | 024119 | SELECTIVE STRUCTURE DEMOLITION | AR | Item | 68 | Architectural Demolition | Cut and cart away existing block (Solid and/or Hollow) and concrete elements with all finishes; including steel reinforcement, make good all disturbed surround to receive new finishes, construct all required reinforced concrete stiffening elements; as specified, shown on Drawings and Engineer's instructions | C | Resize and enlarge of window opening, approximate resized area (2m2) | 5 | Nr |  | 0 | 0 | 0
FAZ | 2 | SITE CONSTRUCTION | 024119 | SELECTIVE STRUCTURE DEMOLITION | AR | Item | 69 | Architectural Demolition | Cut and cart away existing block (Solid and/or Hollow) and concrete elements with all finishes; including steel reinforcement, make good all disturbed surround to receive new finishes, construct all required reinforced concrete stiffening elements; as specified, shown on Drawings and Engineer's instructions | A | Create Fire Cabinet openings, approximate area (1m2) | 1 | Nr | 40 | 40 | 37.2 | 37.2
FAZ | 2 | SITE CONSTRUCTION | 024119 | SELECTIVE STRUCTURE DEMOLITION | AR | Item | 70 | Architectural Demolition | Cut and cart away existing block (Solid and/or Hollow) and concrete elements with all finishes; including steel reinforcement, make good all disturbed surround to receive new finishes, construct all required reinforced concrete stiffening elements; as specified, shown on Drawings and Engineer's instructions | E | Create Electrical openings, approximate area (1m2) | 1 | Nr |  |  | 0 | 0
FAZ | 2 | SITE CONSTRUCTION | 024119 | SELECTIVE STRUCTURE DEMOLITION | AR | Other | 71 | Architectural Demolition | Cut and cart away existing block (Solid and/or Hollow) and concrete elements with all finishes; including steel reinforcement, make good all disturbed surround to receive new finishes, construct all required reinforced concrete stiffening elements; as specified, shown on Drawings and Engineer's instructions | BILL NO. 02 - SITE CONSTRUCTION
FAZ | 2 | SITE CONSTRUCTION | To Summary | To Summary |  | Bill Sum | 72 | Architectural Demolition | Cut and cart away existing block (Solid and/or Hollow) and concrete elements with all finishes; including steel reinforcement, make good all disturbed surround to receive new finishes, construct all required reinforced concrete stiffening elements; as specified, shown on Drawings and Engineer's instructions | To Summary |  |  |  | J.D | 1785
FAZ | 3 | CONCRETE | 033000 | CAST - IN PLACE CONCRETE | ST | Other | 73 | Architectural Demolition | Cut and cart away existing block (Solid and/or Hollow) and concrete elements with all finishes; including steel reinforcement, make good all disturbed surround to receive new finishes, construct all required reinforced concrete stiffening elements; as specified, shown on Drawings and Engineer's instructions |  |  | BILL NO. 03
FAZ | 3 | CONCRETE | 033000 | CAST - IN PLACE CONCRETE | ST | Other | 74 | Architectural Demolition | Cut and cart away existing block (Solid and/or Hollow) and concrete elements with all finishes; including steel reinforcement, make good all disturbed surround to receive new finishes, construct all required reinforced concrete stiffening elements; as specified, shown on Drawings and Engineer's instructions |  |  | CONCRETE
FAZ | 3 | CONCRETE | 024119 | CAST - IN PLACE CONCRETE | AR | Other | 75 | Architectural Demolition | Cut and cart away existing block (Solid and/or Hollow) and concrete elements with all finishes; including steel reinforcement, make good all disturbed surround to receive new finishes, construct all required reinforced concrete stiffening elements; as specified, shown on Drawings and Engineer's instructions | Item | Description | Qty | Unit | Rate | Amount
FAZ | 3 | CONCRETE | 024119 | CAST - IN PLACE CONCRETE | AR | Other | 76 | Architectural Demolition | Cut and cart away existing block (Solid and/or Hollow) and concrete elements with all finishes; including steel reinforcement, make good all disturbed surround to receive new finishes, construct all required reinforced concrete stiffening elements; as specified, shown on Drawings and Engineer's instructions | [5 empty] | J.D
FAZ | 3 | CONCRETE | 033000 | CAST - IN PLACE CONCRETE | ST | Other | 77 | Architectural Demolition | Cut and cart away existing block (Solid and/or Hollow) and concrete elements with all finishes; including steel reinforcement, make good all disturbed surround to receive new finishes, construct all required reinforced concrete stiffening elements; as specified, shown on Drawings and Engineer's instructions |  | 033000 - CAST - IN PLACE CONCRETE
FAZ | 3 | CONCRETE | 033000 | CAST - IN PLACE CONCRETE | ST | Other | 78 | Concrete; Compressive strength on cylinder 110 kg/cm2; Ordinary Portland cement (Type I ); plain | Concrete; Compressive strength on cylinder 110 kg/cm2; Ordinary Portland cement (Type I ); plain |  | Concrete; Compressive strength on cylinder 110 kg/cm2; Ordinary Portland cement (Type I ); plain
FAZ | 3 | CONCRETE | 033000 | CAST - IN PLACE CONCRETE | ST | Item | 79 | Architectural Demolition | Cut and cart away existing block (Solid and/or Hollow) and concrete elements with all finishes; including steel reinforcement, make good all disturbed surround to receive new finishes, construct all required reinforced concrete stiffening elements; as specified, shown on Drawings and Engineer's instructions | A | Beds (Slab on grade) | 38 | m3 | 0 | 0 | 0 | 0
FAZ | 3 | CONCRETE | 033000 | CAST - IN PLACE CONCRETE | ST | Item | 80 | Concrete; Compressive strength on cylinder 110 kg/cm2; Ordinary Portland cement (Type I ); plain | Concrete; Compressive strength on cylinder 110 kg/cm2; Ordinary Portland cement (Type I ); plain | B | Foundation | 6 | m3 | 0 | 0 | 0 | 0
FAZ | 3 | CONCRETE | 033000 | CAST - IN PLACE CONCRETE | ST | Item | 81 | Architectural Demolition | Cut and cart away existing block (Solid and/or Hollow) and concrete elements with all finishes; including steel reinforcement, make good all disturbed surround to receive new finishes, construct all required reinforced concrete stiffening elements; as specified, shown on Drawings and Engineer's instructions | C | Ground beams | 5 | m3 | 0 | 0 | 0 | 0
FAZ | 3 | CONCRETE | 033000 | CAST - IN PLACE CONCRETE | ST | Other | 82 | Concrete; Compression strength on cylinder 300 kg/cm2; Ordinary Portland cement Type I; including basic and plain finish formwork reinforced | Concrete; Compression strength on cylinder 300 kg/cm2; Ordinary Portland cement Type I; including basic and plain finish formwork reinforced |  | Concrete; Compression strength on cylinder 300 kg/cm2; Ordinary Portland cement Type I; including basic and plain finish formwork reinforced |  |  | 0
FAZ | 3 | CONCRETE | 033000 | CAST - IN PLACE CONCRETE | ST | Item | 83 | Architectural Demolition | Cut and cart away existing block (Solid and/or Hollow) and concrete elements with all finishes; including steel reinforcement, make good all disturbed surround to receive new finishes, construct all required reinforced concrete stiffening elements; as specified, shown on Drawings and Engineer's instructions | D | Strip Footings | 80 | m3 | 0 | 0 | 0 | 0
FAZ | 3 | CONCRETE | 033000 | CAST - IN PLACE CONCRETE | ST | Item | 84 | Concrete; Compression strength on cylinder 300 kg/cm2; Ordinary Portland cement Type I; including basic and plain finish formwork reinforced | Concrete; Compression strength on cylinder 300 kg/cm2; Ordinary Portland cement Type I; including basic and plain finish formwork reinforced | E | Ground Beams | 30 | m3 | 0 | 0 | 0 | 0
FAZ | 3 | CONCRETE | 033000 | CAST - IN PLACE CONCRETE | ST | Item | 85 | Architectural Demolition | Cut and cart away existing block (Solid and/or Hollow) and concrete elements with all finishes; including steel reinforcement, make good all disturbed surround to receive new finishes, construct all required reinforced concrete stiffening elements; as specified, shown on Drawings and Engineer's instructions | F | Columns | 1 | m3 | 0 | 0 | 0 | 0
FAZ | 3 | CONCRETE | 033000 | CAST - IN PLACE CONCRETE | ST | Item | 86 | Concrete; Compression strength on cylinder 300 kg/cm2; Ordinary Portland cement Type I; including basic and plain finish formwork reinforced | Concrete; Compression strength on cylinder 300 kg/cm2; Ordinary Portland cement Type I; including basic and plain finish formwork reinforced | G | Retaining walls | 50 | m3 | 0 | 0 | 0 | 0
FAZ | 3 | CONCRETE | 033000 | CAST - IN PLACE CONCRETE | ST | Item | 87 | Architectural Demolition | Cut and cart away existing block (Solid and/or Hollow) and concrete elements with all finishes; including steel reinforcement, make good all disturbed surround to receive new finishes, construct all required reinforced concrete stiffening elements; as specified, shown on Drawings and Engineer's instructions | A | Solid Slab | 20 | m3 | 119 | 2380 | 110.67 | 2213.4
FAZ | 3 | CONCRETE | 033000 | CAST - IN PLACE CONCRETE | ST | Item | 88 | Concrete; Compression strength on cylinder 300 kg/cm2; Ordinary Portland cement Type I; including basic and plain finish formwork reinforced | Concrete; Compression strength on cylinder 300 kg/cm2; Ordinary Portland cement Type I; including basic and plain finish formwork reinforced | B | Beams | 5 | m3 | 125 | 625 | 116.25 | 581.25
FAZ | 3 | CONCRETE | 033000 | CAST - IN PLACE CONCRETE | ST | Item | 89 | Architectural Demolition | Cut and cart away existing block (Solid and/or Hollow) and concrete elements with all finishes; including steel reinforcement, make good all disturbed surround to receive new finishes, construct all required reinforced concrete stiffening elements; as specified, shown on Drawings and Engineer's instructions | K | Stairs | 1 | m3 |  | 0 | 0 | 0
FAZ | 3 | CONCRETE | 033000 | CAST - IN PLACE CONCRETE | ST | Item | 90 | Concrete; Compression strength on cylinder 300 kg/cm2; Ordinary Portland cement Type I; including basic and plain finish formwork reinforced | Concrete; Compression strength on cylinder 300 kg/cm2; Ordinary Portland cement Type I; including basic and plain finish formwork reinforced | C | Upstands | 5 | m3 | 125 | 625 | 116.25 | 581.25
FAZ | 3 | CONCRETE | 033000 | CAST - IN PLACE CONCRETE | ST | Item | 91 | Architectural Demolition | Cut and cart away existing block (Solid and/or Hollow) and concrete elements with all finishes; including steel reinforcement, make good all disturbed surround to receive new finishes, construct all required reinforced concrete stiffening elements; as specified, shown on Drawings and Engineer's instructions | D | Precast panel (Thickness of 100mm, as shown on drawings) | 32 | m2 | 38 | 1216 | 35.34 | 1130.88
FAZ | 3 | CONCRETE | 033000 | CAST - IN PLACE CONCRETE | ST | Item | 92 | Concrete; Compression strength on cylinder 300 kg/cm2; Ordinary Portland cement Type I; including basic and plain finish formwork reinforced | Concrete; Compression strength on cylinder 300 kg/cm2; Ordinary Portland cement Type I; including basic and plain finish formwork reinforced | E | Concrete pads | 2 | m3 | 125 | 250 | 116.25 | 232.5
FAZ | 3 | CONCRETE | 033000 | CAST - IN PLACE CONCRETE | ST | Other | 93 | Concrete; Compression strength on cylinder 250 kg/cm2; Ordinary Portland cement Type I; including basic and plain finish formwork reinforced | Concrete; Compression strength on cylinder 250 kg/cm2; Ordinary Portland cement Type I; including basic and plain finish formwork reinforced |  | Concrete; Compression strength on cylinder 250 kg/cm2; Ordinary Portland cement Type I; including basic and plain finish formwork reinforced
FAZ | 3 | CONCRETE | 033000 | CAST - IN PLACE CONCRETE | ST | Item | 94 | Concrete; Compression strength on cylinder 300 kg/cm2; Ordinary Portland cement Type I; including basic and plain finish formwork reinforced | Concrete; Compression strength on cylinder 300 kg/cm2; Ordinary Portland cement Type I; including basic and plain finish formwork reinforced | B | Beds (Slab on grade) | 93 | m3 |  | 0 | 0 | 0
FAZ | 3 | CONCRETE | 033000 | CAST - IN PLACE CONCRETE | ST | Other | 95 | Bar reinforcement | Bar reinforcement |  | Bar reinforcement
FAZ | 3 | CONCRETE | 033000 | CAST - IN PLACE CONCRETE | ST | Item | 96 | Concrete; Compression strength on cylinder 300 kg/cm2; Ordinary Portland cement Type I; including basic and plain finish formwork reinforced | Concrete; Compression strength on cylinder 300 kg/cm2; Ordinary Portland cement Type I; including basic and plain finish formwork reinforced | A | High yield steel | 2.5 | T | 2346 | 5865 | 2181.78 | 5454.45
FAZ | 3 | CONCRETE | 033000 | CAST - IN PLACE CONCRETE | ST | Other | 97 | Dowel Bars Planted With Epoxy Mortar | Dowel Bars Planted With Epoxy Mortar |  | Dowel Bars Planted With Epoxy Mortar
FAZ | 3 | CONCRETE | 033000 | CAST - IN PLACE CONCRETE | ST | Item | 98 | Concrete; Compression strength on cylinder 300 kg/cm2; Ordinary Portland cement Type I; including basic and plain finish formwork reinforced | Concrete; Compression strength on cylinder 300 kg/cm2; Ordinary Portland cement Type I; including basic and plain finish formwork reinforced | B | T10 bars | 210 | Nr | 7 | 1470 | 6.51 | 1367.1
FAZ | 3 | CONCRETE | 033000 | CAST - IN PLACE CONCRETE | ST | Item | 99 | Dowel Bars Planted With Epoxy Mortar | Dowel Bars Planted With Epoxy Mortar | C | T12 bars | 330 | Nr | 8 | 2640 | 7.44 | 2455.2
FAZ | 3 | CONCRETE | 033000 | CAST - IN PLACE CONCRETE | ST | Item | 100 | Concrete; Compression strength on cylinder 300 kg/cm2; Ordinary Portland cement Type I; including basic and plain finish formwork reinforced | Concrete; Compression strength on cylinder 300 kg/cm2; Ordinary Portland cement Type I; including basic and plain finish formwork reinforced | D | T14 bars | 102 | Nr | 9 | 918 | 8.37 | 853.74
FAZ | 3 | CONCRETE | 033000 | CAST - IN PLACE CONCRETE | ST | Item | 101 | Dowel Bars Planted With Epoxy Mortar | Dowel Bars Planted With Epoxy Mortar | G | T18 bars | 30 | Nr |  | 0 | 0 | 0
FAZ | 3 | CONCRETE | 033000 | CAST - IN PLACE CONCRETE | ST | Item | 102 | Concrete; Compression strength on cylinder 300 kg/cm2; Ordinary Portland cement Type I; including basic and plain finish formwork reinforced | Concrete; Compression strength on cylinder 300 kg/cm2; Ordinary Portland cement Type I; including basic and plain finish formwork reinforced | E | T20 bars | 4 | Nr | 13 | 52 | 12.09 | 48.36
FAZ | 3 | CONCRETE | 033000 | CAST - IN PLACE CONCRETE | ST | Item | 103 | Dowel Bars Planted With Epoxy Mortar | Dowel Bars Planted With Epoxy Mortar | F | T25 bars | 8 | Nr | 17 | 136 | 15.81 | 126.48
FAZ | 3 | CONCRETE | 035440 | CEMENT BASED SCREED | AR | Other | 104 | 035440 - CEMENT BASED SCREED | 035440 - CEMENT BASED SCREED |  | 035440 - CEMENT BASED SCREED
FAZ | 3 | CONCRETE | 035440 | CEMENT BASED SCREED | AR | Other | 105 | Cement-sand screed; finished to receive sheet membrane; laid to falls and cross falls; to | Cement-sand screed; finished to receive sheet membrane; laid to falls and cross falls; to |  | Cement-sand screed; finished to receive sheet membrane; laid to falls and cross falls; to
FAZ | 3 | CONCRETE | 035440 | CEMENT BASED SCREED | AR | Item | 106 | 035440 - CEMENT BASED SCREED | 035440 - CEMENT BASED SCREED | A | Roofs; 30 minimum thick | 1144 | m2 | 5 | 5720 | 4.65 | 5319.6
FAZ | 3 | CONCRETE | 035440 | CEMENT BASED SCREED | AR | Item | 107 | Cement-sand screed; finished to receive sheet membrane; laid to falls and cross falls; to | Cement-sand screed; finished to receive sheet membrane; laid to falls and cross falls; to | B | Balcony; 50 minimum thick | 138 | m2 | 6 | 828 | 5.58 | 770.04
FAZ | 3 | CONCRETE | 035440 | CEMENT BASED SCREED | AR | Item | 108 | 035440 - CEMENT BASED SCREED | 035440 - CEMENT BASED SCREED | C | Triangular fillet; 50 x 50 | 419 | m | 2 | 838 | 1.86 | 779.34
FAZ | 3 | CONCRETE | 035440 | CEMENT BASED SCREED | AR | Other | 109 | Cement-sand screed topping; trowelled finish; to receive finish; to | Cement-sand screed topping; trowelled finish; to receive finish; to |  | Cement-sand screed topping; trowelled finish; to receive finish; to
FAZ | 3 | CONCRETE | 035440 | CEMENT BASED SCREED | AR | Item | 110 | 035440 - CEMENT BASED SCREED | 035440 - CEMENT BASED SCREED | D | Floors; 100 thick | 64 | m2 | 8 | 512 | 7.44 | 476.16
FAZ | 3 | CONCRETE | 035440 | CEMENT BASED SCREED | AR | Item | 111 | Cement-sand screed topping; trowelled finish; to receive finish; to | Cement-sand screed topping; trowelled finish; to receive finish; to | E | Trench; 30 minimum; laid to falls | 8 | m2 | 10 | 80 | 9.3 | 74.4
FAZ | 3 | CONCRETE | 035440 | CEMENT BASED SCREED | AR | Item | 112 | 035440 - CEMENT BASED SCREED | 035440 - CEMENT BASED SCREED | F | Skirtings; 100 high | 70 | m | 3 | 210 | 2.79 | 195.3
FAZ | 3 | CONCRETE | 035440 | CEMENT BASED SCREED | AR | Other | 113 | Cement-sand screed filling; to receive finish; to | Cement-sand screed filling; to receive finish; to |  | Cement-sand screed filling; to receive finish; to
FAZ | 3 | CONCRETE | 035440 | CEMENT BASED SCREED | AR | Item | 114 | 035440 - CEMENT BASED SCREED | 035440 - CEMENT BASED SCREED | G | To Sunken slabs | 3 | m2 |  | 0 | 0 | 0
FAZ | 3 | CONCRETE | 035440 | CEMENT BASED SCREED | AR | Other | 115 | Cement-sand screed filling; to receive finish; to | Cement-sand screed filling; to receive finish; to | BILL NO. 03 - CONCRETE
FAZ | 3 | CONCRETE | To Summary | To Summary |  | Bill Sum | 116 | 035440 - CEMENT BASED SCREED | 035440 - CEMENT BASED SCREED | To Summary |  |  |  | J.D | 24365
FAZ | 4 | MASONRY | 042000 | UNIT MASONRY | AR | Other | 117 | Cement-sand screed filling; to receive finish; to | Cement-sand screed filling; to receive finish; to |  |  | BILL NO. 4
FAZ | 4 | MASONRY | 042000 | UNIT MASONRY | AR | Other | 118 | 035440 - CEMENT BASED SCREED | 035440 - CEMENT BASED SCREED |  |  | MASONRY
FAZ | 4 | MASONRY | 042000 | UNIT MASONRY | AR | Other | 119 | Cement-sand screed filling; to receive finish; to | Cement-sand screed filling; to receive finish; to | Item | Description | Qty | Unit | Rate | Amount
FAZ | 4 | MASONRY | 042000 | UNIT MASONRY | AR | Other | 120 | 035440 - CEMENT BASED SCREED | 035440 - CEMENT BASED SCREED | [5 empty] | J.D
FAZ | 4 | MASONRY | 042000 | UNIT MASONRY | AR | Other | 121 | 042000 - UNIT MASONRY | 042000 - UNIT MASONRY |  | 042000 - UNIT MASONRY
FAZ | 4 | MASONRY | 042000 | UNIT MASONRY | AR | Other | 122 | Concrete hollow blocks; ordinary Portland cement; including mortar bedding and jointing; to | Concrete hollow blocks; ordinary Portland cement; including mortar bedding and jointing; to |  | Concrete hollow blocks; ordinary Portland cement; including mortar bedding and jointing; to
FAZ | 4 | MASONRY | 042000 | UNIT MASONRY | AR | Item | 123 | 042000 - UNIT MASONRY | 042000 - UNIT MASONRY | A | Walls; 100 thick | 517 | m2 |  | 0 | 0 | 0
FAZ | 4 | MASONRY | 042000 | UNIT MASONRY | AR | Item | 124 | Concrete hollow blocks; ordinary Portland cement; including mortar bedding and jointing; to | Concrete hollow blocks; ordinary Portland cement; including mortar bedding and jointing; to | B | Walls; 100 thick curved | 60 | m2 |  | 0 | 0 | 0
FAZ | 4 | MASONRY | 042000 | UNIT MASONRY | AR | Item | 125 | 042000 - UNIT MASONRY | 042000 - UNIT MASONRY | C | Walls; 150 thick | 164 | m2 |  | 0 | 0 | 0
FAZ | 4 | MASONRY | 042000 | UNIT MASONRY | AR | Other | 126 | Concrete blocks; ordinary Portland cement; including mortar bedding and jointing; fire rated; to | Concrete blocks; ordinary Portland cement; including mortar bedding and jointing; fire rated; to |  | Concrete blocks; ordinary Portland cement; including mortar bedding and jointing; fire rated; to
FAZ | 4 | MASONRY | 042000 | UNIT MASONRY | AR | Item | 127 | 042000 - UNIT MASONRY | 042000 - UNIT MASONRY | D | Walls; 200 thick; 30 minutes | 34 | m2 |  | 0 | 0 | 0
FAZ | 4 | MASONRY | 042000 | UNIT MASONRY | AR | Item | 128 | Concrete blocks; ordinary Portland cement; including mortar bedding and jointing; fire rated; to | Concrete blocks; ordinary Portland cement; including mortar bedding and jointing; fire rated; to | A | Walls; 100 thick; 60 minutes | 14 | m2 | 13 | 182 | 12.09 | 169.26
FAZ | 4 | MASONRY | 042000 | UNIT MASONRY | AR | Item | 129 | 042000 - UNIT MASONRY | 042000 - UNIT MASONRY | F | Walls; 150 thick; 60 minutes | 135 | m2 |  | 0 | 0 | 0
FAZ | 4 | MASONRY | 042000 | UNIT MASONRY | AR | Item | 130 | Concrete blocks; ordinary Portland cement; including mortar bedding and jointing; fire rated; to | Concrete blocks; ordinary Portland cement; including mortar bedding and jointing; fire rated; to | G | Walls; 200 thick; 60 minutes | 56 | m2 |  | 0 | 0 | 0
FAZ | 4 | MASONRY | 042300 | GLASS UNIT MASONRY | AR | Other | 131 | 042300 - GLASS UNIT MASONRY | 042300 - GLASS UNIT MASONRY |  | 042300 - GLASS UNIT MASONRY
FAZ | 4 | MASONRY | 042313 | VERTICAL GLASS UNIT MASONRY | AR | Other | 132 | 042313 - VERTICAL GLASS UNIT MASONRY | 042313 - VERTICAL GLASS UNIT MASONRY |  | 042313 - VERTICAL GLASS UNIT MASONRY
FAZ | 4 | MASONRY | 042313 | VERTICAL GLASS UNIT MASONRY | AR | Other | 133 | Glass block partitions; including all necessary fixings and fittings materials; as specified and as shown on Drawings | Glass block partitions; including all necessary fixings and fittings materials; as specified and as shown on Drawings |  | Glass block partitions; including all necessary fixings and fittings materials; as specified and as shown on Drawings
FAZ | 4 | MASONRY | 042313 | VERTICAL GLASS UNIT MASONRY | AR | Item | 134 | 042313 - VERTICAL GLASS UNIT MASONRY | 042313 - VERTICAL GLASS UNIT MASONRY | B | To external elevations | 7 | m2 | 188 | 1316 | 174.84 | 1223.88
FAZ | 4 | MASONRY | 042313 | VERTICAL GLASS UNIT MASONRY | AR | Item | 135 | Glass block partitions; including all necessary fixings and fittings materials; as specified and as shown on Drawings | Glass block partitions; including all necessary fixings and fittings materials; as specified and as shown on Drawings | C | Partitions | 22 | m2 | 188 | 4136 | 174.84 | 3846.48
FAZ | 4 | MASONRY | 044200 | EXTERIOR STONE CLADDING | AR | Other | 136 | 044200 - EXTERIOR STONE CLADDING | 044200 - EXTERIOR STONE CLADDING |  | 044200 - EXTERIOR STONE CLADDING
FAZ | 4 | MASONRY | 044200 | EXTERIOR STONE CLADDING | AR | Other | 137 | Limestone cladding slabs and features; 30 mm thick; best quality limestone; including backing mortar, water repellents, and all necessary fixings and fittings materials; as specified and as shown on Drawings | Limestone cladding slabs and features; 30 mm thick; best quality limestone; including backing mortar, water repellents, and all necessary fixings and fittings materials; as specified and as shown on Drawings |  | Limestone cladding slabs and features; 30 mm thick; best quality limestone; including backing mortar, water repellents, and all necessary fixings and fittings materials; as specified and as shown on Drawings
FAZ | 4 | MASONRY | 044200 | EXTERIOR STONE CLADDING | AR | Item | 138 | 044200 - EXTERIOR STONE CLADDING | 044200 - EXTERIOR STONE CLADDING | A | Walls; 30 thick | 268 | m2 | 53 | 14204 | 49.29 | 13209.72
FAZ | 4 | MASONRY | 044200 | EXTERIOR STONE CLADDING | AR | Item | 139 | Limestone cladding slabs and features; 30 mm thick; best quality limestone; including backing mortar, water repellents, and all necessary fixings and fittings materials; as specified and as shown on Drawings | Limestone cladding slabs and features; 30 mm thick; best quality limestone; including backing mortar, water repellents, and all necessary fixings and fittings materials; as specified and as shown on Drawings | B | Copings; 30 thick | 30 | m2 | 44 | 1320 | 40.92 | 1227.6
FAZ | 4 | MASONRY | 044200 | EXTERIOR STONE CLADDING | AR | Other | 140 | 044200 - EXTERIOR STONE CLADDING | 044200 - EXTERIOR STONE CLADDING | BILL N0. 4 - MASONRY
FAZ | 4 | MASONRY | To Summary | To Summary |  | Bill Sum | 141 | Limestone cladding slabs and features; 30 mm thick; best quality limestone; including backing mortar, water repellents, and all necessary fixings and fittings materials; as specified and as shown on Drawings | Limestone cladding slabs and features; 30 mm thick; best quality limestone; including backing mortar, water repellents, and all necessary fixings and fittings materials; as specified and as shown on Drawings | To Summary |  |  |  | J.D | 21158
FAZ | 5 | METALS | 055000 | METAL FABRICATIONS | AR | Other | 142 | 044200 - EXTERIOR STONE CLADDING | 044200 - EXTERIOR STONE CLADDING | BILL NO. 5
FAZ | 5 | METALS | 055000 | METAL FABRICATIONS | AR | Other | 143 | Limestone cladding slabs and features; 30 mm thick; best quality limestone; including backing mortar, water repellents, and all necessary fixings and fittings materials; as specified and as shown on Drawings | Limestone cladding slabs and features; 30 mm thick; best quality limestone; including backing mortar, water repellents, and all necessary fixings and fittings materials; as specified and as shown on Drawings | METALS
FAZ | 5 | METALS | 055000 | METAL FABRICATIONS | AR | Other | 144 | 044200 - EXTERIOR STONE CLADDING | 044200 - EXTERIOR STONE CLADDING | Item | Description | Qty | Unit | Rate | Amount
FAZ | 5 | METALS | 055000 | METAL FABRICATIONS | AR | Other | 145 | Limestone cladding slabs and features; 30 mm thick; best quality limestone; including backing mortar, water repellents, and all necessary fixings and fittings materials; as specified and as shown on Drawings | Limestone cladding slabs and features; 30 mm thick; best quality limestone; including backing mortar, water repellents, and all necessary fixings and fittings materials; as specified and as shown on Drawings | [5 empty] | J.D
FAZ | 5 | METALS | 055000 | METAL FABRICATIONS | AR | Other | 146 | 055000 - METAL FABRICATIONS | 055000 - METAL FABRICATIONS |  | 055000 - METAL FABRICATIONS
FAZ | 5 | METALS | 055000 | METAL FABRICATIONS | AR | Other | 147 | Access ladders; galvanized mild steel; comprising flat strings and bar rungs; including brackets, anchor bolts, polyurethane paint, fittings and fixings; complete; as specified and as Drg. A-502 | Access ladders; galvanized mild steel; comprising flat strings and bar rungs; including brackets, anchor bolts, polyurethane paint, fittings and fixings; complete; as specified and as Drg. A-502 |  | Access ladders; galvanized mild steel; comprising flat strings and bar rungs; including brackets, anchor bolts, polyurethane paint, fittings and fixings; complete; as specified and as Drg. A-502
FAZ | 5 | METALS | 055000 | METAL FABRICATIONS | AR | Item | 148 | 055000 - METAL FABRICATIONS | 055000 - METAL FABRICATIONS | A | Size 400 x 3100 rise; detail 1 | 1 | Nr | 290 | 290 | 269.7 | 269.7
FAZ | 5 | METALS | 055000 | METAL FABRICATIONS | AR | Item | 149 | Access ladders; galvanized mild steel; comprising flat strings and bar rungs; including brackets, anchor bolts, polyurethane paint, fittings and fixings; complete; as specified and as Drg. A-502 | Access ladders; galvanized mild steel; comprising flat strings and bar rungs; including brackets, anchor bolts, polyurethane paint, fittings and fixings; complete; as specified and as Drg. A-502 | B | Size 450 x 3500 rise; with extended; detail 4 | 1 | Nr | 310 | 310 | 288.3 | 288.3
FAZ | 5 | METALS | 055000 | METAL FABRICATIONS | AR | Item | 150 | 055000 - METAL FABRICATIONS | 055000 - METAL FABRICATIONS | C | Size 450 x 3800 rise; with extended; detail 4 | 1 | Nr | 345 | 345 | 320.85 | 320.85
FAZ | 5 | METALS | 055000 | METAL FABRICATIONS | AR | Item | 151 | Access ladders; galvanized mild steel; comprising flat strings and bar rungs; including brackets, anchor bolts, polyurethane paint, fittings and fixings; complete; as specified and as Drg. A-502 | Access ladders; galvanized mild steel; comprising flat strings and bar rungs; including brackets, anchor bolts, polyurethane paint, fittings and fixings; complete; as specified and as Drg. A-502 | D | Size 450 x 4000 rise; with extended; detail 4 | 1 | Nr | 360 | 360 | 334.8 | 334.8
FAZ | 5 | METALS | 055000 | METAL FABRICATIONS | AR | Other | 152 | Burglar bar protection; comprising steel bar welded to steel box frame; including epoxy paint, ironmongery, fittings and fixings; complete; as specified and as Drg. A-600 | Burglar bar protection; comprising steel bar welded to steel box frame; including epoxy paint, ironmongery, fittings and fixings; complete; as specified and as Drg. A-600 |  | Burglar bar protection; comprising steel bar welded to steel box frame; including epoxy paint, ironmongery, fittings and fixings; complete; as specified and as Drg. A-600
FAZ | 5 | METALS | 055000 | METAL FABRICATIONS | AR | Item | 153 | Access ladders; galvanized mild steel; comprising flat strings and bar rungs; including brackets, anchor bolts, polyurethane paint, fittings and fixings; complete; as specified and as Drg. A-502 | Access ladders; galvanized mild steel; comprising flat strings and bar rungs; including brackets, anchor bolts, polyurethane paint, fittings and fixings; complete; as specified and as Drg. A-502 | E | Type 02; size 1800 x 2300 high | 1 | Nr |  | 0 | 0 | 0
FAZ | 5 | METALS | 055213 | PIPE AND TUBE RAILINGS | AR | Other | 154 | 055213 - PIPE AND TUBE RAILINGS | 055213 - PIPE AND TUBE RAILINGS |  | 055213 - PIPE AND TUBE RAILINGS
FAZ | 5 | METALS | 055213 | PIPE AND TUBE RAILINGS | AR | Other | 155 | Balustrades and handrails; constructed from galvanized tubular steel, finish to receive paint; comprising 60 diameter top rail, 25 diameter intermediate rails, 37.5 diameter posts; including mild steel cover flange, anchored to concrete; fittings and fixings; complete; as specified and as Drg. A-501; detail 1 | Balustrades and handrails; constructed from galvanized tubular steel, finish to receive paint; comprising 60 diameter top rail, 25 diameter intermediate rails, 37.5 diameter posts; including mild steel cover flange, anchored to concrete; fittings and fixings; complete; as specified and as Drg. A-501; detail 1 |  | Balustrades and handrails; constructed from galvanized tubular steel, finish to receive paint; comprising 60 diameter top rail, 25 diameter intermediate rails, 37.5 diameter posts; including mild steel cover flange, anchored to concrete; fittings and fixings; complete; as specified and as Drg. A-501; detail 1
FAZ | 5 | METALS | 055213 | PIPE AND TUBE RAILINGS | AR | Item | 156 | 055213 - PIPE AND TUBE RAILINGS | 055213 - PIPE AND TUBE RAILINGS | A | 600 high; horizontal | 25 | m |  | 0 | 0 | 0
FAZ | 5 | METALS | 055213 | PIPE AND TUBE RAILINGS | AR | Other | 157 | Steel handrail and balustrades; comprising 60 diameter tubular steel section handrail, 25 diameter steel rail and 40 x 10 steel support; including steel cover flange, anchored to concrete; fittings and fixings; complete; as specified and as Drg. A-503; detail 10 | Steel handrail and balustrades; comprising 60 diameter tubular steel section handrail, 25 diameter steel rail and 40 x 10 steel support; including steel cover flange, anchored to concrete; fittings and fixings; complete; as specified and as Drg. A-503; detail 10 |  | Steel handrail and balustrades; comprising 60 diameter tubular steel section handrail, 25 diameter steel rail and 40 x 10 steel support; including steel cover flange, anchored to concrete; fittings and fixings; complete; as specified and as Drg. A-503; detail 10
FAZ | 5 | METALS | 055213 | PIPE AND TUBE RAILINGS | AR | Item | 158 | 055213 - PIPE AND TUBE RAILINGS | 055213 - PIPE AND TUBE RAILINGS | B | 200 high; top of wall; horizontal | 3 | m |  | 0 | 0 | 0
FAZ | 5 | METALS | 055213 | PIPE AND TUBE RAILINGS | AR | Item | 159 | Steel handrail and balustrades; comprising 60 diameter tubular steel section handrail, 25 diameter steel rail and 40 x 10 steel support; including steel cover flange, anchored to concrete; fittings and fixings; complete; as specified and as Drg. A-503; detail 10 | Steel handrail and balustrades; comprising 60 diameter tubular steel section handrail, 25 diameter steel rail and 40 x 10 steel support; including steel cover flange, anchored to concrete; fittings and fixings; complete; as specified and as Drg. A-503; detail 10 | C | 200 high; top of wall; raking | 29 | m |  | 0 | 0 | 0
FAZ | 5 | METALS | 055300 | METAL GRATINGS | AR | Other | 160 | 055300 - METAL GRATINGS | 055300 - METAL GRATINGS |  | 055300 - METAL GRATINGS
FAZ | 5 | METALS | 055300 | METAL GRATINGS | AR | Other | 161 | Trench cover, ductile iron grating; comprising solid rectangular bearing bars; including galvanized steel angle frame set in concrete, fixings and fittings; complete; as specified and as Drg. A-501; detail 8 | Trench cover, ductile iron grating; comprising solid rectangular bearing bars; including galvanized steel angle frame set in concrete, fixings and fittings; complete; as specified and as Drg. A-501; detail 8 |  | Trench cover, ductile iron grating; comprising solid rectangular bearing bars; including galvanized steel angle frame set in concrete, fixings and fittings; complete; as specified and as Drg. A-501; detail 8
FAZ | 5 | METALS | 055300 | METAL GRATINGS | AR | Item | 162 | 055300 - METAL GRATINGS | 055300 - METAL GRATINGS | A | 300 wide | 6 | m | 125 | 750 | 116.25 | 697.5
FAZ | 5 | METALS | 055300 | METAL GRATINGS | AR | Item | 163 | Trench cover, ductile iron grating; comprising solid rectangular bearing bars; including galvanized steel angle frame set in concrete, fixings and fittings; complete; as specified and as Drg. A-501; detail 8 | Trench cover, ductile iron grating; comprising solid rectangular bearing bars; including galvanized steel angle frame set in concrete, fixings and fittings; complete; as specified and as Drg. A-501; detail 8 | B | Cover; 1000 x 1000 | 1 | Nr | 350 | 350 | 325.5 | 325.5
FAZ | 5 | METALS | 057300 | DECORATIVE METAL RAILINGS | AR | Other | 164 | 057300 - DECORATIVE METAL RAILINGS | 057300 - DECORATIVE METAL RAILINGS |  | 057300 - DECORATIVE METAL RAILINGS
FAZ | 5 | METALS | 057300 | DECORATIVE METAL RAILINGS | AR | Other | 165 | Glass balustrades and handrails; comprising 76 diameter aluminum tubular section handrail, clear laminated tempered glass baluster, 50 x 50 aluminum hollow section bottom rail and posts; including flanges, fittings and fixings; complete; as specified and as Drg. A-503; detail 9 | Glass balustrades and handrails; comprising 76 diameter aluminum tubular section handrail, clear laminated tempered glass baluster, 50 x 50 aluminum hollow section bottom rail and posts; including flanges, fittings and fixings; complete; as specified and as Drg. A-503; detail 9 |  | Glass balustrades and handrails; comprising 76 diameter aluminum tubular section handrail, clear laminated tempered glass baluster, 50 x 50 aluminum hollow section bottom rail and posts; including flanges, fittings and fixings; complete; as specified and as Drg. A-503; detail 9
FAZ | 5 | METALS | 057300 | DECORATIVE METAL RAILINGS | AR | Item | 166 | 057300 - DECORATIVE METAL RAILINGS | 057300 - DECORATIVE METAL RAILINGS | A | 700 high horizontal | 12 | m | 160 | 1920 | 148.8 | 1785.6
FAZ | 5 | METALS | 057300 | DECORATIVE METAL RAILINGS | AR | Other | 167 | Glass balustrades and handrails; comprising 76 diameter aluminum tubular section handrail, clear laminated tempered glass baluster, 50 x 50 aluminum hollow section bottom rail and posts; including flanges, fittings and fixings; complete; as specified and as Drg. A-503; detail 9 | Glass balustrades and handrails; comprising 76 diameter aluminum tubular section handrail, clear laminated tempered glass baluster, 50 x 50 aluminum hollow section bottom rail and posts; including flanges, fittings and fixings; complete; as specified and as Drg. A-503; detail 9 | BILL No. 5 - METALS
FAZ | 5 | METALS | To Summary | To Summary |  | Bill Sum | 168 | 057300 - DECORATIVE METAL RAILINGS | 057300 - DECORATIVE METAL RAILINGS | To Summary |  |  |  | J.D | 4325
FAZ | 6 | WOOD AND PLASTICS | 066200 | CAST PLASTIC (GRP) FABRICATIONS | AR | Other | 169 | Glass balustrades and handrails; comprising 76 diameter aluminum tubular section handrail, clear laminated tempered glass baluster, 50 x 50 aluminum hollow section bottom rail and posts; including flanges, fittings and fixings; complete; as specified and as Drg. A-503; detail 9 | Glass balustrades and handrails; comprising 76 diameter aluminum tubular section handrail, clear laminated tempered glass baluster, 50 x 50 aluminum hollow section bottom rail and posts; including flanges, fittings and fixings; complete; as specified and as Drg. A-503; detail 9 |  |  | BILL NO. 6
FAZ | 6 | WOOD AND PLASTICS | 066200 | CAST PLASTIC (GRP) FABRICATIONS | AR | Other | 170 | 057300 - DECORATIVE METAL RAILINGS | 057300 - DECORATIVE METAL RAILINGS |  |  | WOOD AND PLASTICS
FAZ | 6 | WOOD AND PLASTICS | 066200 | CAST PLASTIC (GRP) FABRICATIONS | AR | Other | 171 | Glass balustrades and handrails; comprising 76 diameter aluminum tubular section handrail, clear laminated tempered glass baluster, 50 x 50 aluminum hollow section bottom rail and posts; including flanges, fittings and fixings; complete; as specified and as Drg. A-503; detail 9 | Glass balustrades and handrails; comprising 76 diameter aluminum tubular section handrail, clear laminated tempered glass baluster, 50 x 50 aluminum hollow section bottom rail and posts; including flanges, fittings and fixings; complete; as specified and as Drg. A-503; detail 9 | Item | Description | Qty | Unit | Rate | Amount
FAZ | 6 | WOOD AND PLASTICS | 066200 | CAST PLASTIC (GRP) FABRICATIONS | AR | Other | 172 | 057300 - DECORATIVE METAL RAILINGS | 057300 - DECORATIVE METAL RAILINGS | [5 empty] | J.D
FAZ | 6 | WOOD AND PLASTICS | 066200 | CAST PLASTIC (GRP) FABRICATIONS | AR | Other | 173 | 066200 - CAST PLASTIC (GRP) FABRICATIONS | 066200 - CAST PLASTIC (GRP) FABRICATIONS |  | 066200 - CAST PLASTIC (GRP) FABRICATIONS
FAZ | 6 | WOOD AND PLASTICS | 066200 | CAST PLASTIC (GRP) FABRICATIONS | AR | Other | 174 | GRP access ladder; fiber-glass composite ladder; made of pultruded tubing comprising flat strings and bar rungs coated with abrasive materials for slip resistance; including softwood stiffener, stainless steel expansion bolts, fittings and fixings; complete; as specified and as Drg. A-502; detail 5 | GRP access ladder; fiber-glass composite ladder; made of pultruded tubing comprising flat strings and bar rungs coated with abrasive materials for slip resistance; including softwood stiffener, stainless steel expansion bolts, fittings and fixings; complete; as specified and as Drg. A-502; detail 5 |  | GRP access ladder; fiber-glass composite ladder; made of pultruded tubing comprising flat strings and bar rungs coated with abrasive materials for slip resistance; including softwood stiffener, stainless steel expansion bolts, fittings and fixings; complete; as specified and as Drg. A-502; detail 5
FAZ | 6 | WOOD AND PLASTICS | 066200 | CAST PLASTIC (GRP) FABRICATIONS | AR | Item | 175 | 066200 - CAST PLASTIC (GRP) FABRICATIONS | 066200 - CAST PLASTIC (GRP) FABRICATIONS | A | Size 450 wide x 3100 rise | 2 | Nr | 750 | 1500 | 697.5 | 1395
FAZ | 6 | WOOD AND PLASTICS | 066200 | CAST PLASTIC (GRP) FABRICATIONS | AR | Item | 176 | GRP access ladder; fiber-glass composite ladder; made of pultruded tubing comprising flat strings and bar rungs coated with abrasive materials for slip resistance; including softwood stiffener, stainless steel expansion bolts, fittings and fixings; complete; as specified and as Drg. A-502; detail 5 | GRP access ladder; fiber-glass composite ladder; made of pultruded tubing comprising flat strings and bar rungs coated with abrasive materials for slip resistance; including softwood stiffener, stainless steel expansion bolts, fittings and fixings; complete; as specified and as Drg. A-502; detail 5 | B | Size 450 wide x 3450 rise | 2 | Nr | 800 | 1600 | 744 | 1488
FAZ | 6 | WOOD AND PLASTICS | 066200 | CAST PLASTIC (GRP) FABRICATIONS | AR | Other | 177 | 066200 - CAST PLASTIC (GRP) FABRICATIONS | 066200 - CAST PLASTIC (GRP) FABRICATIONS | BILL No. 6 - WOOD AND PLASTICS
FAZ | 6 | WOOD AND PLASTICS | To Summary | To Summary |  | Bill Sum | 178 | GRP access ladder; fiber-glass composite ladder; made of pultruded tubing comprising flat strings and bar rungs coated with abrasive materials for slip resistance; including softwood stiffener, stainless steel expansion bolts, fittings and fixings; complete; as specified and as Drg. A-502; detail 5 | GRP access ladder; fiber-glass composite ladder; made of pultruded tubing comprising flat strings and bar rungs coated with abrasive materials for slip resistance; including softwood stiffener, stainless steel expansion bolts, fittings and fixings; complete; as specified and as Drg. A-502; detail 5 | To Summary |  |  |  | J.D | 3100
FAZ | 7 | THERMAL AND MOISTURE PROTECTION | 071113 | BITUMINOUS DAMPROOFING | ST | Other | 179 | 066200 - CAST PLASTIC (GRP) FABRICATIONS | 066200 - CAST PLASTIC (GRP) FABRICATIONS | BILL NO. 7
FAZ | 7 | THERMAL AND MOISTURE PROTECTION | 071113 | BITUMINOUS DAMPROOFING | ST | Other | 180 | GRP access ladder; fiber-glass composite ladder; made of pultruded tubing comprising flat strings and bar rungs coated with abrasive materials for slip resistance; including softwood stiffener, stainless steel expansion bolts, fittings and fixings; complete; as specified and as Drg. A-502; detail 5 | GRP access ladder; fiber-glass composite ladder; made of pultruded tubing comprising flat strings and bar rungs coated with abrasive materials for slip resistance; including softwood stiffener, stainless steel expansion bolts, fittings and fixings; complete; as specified and as Drg. A-502; detail 5 | THERMAL AND MOISTURE PROTECTION
FAZ | 7 | THERMAL AND MOISTURE PROTECTION | 071113 | BITUMINOUS DAMPROOFING | ST | Other | 181 | 066200 - CAST PLASTIC (GRP) FABRICATIONS | 066200 - CAST PLASTIC (GRP) FABRICATIONS | Item | Description | Qty | Unit | Rate | Amount
FAZ | 7 | THERMAL AND MOISTURE PROTECTION | 071113 | BITUMINOUS DAMPROOFING | ST | Other | 182 | GRP access ladder; fiber-glass composite ladder; made of pultruded tubing comprising flat strings and bar rungs coated with abrasive materials for slip resistance; including softwood stiffener, stainless steel expansion bolts, fittings and fixings; complete; as specified and as Drg. A-502; detail 5 | GRP access ladder; fiber-glass composite ladder; made of pultruded tubing comprising flat strings and bar rungs coated with abrasive materials for slip resistance; including softwood stiffener, stainless steel expansion bolts, fittings and fixings; complete; as specified and as Drg. A-502; detail 5 | [5 empty] | J.D
FAZ | 7 | THERMAL AND MOISTURE PROTECTION | 071113 | BITUMINOUS DAMPROOFING | ST | Other | 183 | 071113 - BITUMINOUS DAMPROOFING | 071113 - BITUMINOUS DAMPROOFING |  | 071113 - BITUMINOUS DAMPROOFING
FAZ | 7 | THERMAL AND MOISTURE PROTECTION | 071113 | BITUMINOUS DAMPROOFING | ST | Item | 184 | GRP access ladder; fiber-glass composite ladder; made of pultruded tubing comprising flat strings and bar rungs coated with abrasive materials for slip resistance; including softwood stiffener, stainless steel expansion bolts, fittings and fixings; complete; as specified and as Drg. A-502; detail 5 | GRP access ladder; fiber-glass composite ladder; made of pultruded tubing comprising flat strings and bar rungs coated with abrasive materials for slip resistance; including softwood stiffener, stainless steel expansion bolts, fittings and fixings; complete; as specified and as Drg. A-502; detail 5 | A | Foundation and Walls | 420 | m2 |  | 0 | 0 | 0
FAZ | 7 | THERMAL AND MOISTURE PROTECTION | 071113 | BITUMINOUS DAMPROOFING | ST | Item | 185 | 071113 - BITUMINOUS DAMPROOFING | 071113 - BITUMINOUS DAMPROOFING | B | Ground Beams | 105 | m2 |  | 0 | 0 | 0
FAZ | 7 | THERMAL AND MOISTURE PROTECTION | 071416 | COLD FLUID APPLIED WATERPROOFING | AR | Other | 186 | 071416 - COLD FLUID APPLIED WATERPROOFING | 071416 - COLD FLUID APPLIED WATERPROOFING |  | 071416 - COLD FLUID APPLIED WATERPROOFING
FAZ | 7 | THERMAL AND MOISTURE PROTECTION | 071416 | COLD FLUID APPLIED WATERPROOFING | AR | Other | 187 | Liquid applied waterproofing membrane; single component modified polyurethane, bitumen free, waterproofing; to | Liquid applied waterproofing membrane; single component modified polyurethane, bitumen free, waterproofing; to |  | Liquid applied waterproofing membrane; single component modified polyurethane, bitumen free, waterproofing; to
FAZ | 7 | THERMAL AND MOISTURE PROTECTION | 071416 | COLD FLUID APPLIED WATERPROOFING | AR | Item | 188 | 071416 - COLD FLUID APPLIED WATERPROOFING | 071416 - COLD FLUID APPLIED WATERPROOFING | A | Floors and upstands in wet areas | 36 | m2 | 14 | 504 | 13.02 | 468.72
FAZ | 7 | THERMAL AND MOISTURE PROTECTION | 071800 | TRAFFIC COATINGS | AR | Other | 189 | 071800 - TRAFFIC COATINGS | 071800 - TRAFFIC COATINGS |  | 071800 - TRAFFIC COATINGS
FAZ | 7 | THERMAL AND MOISTURE PROTECTION | 071800 | TRAFFIC COATINGS | AR | Other | 190 | Fluid applied deck coating; polyurethane elastomeric coating, to trowelled smooth surfaces; to | Fluid applied deck coating; polyurethane elastomeric coating, to trowelled smooth surfaces; to |  | Fluid applied deck coating; polyurethane elastomeric coating, to trowelled smooth surfaces; to
FAZ | 7 | THERMAL AND MOISTURE PROTECTION | 071800 | TRAFFIC COATINGS | AR | Item | 191 | 071800 - TRAFFIC COATINGS | 071800 - TRAFFIC COATINGS | B | Floors | 64 | m2 | 18 | 1152 | 16.74 | 1071.36
FAZ | 7 | THERMAL AND MOISTURE PROTECTION | 072100 | THERMAL INSULATION | AR | Other | 192 | 072100 - THERMAL INSULATION | 072100 - THERMAL INSULATION |  | 072100 - THERMAL INSULATION
FAZ | 7 | THERMAL AND MOISTURE PROTECTION | 072100 | THERMAL INSULATION | AR | Other | 193 | Extruded polystyrene insulation boards; including fittings and fixings; to | Extruded polystyrene insulation boards; including fittings and fixings; to |  | Extruded polystyrene insulation boards; including fittings and fixings; to
FAZ | 7 | THERMAL AND MOISTURE PROTECTION | 072100 | THERMAL INSULATION | AR | Item | 194 | 072100 - THERMAL INSULATION | 072100 - THERMAL INSULATION | C | Elevation, 50 thick | 40 | m2 | 8 | 320 | 7.44 | 297.6
FAZ | 7 | THERMAL AND MOISTURE PROTECTION | 072100 | THERMAL INSULATION | AR | Item | 195 | Extruded polystyrene insulation boards; including fittings and fixings; to | Extruded polystyrene insulation boards; including fittings and fixings; to | D | Roofs; 50 thick | 1065 | m2 | 8 | 8520 | 7.44 | 7923.6
FAZ | 7 | THERMAL AND MOISTURE PROTECTION | 075323 | ETHYLENE-PROPYLENE DIENE-MONOMER (EPDM) ROOFING | AR | Other | 196 | 075323 - ETHYLENE-PROPYLENE DIENE-MONOMER (EPDM) ROOFING | 075323 - ETHYLENE-PROPYLENE DIENE-MONOMER (EPDM) ROOFING |  | 075323 - ETHYLENE-PROPYLENE DIENE-MONOMER (EPDM) ROOFING
FAZ | 7 | THERMAL AND MOISTURE PROTECTION | 075323 | ETHYLENE-PROPYLENE DIENE-MONOMER (EPDM) ROOFING | AR | Other | 197 | EPDM sheet roofing; flexible sheet formed from a terpolymer of ethylene propylene diene, black colour, fully bonded; to | EPDM sheet roofing; flexible sheet formed from a terpolymer of ethylene propylene diene, black colour, fully bonded; to |  | EPDM sheet roofing; flexible sheet formed from a terpolymer of ethylene propylene diene, black colour, fully bonded; to
FAZ | 7 | THERMAL AND MOISTURE PROTECTION | 075323 | ETHYLENE-PROPYLENE DIENE-MONOMER (EPDM) ROOFING | AR | Item | 198 | 075323 - ETHYLENE-PROPYLENE DIENE-MONOMER (EPDM) ROOFING | 075323 - ETHYLENE-PROPYLENE DIENE-MONOMER (EPDM) ROOFING | A | Roofs | 1144 | m2 | 40 | 45760 | 37.2 | 42556.8
FAZ | 7 | THERMAL AND MOISTURE PROTECTION | 075323 | ETHYLENE-PROPYLENE DIENE-MONOMER (EPDM) ROOFING | AR | Item | 199 | EPDM sheet roofing; flexible sheet formed from a terpolymer of ethylene propylene diene, black colour, fully bonded; to | EPDM sheet roofing; flexible sheet formed from a terpolymer of ethylene propylene diene, black colour, fully bonded; to | B | Balcony | 138 | m2 | 38 | 5244 | 35.34 | 4876.92
FAZ | 7 | THERMAL AND MOISTURE PROTECTION | 075323 | ETHYLENE-PROPYLENE DIENE-MONOMER (EPDM) ROOFING | AR | Item | 200 | 075323 - ETHYLENE-PROPYLENE DIENE-MONOMER (EPDM) ROOFING | 075323 - ETHYLENE-PROPYLENE DIENE-MONOMER (EPDM) ROOFING | C | Upstands | 243 | m2 | 38 | 9234 | 35.34 | 8587.62
FAZ | 7 | THERMAL AND MOISTURE PROTECTION | 075323 | ETHYLENE-PROPYLENE DIENE-MONOMER (EPDM) ROOFING | AR | Other | 201 | Filter membrane; vapour permeable geotextile, non woven thermally bonded continuous polypropylene filments; to | Filter membrane; vapour permeable geotextile, non woven thermally bonded continuous polypropylene filments; to |  | Filter membrane; vapour permeable geotextile, non woven thermally bonded continuous polypropylene filments; to
FAZ | 7 | THERMAL AND MOISTURE PROTECTION | 075323 | ETHYLENE-PROPYLENE DIENE-MONOMER (EPDM) ROOFING | AR | Item | 202 | 075323 - ETHYLENE-PROPYLENE DIENE-MONOMER (EPDM) ROOFING | 075323 - ETHYLENE-PROPYLENE DIENE-MONOMER (EPDM) ROOFING | D | Roofs | 1065 | m2 | 25 | 26625 | 23.25 | 24761.25
FAZ | 7 | THERMAL AND MOISTURE PROTECTION | 075323 | ETHYLENE-PROPYLENE DIENE-MONOMER (EPDM) ROOFING | AR | Other | 203 | Elastomeric coating; U.V. protection to waterproof membrane; to | Elastomeric coating; U.V. protection to waterproof membrane; to |  | Elastomeric coating; U.V. protection to waterproof membrane; to
FAZ | 7 | THERMAL AND MOISTURE PROTECTION | 075323 | ETHYLENE-PROPYLENE DIENE-MONOMER (EPDM) ROOFING | AR | Item | 204 | 075323 - ETHYLENE-PROPYLENE DIENE-MONOMER (EPDM) ROOFING | 075323 - ETHYLENE-PROPYLENE DIENE-MONOMER (EPDM) ROOFING | E | Upstands | 63 | m2 | 25 | 1575 | 23.25 | 1464.75
FAZ | 7 | THERMAL AND MOISTURE PROTECTION | 075323 | ETHYLENE-PROPYLENE DIENE-MONOMER (EPDM) ROOFING | AR | Other | 205 | Protective covering ballast; crushed gravel; to | Protective covering ballast; crushed gravel; to |  | Protective covering ballast; crushed gravel; to
FAZ | 7 | THERMAL AND MOISTURE PROTECTION | 075323 | ETHYLENE-PROPYLENE DIENE-MONOMER (EPDM) ROOFING | AR | Item | 206 | 075323 - ETHYLENE-PROPYLENE DIENE-MONOMER (EPDM) ROOFING | 075323 - ETHYLENE-PROPYLENE DIENE-MONOMER (EPDM) ROOFING | F | Roof; 50 thick | 1065 | m2 | 5 | 5325 | 4.65 | 4952.25
FAZ | 7 | THERMAL AND MOISTURE PROTECTION | 077200 | ROOF ACCESSORIES | AR | Other | 207 | 077200 - ROOF ACCESSORIES | 077200 - ROOF ACCESSORIES |  | 077200 - ROOF ACCESSORIES
FAZ | 7 | THERMAL AND MOISTURE PROTECTION | 077200 | ROOF ACCESSORIES | AR | Other | 208 | Accessories; aluminum alloy; as Drg. FD-A-502; detail 6 | Accessories; aluminum alloy; as Drg. FD-A-502; detail 6 |  | Accessories; aluminum alloy; as Drg. FD-A-502; detail 6
FAZ | 7 | THERMAL AND MOISTURE PROTECTION | 077200 | ROOF ACCESSORIES | AR | Item | 209 | 077200 - ROOF ACCESSORIES | 077200 - ROOF ACCESSORIES | G | Pressure plate; 40 x 3 thick; including backing cord and sealant | 419 | m | 15 | 6285 | 13.95 | 5845.05
FAZ | 7 | THERMAL AND MOISTURE PROTECTION | 077200 | ROOF ACCESSORIES | AR | Other | 210 | Accessories; galvanized steel | Accessories; galvanized steel |  | Accessories; galvanized steel
FAZ | 7 | THERMAL AND MOISTURE PROTECTION | 077200 | ROOF ACCESSORIES | AR | Item | 211 | 077200 - ROOF ACCESSORIES | 077200 - ROOF ACCESSORIES | A | Rainwater spouts; 75 diameter, 370 long, including stainless steel saddle band, neoprene gaskets; complete; as specified and as Drg. FD-A-502; detail 9 | 12 | Nr | 36 | 432 | 33.48 | 401.76
FAZ | 7 | THERMAL AND MOISTURE PROTECTION | 077200 | ROOF ACCESSORIES | AR | Other | 212 | Access hatches; comprising 2 thick galvanized pressed steel skin cover, steel angle frame set in concrete; including ironmongery, stay chain, padlock, neoprene gaskets, timber nailer, epoxy paint, fittings and fixings; complete; as specified and as Drg. FD-A-502; detail 2 | Access hatches; comprising 2 thick galvanized pressed steel skin cover, steel angle frame set in concrete; including ironmongery, stay chain, padlock, neoprene gaskets, timber nailer, epoxy paint, fittings and fixings; complete; as specified and as Drg. FD-A-502; detail 2 |  | Access hatches; comprising 2 thick galvanized pressed steel skin cover, steel angle frame set in concrete; including ironmongery, stay chain, padlock, neoprene gaskets, timber nailer, epoxy paint, fittings and fixings; complete; as specified and as Drg. FD-A-502; detail 2
FAZ | 7 | THERMAL AND MOISTURE PROTECTION | 077200 | ROOF ACCESSORIES | AR | Item | 213 | 077200 - ROOF ACCESSORIES | 077200 - ROOF ACCESSORIES | B | Size 1000 x 1000 | 4 | Nr | 215 | 860 | 199.95 | 799.8
FAZ | 7 | THERMAL AND MOISTURE PROTECTION | 077200 | ROOF ACCESSORIES | AR | Item | 214 | Access hatches; comprising 2 thick galvanized pressed steel skin cover, steel angle frame set in concrete; including ironmongery, stay chain, padlock, neoprene gaskets, timber nailer, epoxy paint, fittings and fixings; complete; as specified and as Drg. FD-A-502; detail 2 | Access hatches; comprising 2 thick galvanized pressed steel skin cover, steel angle frame set in concrete; including ironmongery, stay chain, padlock, neoprene gaskets, timber nailer, epoxy paint, fittings and fixings; complete; as specified and as Drg. FD-A-502; detail 2 | C | Size 850 x 850 | 2 | Nr | 150 | 300 | 139.5 | 279
FAZ | 7 | THERMAL AND MOISTURE PROTECTION | 079200 | JOINT SEALANTS | AR | Other | 215 | 079200 - JOINT SEALANTS | 079200 - JOINT SEALANTS |  | 079200 - JOINT SEALANTS
FAZ | 7 | THERMAL AND MOISTURE PROTECTION | 079200 | JOINT SEALANTS | AR | Other | 216 | Expansion joints; in finish; including metal angle trim, plaster stop and architraves, filler pieces, sealant and backing cord as appropriate; complete; as specified and as Drg. FD-A-502; detail 10 | Expansion joints; in finish; including metal angle trim, plaster stop and architraves, filler pieces, sealant and backing cord as appropriate; complete; as specified and as Drg. FD-A-502; detail 10 |  | Expansion joints; in finish; including metal angle trim, plaster stop and architraves, filler pieces, sealant and backing cord as appropriate; complete; as specified and as Drg. FD-A-502; detail 10
FAZ | 7 | THERMAL AND MOISTURE PROTECTION | 079200 | JOINT SEALANTS | AR | Item | 217 | 079200 - JOINT SEALANTS | 079200 - JOINT SEALANTS | D | Ceramic floor to plaster wall | 37 | m |  | 0 | 0 | 0
FAZ | 7 | THERMAL AND MOISTURE PROTECTION | 079200 | JOINT SEALANTS | AR | Item | 218 | Expansion joints; in finish; including metal angle trim, plaster stop and architraves, filler pieces, sealant and backing cord as appropriate; complete; as specified and as Drg. FD-A-502; detail 10 | Expansion joints; in finish; including metal angle trim, plaster stop and architraves, filler pieces, sealant and backing cord as appropriate; complete; as specified and as Drg. FD-A-502; detail 10 | D | Floor to floor | 2 | m | 40 | 80 | 37.2 | 74.4
FAZ | 7 | THERMAL AND MOISTURE PROTECTION | 079200 | JOINT SEALANTS | AR | Item | 219 | 079200 - JOINT SEALANTS | 079200 - JOINT SEALANTS | F | Floor to wall; ceramic | 3 | m |  | 0 | 0 | 0
FAZ | 7 | THERMAL AND MOISTURE PROTECTION | 079200 | JOINT SEALANTS | AR | Item | 220 | Expansion joints; in finish; including metal angle trim, plaster stop and architraves, filler pieces, sealant and backing cord as appropriate; complete; as specified and as Drg. FD-A-502; detail 10 | Expansion joints; in finish; including metal angle trim, plaster stop and architraves, filler pieces, sealant and backing cord as appropriate; complete; as specified and as Drg. FD-A-502; detail 10 | G | Ceiling to wall; plaster | 18 | m |  | 0 | 0 | 0
FAZ | 7 | THERMAL AND MOISTURE PROTECTION | 079200 | JOINT SEALANTS | AR | Item | 221 | 079200 - JOINT SEALANTS | 079200 - JOINT SEALANTS | A | Wall to wall; plaster | 7 | m | 35 | 245 | 32.55 | 227.85
FAZ | 7 | THERMAL AND MOISTURE PROTECTION | 079200 | JOINT SEALANTS | AR | Item | 222 | Expansion joints; in finish; including metal angle trim, plaster stop and architraves, filler pieces, sealant and backing cord as appropriate; complete; as specified and as Drg. FD-A-502; detail 10 | Expansion joints; in finish; including metal angle trim, plaster stop and architraves, filler pieces, sealant and backing cord as appropriate; complete; as specified and as Drg. FD-A-502; detail 10 | B | Twin curb upstand | 17 | m |  | 0 | 0 | 0
FAZ | 7 | THERMAL AND MOISTURE PROTECTION | 079200 | JOINT SEALANTS | AR | Other | 223 | 079200 - JOINT SEALANTS | 079200 - JOINT SEALANTS | BILL NO. 7 - THERMAL AND MOISTURE PROTECTION
FAZ | 7 | THERMAL AND MOISTURE PROTECTION | To Summary | To Summary |  | Bill Sum | 224 | Expansion joints; in finish; including metal angle trim, plaster stop and architraves, filler pieces, sealant and backing cord as appropriate; complete; as specified and as Drg. FD-A-502; detail 10 | Expansion joints; in finish; including metal angle trim, plaster stop and architraves, filler pieces, sealant and backing cord as appropriate; complete; as specified and as Drg. FD-A-502; detail 10 | To Summary |  |  |  | J.D | 112461
FAZ | 8 | OPENINGS | 081113 | HOLLOW METAL DOORS AND FRAMES | AR | Other | 225 | 079200 - JOINT SEALANTS | 079200 - JOINT SEALANTS |  |  | BILL NO. 8
FAZ | 8 | OPENINGS | 081113 | HOLLOW METAL DOORS AND FRAMES | AR | Other | 226 | Expansion joints; in finish; including metal angle trim, plaster stop and architraves, filler pieces, sealant and backing cord as appropriate; complete; as specified and as Drg. FD-A-502; detail 10 | Expansion joints; in finish; including metal angle trim, plaster stop and architraves, filler pieces, sealant and backing cord as appropriate; complete; as specified and as Drg. FD-A-502; detail 10 |  |  | OPENINGS
FAZ | 8 | OPENINGS | 081113 | HOLLOW METAL DOORS AND FRAMES | AR | Other | 227 | 079200 - JOINT SEALANTS | 079200 - JOINT SEALANTS | Item | Description | Qty | Unit | Rate | Amount
FAZ | 8 | OPENINGS | 081113 | HOLLOW METAL DOORS AND FRAMES | AR | Other | 228 | Expansion joints; in finish; including metal angle trim, plaster stop and architraves, filler pieces, sealant and backing cord as appropriate; complete; as specified and as Drg. FD-A-502; detail 10 | Expansion joints; in finish; including metal angle trim, plaster stop and architraves, filler pieces, sealant and backing cord as appropriate; complete; as specified and as Drg. FD-A-502; detail 10 | [5 empty] | J.D
FAZ | 8 | OPENINGS | 081113 | HOLLOW METAL DOORS AND FRAMES | AR | Other | 229 | 081113 - HOLLOW METAL DOORS AND FRAMES | 081113 - HOLLOW METAL DOORS AND FRAMES |  | 081113 - HOLLOW METAL DOORS AND FRAMES
FAZ | 8 | OPENINGS | 081113 | HOLLOW METAL DOORS AND FRAMES | AR | Other | 230 | Flush steel doors; 43 mm thick; leaf construction type 3.constructed from steel section frame; galvanized steel sheet both skins, factory primed for painting; including fittings and fixings; complete; as specified and as Drg. A-611 | Flush steel doors; 43 mm thick; leaf construction type 3.constructed from steel section frame; galvanized steel sheet both skins, factory primed for painting; including fittings and fixings; complete; as specified and as Drg. A-611 |  | Flush steel doors; 43 mm thick; leaf construction type 3.constructed from steel section frame; galvanized steel sheet both skins, factory primed for painting; including fittings and fixings; complete; as specified and as Drg. A-611
FAZ | 8 | OPENINGS | 081113 | HOLLOW METAL DOORS AND FRAMES | AR | Item | 231 | 081113 - HOLLOW METAL DOORS AND FRAMES | 081113 - HOLLOW METAL DOORS AND FRAMES | A | Leaf size S1; 1050 x 2200 high | 3 | Nr |  | 0 | 0 | 0
FAZ | 8 | OPENINGS | 081113 | HOLLOW METAL DOORS AND FRAMES | AR | Item | 232 | Flush steel doors; 43 mm thick; leaf construction type 3.constructed from steel section frame; galvanized steel sheet both skins, factory primed for painting; including fittings and fixings; complete; as specified and as Drg. A-611 | Flush steel doors; 43 mm thick; leaf construction type 3.constructed from steel section frame; galvanized steel sheet both skins, factory primed for painting; including fittings and fixings; complete; as specified and as Drg. A-611 | B | Leaf size S10; 1660 x 2200 high; double leaf; with glass vision panels | 1 | Nr |  | 0 | 0 | 0
FAZ | 8 | OPENINGS | 081113 | HOLLOW METAL DOORS AND FRAMES | AR | Item | 233 | 081113 - HOLLOW METAL DOORS AND FRAMES | 081113 - HOLLOW METAL DOORS AND FRAMES | C | Leaf size S12; 930 x 2200 high; with glass vision panel | 1 | Nr |  | 0 | 0 | 0
FAZ | 8 | OPENINGS | 081113 | HOLLOW METAL DOORS AND FRAMES | AR | Item | 234 | Flush steel doors; 43 mm thick; leaf construction type 3.constructed from steel section frame; galvanized steel sheet both skins, factory primed for painting; including fittings and fixings; complete; as specified and as Drg. A-611 | Flush steel doors; 43 mm thick; leaf construction type 3.constructed from steel section frame; galvanized steel sheet both skins, factory primed for painting; including fittings and fixings; complete; as specified and as Drg. A-611 | D | Leaf size S16; 1233 x 2200 high | 1 | Nr |  | 0 | 0 | 0
FAZ | 8 | OPENINGS | 081113 | HOLLOW METAL DOORS AND FRAMES | AR | Item | 235 | 081113 - HOLLOW METAL DOORS AND FRAMES | 081113 - HOLLOW METAL DOORS AND FRAMES | E | Leaf size S18; 1233 x 2200 high | 2 | Nr |  | 0 | 0 | 0
FAZ | 8 | OPENINGS | 081113 | HOLLOW METAL DOORS AND FRAMES | AR | Item | 236 | Flush steel doors; 43 mm thick; leaf construction type 3.constructed from steel section frame; galvanized steel sheet both skins, factory primed for painting; including fittings and fixings; complete; as specified and as Drg. A-611 | Flush steel doors; 43 mm thick; leaf construction type 3.constructed from steel section frame; galvanized steel sheet both skins, factory primed for painting; including fittings and fixings; complete; as specified and as Drg. A-611 | F | Leaf size S21; 1400 x 2200 high; double leaf | 1 | Nr |  | 0 | 0 | 0
FAZ | 8 | OPENINGS | 081113 | HOLLOW METAL DOORS AND FRAMES | AR | Item | 237 | 081113 - HOLLOW METAL DOORS AND FRAMES | 081113 - HOLLOW METAL DOORS AND FRAMES | G | Leaf size S22; 900 x 2200 high; with glass vision panel | 1 | Nr |  | 0 | 0 | 0
FAZ | 8 | OPENINGS | 081113 | HOLLOW METAL DOORS AND FRAMES | AR | Item | 238 | Flush steel doors; 43 mm thick; leaf construction type 3.constructed from steel section frame; galvanized steel sheet both skins, factory primed for painting; including fittings and fixings; complete; as specified and as Drg. A-611 | Flush steel doors; 43 mm thick; leaf construction type 3.constructed from steel section frame; galvanized steel sheet both skins, factory primed for painting; including fittings and fixings; complete; as specified and as Drg. A-611 | H | Leaf size S7; 1080 x 2200 high; with glass vision panel | 5 | Nr |  | 0 | 0 | 0
FAZ | 8 | OPENINGS | 081113 | HOLLOW METAL DOORS AND FRAMES | AR | Item | 239 | 081113 - HOLLOW METAL DOORS AND FRAMES | 081113 - HOLLOW METAL DOORS AND FRAMES | A | Leaf size S6; 1100 x 2200 high | 1 | Nr | 330 | 330 | 306.9 | 306.9
FAZ | 8 | OPENINGS | 081113 | HOLLOW METAL DOORS AND FRAMES | AR | Item | 240 | Flush steel doors; 43 mm thick; leaf construction type 3.constructed from steel section frame; galvanized steel sheet both skins, factory primed for painting; including fittings and fixings; complete; as specified and as Drg. A-611 | Flush steel doors; 43 mm thick; leaf construction type 3.constructed from steel section frame; galvanized steel sheet both skins, factory primed for painting; including fittings and fixings; complete; as specified and as Drg. A-611 | K | Leaf size S23; 1690 x 2200 high; double leaf; with glass vision panel | 1 | Nr |  | 0 | 0 | 0
FAZ | 8 | OPENINGS | 081113 | HOLLOW METAL DOORS AND FRAMES | AR | Other | 241 | Flush steel doors; 43 mm thick; leaf construction type 4; fire rated; constructed from steel section frame; infill with non combustible thermal insulating material, galvanized steel sheet both skins, factory primed for painting; including intumescent strip, fittings and fixings; complete; as specified and as Drg. A-611 | Flush steel doors; 43 mm thick; leaf construction type 4; fire rated; constructed from steel section frame; infill with non combustible thermal insulating material, galvanized steel sheet both skins, factory primed for painting; including intumescent strip, fittings and fixings; complete; as specified and as Drg. A-611 |  | Flush steel doors; 43 mm thick; leaf construction type 4; fire rated; constructed from steel section frame; infill with non combustible thermal insulating material, galvanized steel sheet both skins, factory primed for painting; including intumescent strip, fittings and fixings; complete; as specified and as Drg. A-611
FAZ | 8 | OPENINGS | 081113 | HOLLOW METAL DOORS AND FRAMES | AR | Item | 242 | Flush steel doors; 43 mm thick; leaf construction type 3.constructed from steel section frame; galvanized steel sheet both skins, factory primed for painting; including fittings and fixings; complete; as specified and as Drg. A-611 | Flush steel doors; 43 mm thick; leaf construction type 3.constructed from steel section frame; galvanized steel sheet both skins, factory primed for painting; including fittings and fixings; complete; as specified and as Drg. A-611 | A | Leaf size S7; 1080 x 2200 high; 60 minutes; with glass vision panel | 1 | Nr | 500 | 500 | 465 | 465
FAZ | 8 | OPENINGS | 081113 | HOLLOW METAL DOORS AND FRAMES | AR | Item | 243 | Flush steel doors; 43 mm thick; leaf construction type 4; fire rated; constructed from steel section frame; infill with non combustible thermal insulating material, galvanized steel sheet both skins, factory primed for painting; including intumescent strip, fittings and fixings; complete; as specified and as Drg. A-611 | Flush steel doors; 43 mm thick; leaf construction type 4; fire rated; constructed from steel section frame; infill with non combustible thermal insulating material, galvanized steel sheet both skins, factory primed for painting; including intumescent strip, fittings and fixings; complete; as specified and as Drg. A-611 | B | Leaf size S1; 1050 x 2200 high; 60 minutes | 1 | Nr |  | 0 | 0 | 0
FAZ | 8 | OPENINGS | 081113 | HOLLOW METAL DOORS AND FRAMES | AR | Item | 244 | Flush steel doors; 43 mm thick; leaf construction type 3.constructed from steel section frame; galvanized steel sheet both skins, factory primed for painting; including fittings and fixings; complete; as specified and as Drg. A-611 | Flush steel doors; 43 mm thick; leaf construction type 3.constructed from steel section frame; galvanized steel sheet both skins, factory primed for painting; including fittings and fixings; complete; as specified and as Drg. A-611 | C | Leaf size S10; 1660 x 2200 high; 45 minutes; double leaf; with glass vision panel | 2 | Nr |  | 0 | 0 | 0
FAZ | 8 | OPENINGS | 081113 | HOLLOW METAL DOORS AND FRAMES | AR | Item | 245 | Flush steel doors; 43 mm thick; leaf construction type 4; fire rated; constructed from steel section frame; infill with non combustible thermal insulating material, galvanized steel sheet both skins, factory primed for painting; including intumescent strip, fittings and fixings; complete; as specified and as Drg. A-611 | Flush steel doors; 43 mm thick; leaf construction type 4; fire rated; constructed from steel section frame; infill with non combustible thermal insulating material, galvanized steel sheet both skins, factory primed for painting; including intumescent strip, fittings and fixings; complete; as specified and as Drg. A-611 | D | Leaf size S18; 1233 x 2200 high; 60 minutes | 1 | Nr |  | 0 | 0 | 0
FAZ | 8 | OPENINGS | 081113 | HOLLOW METAL DOORS AND FRAMES | AR | Item | 246 | Flush steel doors; 43 mm thick; leaf construction type 3.constructed from steel section frame; galvanized steel sheet both skins, factory primed for painting; including fittings and fixings; complete; as specified and as Drg. A-611 | Flush steel doors; 43 mm thick; leaf construction type 3.constructed from steel section frame; galvanized steel sheet both skins, factory primed for painting; including fittings and fixings; complete; as specified and as Drg. A-611 | B | Leaf size S3; 900 x 2200 high; 60 minutes | 3 | Nr | 375 | 1125 | 348.75 | 1046.25
FAZ | 8 | OPENINGS | 081113 | HOLLOW METAL DOORS AND FRAMES | AR | Item | 247 | Flush steel doors; 43 mm thick; leaf construction type 4; fire rated; constructed from steel section frame; infill with non combustible thermal insulating material, galvanized steel sheet both skins, factory primed for painting; including intumescent strip, fittings and fixings; complete; as specified and as Drg. A-611 | Flush steel doors; 43 mm thick; leaf construction type 4; fire rated; constructed from steel section frame; infill with non combustible thermal insulating material, galvanized steel sheet both skins, factory primed for painting; including intumescent strip, fittings and fixings; complete; as specified and as Drg. A-611 | F | Leaf size S11; 1605 x 2200 high; 60 minutes; double leaf; with glass vision panel | 1 | Nr |  | 0 | 0 | 0
FAZ | 8 | OPENINGS | 081113 | HOLLOW METAL DOORS AND FRAMES | AR | Item | 248 | Flush steel doors; 43 mm thick; leaf construction type 3.constructed from steel section frame; galvanized steel sheet both skins, factory primed for painting; including fittings and fixings; complete; as specified and as Drg. A-611 | Flush steel doors; 43 mm thick; leaf construction type 3.constructed from steel section frame; galvanized steel sheet both skins, factory primed for painting; including fittings and fixings; complete; as specified and as Drg. A-611 | C | Leaf size S23; 1690 x 2200 high; 90 minutes; double leaf; with glass vision panel | 1 | Nr | 940 | 940 | 874.2 | 874.2
FAZ | 8 | OPENINGS | 081113 | HOLLOW METAL DOORS AND FRAMES | AR | Other | 249 | Louvered steel doors; 43 mm thick; leaf construction type 5; galvanized; zinc coated and factory primed for painting; including fittings and fixings; complete; as specified and as Drg. A-611 | Louvered steel doors; 43 mm thick; leaf construction type 5; galvanized; zinc coated and factory primed for painting; including fittings and fixings; complete; as specified and as Drg. A-611 |  | Louvered steel doors; 43 mm thick; leaf construction type 5; galvanized; zinc coated and factory primed for painting; including fittings and fixings; complete; as specified and as Drg. A-611
FAZ | 8 | OPENINGS | 081113 | HOLLOW METAL DOORS AND FRAMES | AR | Item | 250 | Flush steel doors; 43 mm thick; leaf construction type 3.constructed from steel section frame; galvanized steel sheet both skins, factory primed for painting; including fittings and fixings; complete; as specified and as Drg. A-611 | Flush steel doors; 43 mm thick; leaf construction type 3.constructed from steel section frame; galvanized steel sheet both skins, factory primed for painting; including fittings and fixings; complete; as specified and as Drg. A-611 | A | Leaf size S5; 1830 x 2000 high; double leaf | 2 | Nr | 800 | 1600 | 744 | 1488
FAZ | 8 | OPENINGS | 081113 | HOLLOW METAL DOORS AND FRAMES | AR | Item | 251 | Louvered steel doors; 43 mm thick; leaf construction type 5; galvanized; zinc coated and factory primed for painting; including fittings and fixings; complete; as specified and as Drg. A-611 | Louvered steel doors; 43 mm thick; leaf construction type 5; galvanized; zinc coated and factory primed for painting; including fittings and fixings; complete; as specified and as Drg. A-611 | B | Leaf size S17; 1830 x 2000 high; double leaf | 1 | Nr |  | 0 | 0 | 0
FAZ | 8 | OPENINGS | 081113 | HOLLOW METAL DOORS AND FRAMES | AR | Item | 252 | Flush steel doors; 43 mm thick; leaf construction type 3.constructed from steel section frame; galvanized steel sheet both skins, factory primed for painting; including fittings and fixings; complete; as specified and as Drg. A-611 | Flush steel doors; 43 mm thick; leaf construction type 3.constructed from steel section frame; galvanized steel sheet both skins, factory primed for painting; including fittings and fixings; complete; as specified and as Drg. A-611 | C | Leaf size S9; 1080 x 2000 high | 1 | Nr |  | 0 | 0 | 0
FAZ | 8 | OPENINGS | 081113 | HOLLOW METAL DOORS AND FRAMES | AR | Other | 253 | Special doors; including ironmongery, accessories, painting, fittings and fixings; complete; as specified and as Drg. A-611 | Special doors; including ironmongery, accessories, painting, fittings and fixings; complete; as specified and as Drg. A-611 |  | Special doors; including ironmongery, accessories, painting, fittings and fixings; complete; as specified and as Drg. A-611
FAZ | 8 | OPENINGS | 081113 | HOLLOW METAL DOORS AND FRAMES | AR | Item | 254 | Flush steel doors; 43 mm thick; leaf construction type 3.constructed from steel section frame; galvanized steel sheet both skins, factory primed for painting; including fittings and fixings; complete; as specified and as Drg. A-611 | Flush steel doors; 43 mm thick; leaf construction type 3.constructed from steel section frame; galvanized steel sheet both skins, factory primed for painting; including fittings and fixings; complete; as specified and as Drg. A-611 | D | Leaf size S14; 930 x 2200 high; with glass vision panel; room G31 | 1 | Nr |  | 0 | 0 | 0
FAZ | 8 | OPENINGS | 081113 | HOLLOW METAL DOORS AND FRAMES | AR | Item | 255 | Special doors; including ironmongery, accessories, painting, fittings and fixings; complete; as specified and as Drg. A-611 | Special doors; including ironmongery, accessories, painting, fittings and fixings; complete; as specified and as Drg. A-611 | E | Leaf size S20; 800 x 2200 high; rooms G35, G37 | 2 | Nr |  | 0 | 0 | 0
FAZ | 8 | OPENINGS | 081113 | HOLLOW METAL DOORS AND FRAMES | AR | Item | 256 | Flush steel doors; 43 mm thick; leaf construction type 3.constructed from steel section frame; galvanized steel sheet both skins, factory primed for painting; including fittings and fixings; complete; as specified and as Drg. A-611 | Flush steel doors; 43 mm thick; leaf construction type 3.constructed from steel section frame; galvanized steel sheet both skins, factory primed for painting; including fittings and fixings; complete; as specified and as Drg. A-611 | F | Leaf size S20; 800 x 2200 high; with glass vision panel; rooms G34, G38 | 2 | Nr |  | 0 | 0 | 0
FAZ | 8 | OPENINGS | 081113 | HOLLOW METAL DOORS AND FRAMES | AR | Item | 257 | Special doors; including ironmongery, accessories, painting, fittings and fixings; complete; as specified and as Drg. A-611 | Special doors; including ironmongery, accessories, painting, fittings and fixings; complete; as specified and as Drg. A-611 | G | Leaf size S22; 900 x 2200 high; with glass vision panel; rooms G39 | 1 | Nr |  | 0 | 0 | 0
FAZ | 8 | OPENINGS | 081113 | HOLLOW METAL DOORS AND FRAMES | AR | Other | 258 | Steel hollow door frames; zinc coated and factory primed for painting; including fixings and fillings solid with mortar; as specified and as Drg. A-611 | Steel hollow door frames; zinc coated and factory primed for painting; including fixings and fillings solid with mortar; as specified and as Drg. A-611 |  | Steel hollow door frames; zinc coated and factory primed for painting; including fixings and fillings solid with mortar; as specified and as Drg. A-611
FAZ | 8 | OPENINGS | 081113 | HOLLOW METAL DOORS AND FRAMES | AR | Item | 259 | Special doors; including ironmongery, accessories, painting, fittings and fixings; complete; as specified and as Drg. A-611 | Special doors; including ironmongery, accessories, painting, fittings and fixings; complete; as specified and as Drg. A-611 | B | Type A | 300 | m | 20 | 6000 | 18.6 | 5580
FAZ | 8 | OPENINGS | 081113 | HOLLOW METAL DOORS AND FRAMES | AR | Item | 260 | Steel hollow door frames; zinc coated and factory primed for painting; including fixings and fillings solid with mortar; as specified and as Drg. A-611 | Steel hollow door frames; zinc coated and factory primed for painting; including fixings and fillings solid with mortar; as specified and as Drg. A-611 | J | Type C | 7 | m |  |  | 0 | 0
FAZ | 8 | OPENINGS | 081113 | HOLLOW METAL DOORS AND FRAMES | AR | Other | 261 | Steel hollow door frames; fire rated, zinc coated and factory primed for painting; including fixings and filling solid with mortar; as specified and as Drg. A-611 | Steel hollow door frames; fire rated, zinc coated and factory primed for painting; including fixings and filling solid with mortar; as specified and as Drg. A-611 |  | Steel hollow door frames; fire rated, zinc coated and factory primed for painting; including fixings and filling solid with mortar; as specified and as Drg. A-611
FAZ | 8 | OPENINGS | 081113 | HOLLOW METAL DOORS AND FRAMES | AR | Item | 262 | Steel hollow door frames; zinc coated and factory primed for painting; including fixings and fillings solid with mortar; as specified and as Drg. A-611 | Steel hollow door frames; zinc coated and factory primed for painting; including fixings and fillings solid with mortar; as specified and as Drg. A-611 | A | Type A; 20 minutes | 65 | m |  |  | 0 | 0
FAZ | 8 | OPENINGS | 081113 | HOLLOW METAL DOORS AND FRAMES | AR | Item | 263 | Steel hollow door frames; fire rated, zinc coated and factory primed for painting; including fixings and filling solid with mortar; as specified and as Drg. A-611 | Steel hollow door frames; fire rated, zinc coated and factory primed for painting; including fixings and filling solid with mortar; as specified and as Drg. A-611 | B | Type A; 45 minutes | 44 | m |  |  | 0 | 0
FAZ | 8 | OPENINGS | 081113 | HOLLOW METAL DOORS AND FRAMES | AR | Item | 264 | Steel hollow door frames; zinc coated and factory primed for painting; including fixings and fillings solid with mortar; as specified and as Drg. A-611 | Steel hollow door frames; zinc coated and factory primed for painting; including fixings and fillings solid with mortar; as specified and as Drg. A-611 | C | Type A; 60 minutes | 109 | m |  |  | 0 | 0
FAZ | 8 | OPENINGS | 081113 | HOLLOW METAL DOORS AND FRAMES | AR | Item | 265 | Steel hollow door frames; fire rated, zinc coated and factory primed for painting; including fixings and filling solid with mortar; as specified and as Drg. A-611 | Steel hollow door frames; fire rated, zinc coated and factory primed for painting; including fixings and filling solid with mortar; as specified and as Drg. A-611 | A | Type C; 90 minutes | 5 | m | 30 | 150 | 27.9 | 139.5
FAZ | 8 | OPENINGS | 081416 | FLUSH WOOD DOORS | AR | Other | 266 | 081416 - FLUSH WOOD DOORS | 081416 - FLUSH WOOD DOORS |  | 081416 - FLUSH WOOD DOORS
FAZ | 8 | OPENINGS | 081416 | FLUSH WOOD DOORS | AR | Other | 267 | Flush wood doors; semi-solid core, 43 thick, leaf construction type 1; comprising preservative treated softwood framing and noggins faced both sides with 6 mm plywood glued and pressed to framing and lipped on all edges with hardwood, veneered faced, finished to receive clear finish paint; including fittings and fixings; complete; as specified and as Drg. A-611 | Flush wood doors; semi-solid core, 43 thick, leaf construction type 1; comprising preservative treated softwood framing and noggins faced both sides with 6 mm plywood glued and pressed to framing and lipped on all edges with hardwood, veneered faced, finished to receive clear finish paint; including fittings and fixings; complete; as specified and as Drg. A-611 |  | Flush wood doors; semi-solid core, 43 thick, leaf construction type 1; comprising preservative treated softwood framing and noggins faced both sides with 6 mm plywood glued and pressed to framing and lipped on all edges with hardwood, veneered faced, finished to receive clear finish paint; including fittings and fixings; complete; as specified and as Drg. A-611
FAZ | 8 | OPENINGS | 081416 | FLUSH WOOD DOORS | AR | Item | 268 | 081416 - FLUSH WOOD DOORS | 081416 - FLUSH WOOD DOORS | E | Leaf size W5; 1530 x 2200 high; double leaf; with glass vision panel | 4 | Nr |  |  | 0 | 0
FAZ | 8 | OPENINGS | 081416 | FLUSH WOOD DOORS | AR | Other | 269 | Flush wood doors; semi-solid core, 43 thick, leaf construction type 1; comprising preservative treated softwood framing and noggins faced both sides with 6 mm plywood glued and pressed to framing and lipped on all edges with hardwood, faced with plastic laminated finish; including fittings and fixings; complete; as specified and as Drg. A-611 | Flush wood doors; semi-solid core, 43 thick, leaf construction type 1; comprising preservative treated softwood framing and noggins faced both sides with 6 mm plywood glued and pressed to framing and lipped on all edges with hardwood, faced with plastic laminated finish; including fittings and fixings; complete; as specified and as Drg. A-611 |  | Flush wood doors; semi-solid core, 43 thick, leaf construction type 1; comprising preservative treated softwood framing and noggins faced both sides with 6 mm plywood glued and pressed to framing and lipped on all edges with hardwood, faced with plastic laminated finish; including fittings and fixings; complete; as specified and as Drg. A-611
FAZ | 8 | OPENINGS | 081416 | FLUSH WOOD DOORS | AR | Item | 270 | 081416 - FLUSH WOOD DOORS | 081416 - FLUSH WOOD DOORS | A | Leaf size W1; 730 x 2200 high | 3 | Nr | 260 | 780 | 241.8 | 725.4
FAZ | 8 | OPENINGS | 081416 | FLUSH WOOD DOORS | AR | Item | 271 | Flush wood doors; semi-solid core, 43 thick, leaf construction type 1; comprising preservative treated softwood framing and noggins faced both sides with 6 mm plywood glued and pressed to framing and lipped on all edges with hardwood, faced with plastic laminated finish; including fittings and fixings; complete; as specified and as Drg. A-611 | Flush wood doors; semi-solid core, 43 thick, leaf construction type 1; comprising preservative treated softwood framing and noggins faced both sides with 6 mm plywood glued and pressed to framing and lipped on all edges with hardwood, faced with plastic laminated finish; including fittings and fixings; complete; as specified and as Drg. A-611 | B | Leaf size W11; 930 x 2200 high; with glass vision panel | 2 | Nr |  |  | 0 | 0
FAZ | 8 | OPENINGS | 081416 | FLUSH WOOD DOORS | AR | Item | 272 | 081416 - FLUSH WOOD DOORS | 081416 - FLUSH WOOD DOORS | C | Leaf size W12; 1080 x 2200 high; with glass vision panel | 1 | Nr |  |  | 0 | 0
FAZ | 8 | OPENINGS | 081416 | FLUSH WOOD DOORS | AR | Item | 273 | Flush wood doors; semi-solid core, 43 thick, leaf construction type 1; comprising preservative treated softwood framing and noggins faced both sides with 6 mm plywood glued and pressed to framing and lipped on all edges with hardwood, faced with plastic laminated finish; including fittings and fixings; complete; as specified and as Drg. A-611 | Flush wood doors; semi-solid core, 43 thick, leaf construction type 1; comprising preservative treated softwood framing and noggins faced both sides with 6 mm plywood glued and pressed to framing and lipped on all edges with hardwood, faced with plastic laminated finish; including fittings and fixings; complete; as specified and as Drg. A-611 | B | Leaf size W14; 900 x 2200 high; with glass vision panel | 1 | Nr | 330 | 330 | 306.9 | 306.9
FAZ | 8 | OPENINGS | 081416 | FLUSH WOOD DOORS | AR | Item | 274 | 081416 - FLUSH WOOD DOORS | 081416 - FLUSH WOOD DOORS | E | Leaf size W2; 830 x 2200 high | 5 | Nr |  |  | 0 | 0
FAZ | 8 | OPENINGS | 081416 | FLUSH WOOD DOORS | AR | Item | 275 | Flush wood doors; semi-solid core, 43 thick, leaf construction type 1; comprising preservative treated softwood framing and noggins faced both sides with 6 mm plywood glued and pressed to framing and lipped on all edges with hardwood, faced with plastic laminated finish; including fittings and fixings; complete; as specified and as Drg. A-611 | Flush wood doors; semi-solid core, 43 thick, leaf construction type 1; comprising preservative treated softwood framing and noggins faced both sides with 6 mm plywood glued and pressed to framing and lipped on all edges with hardwood, faced with plastic laminated finish; including fittings and fixings; complete; as specified and as Drg. A-611 | C | Leaf size W3; 930 x 2200 high | 9 | Nr | 275 | 2475 | 255.75 | 2301.75
FAZ | 8 | OPENINGS | 081416 | FLUSH WOOD DOORS | AR | Item | 276 | 081416 - FLUSH WOOD DOORS | 081416 - FLUSH WOOD DOORS | D | Leaf size W4; 1080 x 2200 high | 6 | Nr | 280 | 1680 | 260.4 | 1562.4
FAZ | 8 | OPENINGS | 081416 | FLUSH WOOD DOORS | AR | Item | 277 | Flush wood doors; semi-solid core, 43 thick, leaf construction type 1; comprising preservative treated softwood framing and noggins faced both sides with 6 mm plywood glued and pressed to framing and lipped on all edges with hardwood, faced with plastic laminated finish; including fittings and fixings; complete; as specified and as Drg. A-611 | Flush wood doors; semi-solid core, 43 thick, leaf construction type 1; comprising preservative treated softwood framing and noggins faced both sides with 6 mm plywood glued and pressed to framing and lipped on all edges with hardwood, faced with plastic laminated finish; including fittings and fixings; complete; as specified and as Drg. A-611 | H | Leaf size W6; 1830 x 2200 high; double leaf; | 1 | Nr |  |  | 0 | 0
FAZ | 8 | OPENINGS | 081416 | FLUSH WOOD DOORS | AR | Item | 278 | 081416 - FLUSH WOOD DOORS | 081416 - FLUSH WOOD DOORS | E | Leaf size W9; 900 x 2200 high | 1 | Nr | 275 | 275 | 255.75 | 255.75
FAZ | 8 | OPENINGS | 081416 | FLUSH WOOD DOORS | AR | Other | 279 | Flush wood doors; solid core, 43 thick, leaf construction type 2, fire rated, comprising hardwood framing and noggins; particle core faced both sides with 6 mm plywood lipped on all edges with hardwood, veneered faced, finished to receive clear finish paint; including intumescent strip, fittings and fixings; complete; as specified and as Drg. A-611 | Flush wood doors; solid core, 43 thick, leaf construction type 2, fire rated, comprising hardwood framing and noggins; particle core faced both sides with 6 mm plywood lipped on all edges with hardwood, veneered faced, finished to receive clear finish paint; including intumescent strip, fittings and fixings; complete; as specified and as Drg. A-611 |  | Flush wood doors; solid core, 43 thick, leaf construction type 2, fire rated, comprising hardwood framing and noggins; particle core faced both sides with 6 mm plywood lipped on all edges with hardwood, veneered faced, finished to receive clear finish paint; including intumescent strip, fittings and fixings; complete; as specified and as Drg. A-611
FAZ | 8 | OPENINGS | 081416 | FLUSH WOOD DOORS | AR | Item | 280 | 081416 - FLUSH WOOD DOORS | 081416 - FLUSH WOOD DOORS | A | Leaf size W10; 1530 x 2200 high; 60 minutes; double leaf | 1 | Nr |  |  | 0 | 0
FAZ | 8 | OPENINGS | 081416 | FLUSH WOOD DOORS | AR | Other | 281 | Flush wood doors; solid core, 43 thick, leaf construction type 2, fire rated, comprising hardwood framing and noggins; particle core faced both sides with 6 mm plywood lipped on all edges with hardwood, faced with plastic laminated finish; including intumescent strip, fittings and fixings; complete; as specified and as Drg. A-611 | Flush wood doors; solid core, 43 thick, leaf construction type 2, fire rated, comprising hardwood framing and noggins; particle core faced both sides with 6 mm plywood lipped on all edges with hardwood, faced with plastic laminated finish; including intumescent strip, fittings and fixings; complete; as specified and as Drg. A-611 |  | Flush wood doors; solid core, 43 thick, leaf construction type 2, fire rated, comprising hardwood framing and noggins; particle core faced both sides with 6 mm plywood lipped on all edges with hardwood, faced with plastic laminated finish; including intumescent strip, fittings and fixings; complete; as specified and as Drg. A-611
FAZ | 8 | OPENINGS | 081416 | FLUSH WOOD DOORS | AR | Item | 282 | 081416 - FLUSH WOOD DOORS | 081416 - FLUSH WOOD DOORS | B | Leaf size W1; 730 x 2200 high; 45 minutes | 1 | Nr |  |  | 0 | 0
FAZ | 8 | OPENINGS | 081416 | FLUSH WOOD DOORS | AR | Item | 283 | Flush wood doors; solid core, 43 thick, leaf construction type 2, fire rated, comprising hardwood framing and noggins; particle core faced both sides with 6 mm plywood lipped on all edges with hardwood, faced with plastic laminated finish; including intumescent strip, fittings and fixings; complete; as specified and as Drg. A-611 | Flush wood doors; solid core, 43 thick, leaf construction type 2, fire rated, comprising hardwood framing and noggins; particle core faced both sides with 6 mm plywood lipped on all edges with hardwood, faced with plastic laminated finish; including intumescent strip, fittings and fixings; complete; as specified and as Drg. A-611 | C | Leaf size W1; 730 x 2200 high; 60 minutes | 2 | Nr |  |  | 0 | 0
FAZ | 8 | OPENINGS | 081416 | FLUSH WOOD DOORS | AR | Item | 284 | 081416 - FLUSH WOOD DOORS | 081416 - FLUSH WOOD DOORS | D | Leaf size W10; 1530 x 2200 high; 60 minutes; double leaf | 1 | Nr |  |  | 0 | 0
FAZ | 8 | OPENINGS | 081416 | FLUSH WOOD DOORS | AR | Item | 285 | Flush wood doors; solid core, 43 thick, leaf construction type 2, fire rated, comprising hardwood framing and noggins; particle core faced both sides with 6 mm plywood lipped on all edges with hardwood, faced with plastic laminated finish; including intumescent strip, fittings and fixings; complete; as specified and as Drg. A-611 | Flush wood doors; solid core, 43 thick, leaf construction type 2, fire rated, comprising hardwood framing and noggins; particle core faced both sides with 6 mm plywood lipped on all edges with hardwood, faced with plastic laminated finish; including intumescent strip, fittings and fixings; complete; as specified and as Drg. A-611 | A | Leaf size W3; 930 x 2200 high; 60 minutes | 1 | Nr | 1500 | 1500 | 1395 | 1395
FAZ | 8 | OPENINGS | 081416 | FLUSH WOOD DOORS | AR | Item | 286 | 081416 - FLUSH WOOD DOORS | 081416 - FLUSH WOOD DOORS | B | Leaf size W3; 930 x 2200 high; 20 minutes | 2 | Nr | 400 | 800 | 372 | 744
FAZ | 8 | OPENINGS | 081416 | FLUSH WOOD DOORS | AR | Item | 287 | Flush wood doors; solid core, 43 thick, leaf construction type 2, fire rated, comprising hardwood framing and noggins; particle core faced both sides with 6 mm plywood lipped on all edges with hardwood, faced with plastic laminated finish; including intumescent strip, fittings and fixings; complete; as specified and as Drg. A-611 | Flush wood doors; solid core, 43 thick, leaf construction type 2, fire rated, comprising hardwood framing and noggins; particle core faced both sides with 6 mm plywood lipped on all edges with hardwood, faced with plastic laminated finish; including intumescent strip, fittings and fixings; complete; as specified and as Drg. A-611 | A | Leaf size W3; 930 x 2200 high; 45 minutes | 5 | Nr |  |  | 0 | 0
FAZ | 8 | OPENINGS | 081416 | FLUSH WOOD DOORS | AR | Item | 288 | 081416 - FLUSH WOOD DOORS | 081416 - FLUSH WOOD DOORS | B | Leaf size W4; 1080 x 2200 high; 60 minutes | 2 | Nr |  |  | 0 | 0
FAZ | 8 | OPENINGS | 081416 | FLUSH WOOD DOORS | AR | Item | 289 | Flush wood doors; solid core, 43 thick, leaf construction type 2, fire rated, comprising hardwood framing and noggins; particle core faced both sides with 6 mm plywood lipped on all edges with hardwood, faced with plastic laminated finish; including intumescent strip, fittings and fixings; complete; as specified and as Drg. A-611 | Flush wood doors; solid core, 43 thick, leaf construction type 2, fire rated, comprising hardwood framing and noggins; particle core faced both sides with 6 mm plywood lipped on all edges with hardwood, faced with plastic laminated finish; including intumescent strip, fittings and fixings; complete; as specified and as Drg. A-611 | A | Leaf size W4; 1080 x 2200 high; 20 minutes | 6 | Nr | 400 | 2400 | 372 | 2232
FAZ | 8 | OPENINGS | 081416 | FLUSH WOOD DOORS | AR | Item | 290 | 081416 - FLUSH WOOD DOORS | 081416 - FLUSH WOOD DOORS | B | Leaf size W5; 1530 x 2200 high; 60 minutes; double leaf; with glass vision panel | 2 | Nr | 1500 | 3000 | 1395 | 2790
FAZ | 8 | OPENINGS | 081416 | FLUSH WOOD DOORS | AR | Other | 291 | Wood door frames; hardwood, factory primed for painting; including soft wood sub frame, fittings and fixings; as specified and as Drg. A-611 | Wood door frames; hardwood, factory primed for painting; including soft wood sub frame, fittings and fixings; as specified and as Drg. A-611 |  | Wood door frames; hardwood, factory primed for painting; including soft wood sub frame, fittings and fixings; as specified and as Drg. A-611
FAZ | 8 | OPENINGS | 081416 | FLUSH WOOD DOORS | AR | Item | 292 | 081416 - FLUSH WOOD DOORS | 081416 - FLUSH WOOD DOORS | C | Type B | 10 | m | 65 | 650 | 60.45 | 604.5
FAZ | 8 | OPENINGS | 081416 | FLUSH WOOD DOORS | AR | Other | 293 | Wood door frames, fire rated, factory primed for painting; including sub frame, fittings and fixings; as specified and as Drg. A-611 | Wood door frames, fire rated, factory primed for painting; including sub frame, fittings and fixings; as specified and as Drg. A-611 |  | Wood door frames, fire rated, factory primed for painting; including sub frame, fittings and fixings; as specified and as Drg. A-611
FAZ | 8 | OPENINGS | 081416 | FLUSH WOOD DOORS | AR | Item | 294 | 081416 - FLUSH WOOD DOORS | 081416 - FLUSH WOOD DOORS | F | Type B; 60 minutes | 6 | m |  |  | 0 | 0
FAZ | 8 | OPENINGS | 081416 | FLUSH WOOD DOORS | AR | Other | 295 | Wood architrave; hardwood, factory primed for painting; including fittings and fixings; to | Wood architrave; hardwood, factory primed for painting; including fittings and fixings; to |  | Wood architrave; hardwood, factory primed for painting; including fittings and fixings; to
FAZ | 8 | OPENINGS | 081416 | FLUSH WOOD DOORS | AR | Item | 296 | 081416 - FLUSH WOOD DOORS | 081416 - FLUSH WOOD DOORS | D | Architrave; to frame type B | 48 | m | 15 | 720 | 13.95 | 669.6
FAZ | 8 | OPENINGS | 083113 | ACCESS DOORS AND FRAMES | AR | Other | 297 | 083113 - ACCESS DOORS AND FRAMES | 083113 - ACCESS DOORS AND FRAMES |  | 083113 - ACCESS DOORS AND FRAMES
FAZ | 8 | OPENINGS | 083113 | ACCESS DOORS AND FRAMES | AR | Other | 298 | Water tank cover; comprising 1.5 thick galvanized steel sheet skins; 50 thick injected polyurethane core, steel angle frame set in concrete; including epoxy paint, hinges, ironmongery, fittings and fixings; complete; as specified and as Drg. A-502; detail 5 | Water tank cover; comprising 1.5 thick galvanized steel sheet skins; 50 thick injected polyurethane core, steel angle frame set in concrete; including epoxy paint, hinges, ironmongery, fittings and fixings; complete; as specified and as Drg. A-502; detail 5 |  | Water tank cover; comprising 1.5 thick galvanized steel sheet skins; 50 thick injected polyurethane core, steel angle frame set in concrete; including epoxy paint, hinges, ironmongery, fittings and fixings; complete; as specified and as Drg. A-502; detail 5
FAZ | 8 | OPENINGS | 083113 | ACCESS DOORS AND FRAMES | AR | Item | 299 | 083113 - ACCESS DOORS AND FRAMES | 083113 - ACCESS DOORS AND FRAMES | A | Size 600 x 600 | 2 | Nr | 360 | 720 | 334.8 | 669.6
FAZ | 8 | OPENINGS | 083113 | ACCESS DOORS AND FRAMES | AR | Other | 300 | Shaft access panels; comprising 100 x 50 preservative treated softwood frame, 12 thick blockboard, with hardwood edging, 6 thick plywood facing on both sides, finished to receive paint; including hinges, architrave, paint, ironmongery, fittings and fixings; complete; as specified and as Drg. A-501; detail 7 | Shaft access panels; comprising 100 x 50 preservative treated softwood frame, 12 thick blockboard, with hardwood edging, 6 thick plywood facing on both sides, finished to receive paint; including hinges, architrave, paint, ironmongery, fittings and fixings; complete; as specified and as Drg. A-501; detail 7 |  | Shaft access panels; comprising 100 x 50 preservative treated softwood frame, 12 thick blockboard, with hardwood edging, 6 thick plywood facing on both sides, finished to receive paint; including hinges, architrave, paint, ironmongery, fittings and fixings; complete; as specified and as Drg. A-501; detail 7
FAZ | 8 | OPENINGS | 083113 | ACCESS DOORS AND FRAMES | AR | Item | 301 | 083113 - ACCESS DOORS AND FRAMES | 083113 - ACCESS DOORS AND FRAMES | B | Size 1500 x 1200 high | 1 | Nr | 300 | 300 | 279 | 279
FAZ | 8 | OPENINGS | 083113 | ACCESS DOORS AND FRAMES | AR | Other | 302 | Electrical closets door; comprising 40 x 20 x 3 thick galvanized steel channel frame; 3 thick fixed steel louvers, polyurethane foam filling, with associated steel frame and hardware, factory primed for painting; including paint, ironmongery, all necessary fixings and fittings; complete; as specified and as Drg. A-501; detail 6 | Electrical closets door; comprising 40 x 20 x 3 thick galvanized steel channel frame; 3 thick fixed steel louvers, polyurethane foam filling, with associated steel frame and hardware, factory primed for painting; including paint, ironmongery, all necessary fixings and fittings; complete; as specified and as Drg. A-501; detail 6 |  | Electrical closets door; comprising 40 x 20 x 3 thick galvanized steel channel frame; 3 thick fixed steel louvers, polyurethane foam filling, with associated steel frame and hardware, factory primed for painting; including paint, ironmongery, all necessary fixings and fittings; complete; as specified and as Drg. A-501; detail 6
FAZ | 8 | OPENINGS | 083113 | ACCESS DOORS AND FRAMES | AR | Item | 303 | 083113 - ACCESS DOORS AND FRAMES | 083113 - ACCESS DOORS AND FRAMES | C | Closet; size 1000 x 1950 high | 2 | Nr |  |  | 0 | 0
FAZ | 8 | OPENINGS | 083113 | ACCESS DOORS AND FRAMES | AR | Item | 304 | Electrical closets door; comprising 40 x 20 x 3 thick galvanized steel channel frame; 3 thick fixed steel louvers, polyurethane foam filling, with associated steel frame and hardware, factory primed for painting; including paint, ironmongery, all necessary fixings and fittings; complete; as specified and as Drg. A-501; detail 6 | Electrical closets door; comprising 40 x 20 x 3 thick galvanized steel channel frame; 3 thick fixed steel louvers, polyurethane foam filling, with associated steel frame and hardware, factory primed for painting; including paint, ironmongery, all necessary fixings and fittings; complete; as specified and as Drg. A-501; detail 6 | C | Closet; size 1400 x 1950 high | 1 | Nr | 675 | 675 | 627.75 | 627.75
FAZ | 8 | OPENINGS | 083213 | SLIDING ALUMINIUM-FRAMED GLASS DOORS | AR | Other | 305 | 083213 - SLIDING ALUMINIUM-FRAMED GLASS DOORS | 083213 - SLIDING ALUMINIUM-FRAMED GLASS DOORS |  | 083213 - SLIDING ALUMINIUM-FRAMED GLASS DOORS
FAZ | 8 | OPENINGS | 083213 | SLIDING ALUMINIUM-FRAMED GLASS DOORS | AR | Other | 306 | Sliding aluminum glass doors and screens; high performance organic PVDF coating finish; including sub frames, bedding, pointing, glazing gaskets and beads, suspension system, rails, fittings, fixings and ironmongery; glazing; as Drg. A-600 | Sliding aluminum glass doors and screens; high performance organic PVDF coating finish; including sub frames, bedding, pointing, glazing gaskets and beads, suspension system, rails, fittings, fixings and ironmongery; glazing; as Drg. A-600 |  | Sliding aluminum glass doors and screens; high performance organic PVDF coating finish; including sub frames, bedding, pointing, glazing gaskets and beads, suspension system, rails, fittings, fixings and ironmongery; glazing; as Drg. A-600
FAZ | 8 | OPENINGS | 083213 | SLIDING ALUMINIUM-FRAMED GLASS DOORS | AR | Item | 307 | 083213 - SLIDING ALUMINIUM-FRAMED GLASS DOORS | 083213 - SLIDING ALUMINIUM-FRAMED GLASS DOORS | A | Type 07; 2000 x 2300 high | 6 | Nr | 2800 | 16800 | 2604 | 15624
FAZ | 8 | OPENINGS | 083213 | SLIDING ALUMINIUM-FRAMED GLASS DOORS | AR | Item | 308 | Sliding aluminum glass doors and screens; high performance organic PVDF coating finish; including sub frames, bedding, pointing, glazing gaskets and beads, suspension system, rails, fittings, fixings and ironmongery; glazing; as Drg. A-600 | Sliding aluminum glass doors and screens; high performance organic PVDF coating finish; including sub frames, bedding, pointing, glazing gaskets and beads, suspension system, rails, fittings, fixings and ironmongery; glazing; as Drg. A-600 | B | Type 11; 2800 x 2200 high | 1 | Nr | 3500 | 3500 | 3255 | 3255
FAZ | 8 | OPENINGS | 083213 | SLIDING ALUMINIUM-FRAMED GLASS DOORS | AR | Item | 309 | 083213 - SLIDING ALUMINIUM-FRAMED GLASS DOORS | 083213 - SLIDING ALUMINIUM-FRAMED GLASS DOORS | C | Type 27; 3550 x 2300 high | 1 | Nr | 4000 | 4000 | 3720 | 3720
FAZ | 8 | OPENINGS | 084113 | ALUMINUM FRAMED ENTRANCES AND STOREFRONTS | AR | Other | 310 | 084113 - ALUMINUM FRAMED ENTRANCES AND STOREFRONTS | 084113 - ALUMINUM FRAMED ENTRANCES AND STOREFRONTS |  | 084113 - ALUMINUM FRAMED ENTRANCES AND STOREFRONTS
FAZ | 8 | OPENINGS | 084113 | ALUMINUM FRAMED ENTRANCES AND STOREFRONTS | AR | Other | 311 | Aluminum alloy glazed doors and screens; high performance organic PVDF coating finish; including timber sub frames, bedding, pointing, glazing gaskets and beads, fittings, fixings and ironmongery, glazing; as Drg. A-600 | Aluminum alloy glazed doors and screens; high performance organic PVDF coating finish; including timber sub frames, bedding, pointing, glazing gaskets and beads, fittings, fixings and ironmongery, glazing; as Drg. A-600 |  | Aluminum alloy glazed doors and screens; high performance organic PVDF coating finish; including timber sub frames, bedding, pointing, glazing gaskets and beads, fittings, fixings and ironmongery, glazing; as Drg. A-600
FAZ | 8 | OPENINGS | 084113 | ALUMINUM FRAMED ENTRANCES AND STOREFRONTS | AR | Item | 312 | 084113 - ALUMINUM FRAMED ENTRANCES AND STOREFRONTS | 084113 - ALUMINUM FRAMED ENTRANCES AND STOREFRONTS | D | Type 02; overall size 1800 x 2300 high | 1 | Nr |  |  | 0 | 0
FAZ | 8 | OPENINGS | 084113 | ALUMINUM FRAMED ENTRANCES AND STOREFRONTS | AR | Item | 313 | Aluminum alloy glazed doors and screens; high performance organic PVDF coating finish; including timber sub frames, bedding, pointing, glazing gaskets and beads, fittings, fixings and ironmongery, glazing; as Drg. A-600 | Aluminum alloy glazed doors and screens; high performance organic PVDF coating finish; including timber sub frames, bedding, pointing, glazing gaskets and beads, fittings, fixings and ironmongery, glazing; as Drg. A-600 | E | Type 20; overall size 8250 x 2900 high | 1 | Nr |  |  | 0 | 0
FAZ | 8 | OPENINGS | 084113 | ALUMINUM FRAMED ENTRANCES AND STOREFRONTS | AR | Item | 314 | 084113 - ALUMINUM FRAMED ENTRANCES AND STOREFRONTS | 084113 - ALUMINUM FRAMED ENTRANCES AND STOREFRONTS | F | Type 21; overall size 4660 x 2400 high | 1 | Nr |  |  | 0 | 0
FAZ | 8 | OPENINGS | 084113 | ALUMINUM FRAMED ENTRANCES AND STOREFRONTS | AR | Item | 315 | Aluminum alloy glazed doors and screens; high performance organic PVDF coating finish; including timber sub frames, bedding, pointing, glazing gaskets and beads, fittings, fixings and ironmongery, glazing; as Drg. A-600 | Aluminum alloy glazed doors and screens; high performance organic PVDF coating finish; including timber sub frames, bedding, pointing, glazing gaskets and beads, fittings, fixings and ironmongery, glazing; as Drg. A-600 | G | Type 24; overall size 2100 x 3900 high | 1 | Nr |  |  | 0 | 0
FAZ | 8 | OPENINGS | 085113 | ALUMINUM WINDOWS | AR | Other | 316 | 085113 - ALUMINUM WINDOWS | 085113 - ALUMINUM WINDOWS |  | 085113 - ALUMINUM WINDOWS
FAZ | 8 | OPENINGS | 085113 | ALUMINUM WINDOWS | AR | Other | 317 | Window and screens; aluminum alloy; high performance organic PVDF coating finish; including sub frame, fixings, bedding, pointing, glazing gaskets and beads, ironmongery, glazing; complete; as specified and as Drg. A-600 | Window and screens; aluminum alloy; high performance organic PVDF coating finish; including sub frame, fixings, bedding, pointing, glazing gaskets and beads, ironmongery, glazing; complete; as specified and as Drg. A-600 |  | Window and screens; aluminum alloy; high performance organic PVDF coating finish; including sub frame, fixings, bedding, pointing, glazing gaskets and beads, ironmongery, glazing; complete; as specified and as Drg. A-600
FAZ | 8 | OPENINGS | 085113 | ALUMINUM WINDOWS | AR | Item | 318 | 085113 - ALUMINUM WINDOWS | 085113 - ALUMINUM WINDOWS | A | Type 01; 1100 x 1500 high | 2 | Nr | 1000 | 2000 | 930 | 1860
FAZ | 8 | OPENINGS | 085113 | ALUMINUM WINDOWS | AR | Item | 319 | Window and screens; aluminum alloy; high performance organic PVDF coating finish; including sub frame, fixings, bedding, pointing, glazing gaskets and beads, ironmongery, glazing; complete; as specified and as Drg. A-600 | Window and screens; aluminum alloy; high performance organic PVDF coating finish; including sub frame, fixings, bedding, pointing, glazing gaskets and beads, ironmongery, glazing; complete; as specified and as Drg. A-600 | B | Type 03; 1600 x 1500 high | 3 | Nr |  |  | 0 | 0
FAZ | 8 | OPENINGS | 085113 | ALUMINUM WINDOWS | AR | Item | 320 | 085113 - ALUMINUM WINDOWS | 085113 - ALUMINUM WINDOWS | C | Type 06; 1800 x 1300 high | 2 | Nr |  |  | 0 | 0
FAZ | 8 | OPENINGS | 085113 | ALUMINUM WINDOWS | AR | Item | 321 | Window and screens; aluminum alloy; high performance organic PVDF coating finish; including sub frame, fixings, bedding, pointing, glazing gaskets and beads, ironmongery, glazing; complete; as specified and as Drg. A-600 | Window and screens; aluminum alloy; high performance organic PVDF coating finish; including sub frame, fixings, bedding, pointing, glazing gaskets and beads, ironmongery, glazing; complete; as specified and as Drg. A-600 | D | Type 08; 1900 x 1800 high | 1 | Nr |  |  | 0 | 0
FAZ | 8 | OPENINGS | 085113 | ALUMINUM WINDOWS | AR | Item | 322 | 085113 - ALUMINUM WINDOWS | 085113 - ALUMINUM WINDOWS | B | Type 09; 1800 x 1300 high | 2 | Nr | 1100 | 2200 | 1023 | 2046
FAZ | 8 | OPENINGS | 085113 | ALUMINUM WINDOWS | AR | Item | 323 | Window and screens; aluminum alloy; high performance organic PVDF coating finish; including sub frame, fixings, bedding, pointing, glazing gaskets and beads, ironmongery, glazing; complete; as specified and as Drg. A-600 | Window and screens; aluminum alloy; high performance organic PVDF coating finish; including sub frame, fixings, bedding, pointing, glazing gaskets and beads, ironmongery, glazing; complete; as specified and as Drg. A-600 | F | Type 10; 900 x 1300 high | 2 | Nr |  |  | 0 | 0
FAZ | 8 | OPENINGS | 085113 | ALUMINUM WINDOWS | AR | Item | 324 | 085113 - ALUMINUM WINDOWS | 085113 - ALUMINUM WINDOWS | G | Type 12; 1075 x 2900 high | 2 | Nr |  |  | 0 | 0
FAZ | 8 | OPENINGS | 085113 | ALUMINUM WINDOWS | AR | Item | 325 | Window and screens; aluminum alloy; high performance organic PVDF coating finish; including sub frame, fixings, bedding, pointing, glazing gaskets and beads, ironmongery, glazing; complete; as specified and as Drg. A-600 | Window and screens; aluminum alloy; high performance organic PVDF coating finish; including sub frame, fixings, bedding, pointing, glazing gaskets and beads, ironmongery, glazing; complete; as specified and as Drg. A-600 | H | Type 13; 750 x 500 high | 6 | Nr |  |  | 0 | 0
FAZ | 8 | OPENINGS | 085113 | ALUMINUM WINDOWS | AR | Item | 326 | 085113 - ALUMINUM WINDOWS | 085113 - ALUMINUM WINDOWS | J | Type 14; 2100 x 2900 high | 2 | Nr |  |  | 0 | 0
FAZ | 8 | OPENINGS | 085113 | ALUMINUM WINDOWS | AR | Item | 327 | Window and screens; aluminum alloy; high performance organic PVDF coating finish; including sub frame, fixings, bedding, pointing, glazing gaskets and beads, ironmongery, glazing; complete; as specified and as Drg. A-600 | Window and screens; aluminum alloy; high performance organic PVDF coating finish; including sub frame, fixings, bedding, pointing, glazing gaskets and beads, ironmongery, glazing; complete; as specified and as Drg. A-600 | K | Type 15; 2200 x 1100 high | 1 | Nr |  |  | 0 | 0
FAZ | 8 | OPENINGS | 085113 | ALUMINUM WINDOWS | AR | Item | 328 | 085113 - ALUMINUM WINDOWS | 085113 - ALUMINUM WINDOWS | L | Type 16; 1400 x 1500 high | 4 | Nr |  |  | 0 | 0
FAZ | 8 | OPENINGS | 085113 | ALUMINUM WINDOWS | AR | Item | 329 | Window and screens; aluminum alloy; high performance organic PVDF coating finish; including sub frame, fixings, bedding, pointing, glazing gaskets and beads, ironmongery, glazing; complete; as specified and as Drg. A-600 | Window and screens; aluminum alloy; high performance organic PVDF coating finish; including sub frame, fixings, bedding, pointing, glazing gaskets and beads, ironmongery, glazing; complete; as specified and as Drg. A-600 | M | Type 17; 1450 x 1100 high | 2 | Nr |  |  | 0 | 0
FAZ | 8 | OPENINGS | 085113 | ALUMINUM WINDOWS | AR | Item | 330 | 085113 - ALUMINUM WINDOWS | 085113 - ALUMINUM WINDOWS | C | Type 18; 1600 x 550 high | 3 | Nr | 850 | 2550 | 790.5 | 2371.5
FAZ | 8 | OPENINGS | 085113 | ALUMINUM WINDOWS | AR | Item | 331 | Window and screens; aluminum alloy; high performance organic PVDF coating finish; including sub frame, fixings, bedding, pointing, glazing gaskets and beads, ironmongery, glazing; complete; as specified and as Drg. A-600 | Window and screens; aluminum alloy; high performance organic PVDF coating finish; including sub frame, fixings, bedding, pointing, glazing gaskets and beads, ironmongery, glazing; complete; as specified and as Drg. A-600 | P | Type 22; 4275 x 2300 high | 1 | Nr |  |  | 0 | 0
FAZ | 8 | OPENINGS | 085113 | ALUMINUM WINDOWS | AR | Item | 332 | 085113 - ALUMINUM WINDOWS | 085113 - ALUMINUM WINDOWS | D | Type 23; 1800 x 1000 high | 1 | Nr | 850 | 850 | 790.5 | 790.5
FAZ | 8 | OPENINGS | 085113 | ALUMINUM WINDOWS | AR | Item | 333 | Window and screens; aluminum alloy; high performance organic PVDF coating finish; including sub frame, fixings, bedding, pointing, glazing gaskets and beads, ironmongery, glazing; complete; as specified and as Drg. A-600 | Window and screens; aluminum alloy; high performance organic PVDF coating finish; including sub frame, fixings, bedding, pointing, glazing gaskets and beads, ironmongery, glazing; complete; as specified and as Drg. A-600 | A | Type 26; 2750 x 1100 high | 2 | Nr |  |  | 0 | 0
FAZ | 8 | OPENINGS | 085113 | ALUMINUM WINDOWS | AR | Item | 334 | 085113 - ALUMINUM WINDOWS | 085113 - ALUMINUM WINDOWS | A | Type 27; 3550 x 2500 high | 1 | Nr | 4300 | 4300 | 3999 | 3999
FAZ | 8 | OPENINGS | 085113 | ALUMINUM WINDOWS | AR | Item | 335 | Window and screens; aluminum alloy; high performance organic PVDF coating finish; including sub frame, fixings, bedding, pointing, glazing gaskets and beads, ironmongery, glazing; complete; as specified and as Drg. A-600 | Window and screens; aluminum alloy; high performance organic PVDF coating finish; including sub frame, fixings, bedding, pointing, glazing gaskets and beads, ironmongery, glazing; complete; as specified and as Drg. A-600 | C | Type 28; 2400 x 2300 high | 2 | Nr |  |  | 0 | 0
FAZ | 8 | OPENINGS | 087111 | DOOR HARDWARE (SCHEDULED BY DESCRIBING PRODUCTS) | AR | Other | 336 | 087111 - DOOR HARDWARE (SCHEDULED BY DESCRIBING PRODUCTS) | 087111 - DOOR HARDWARE (SCHEDULED BY DESCRIBING PRODUCTS) |  | 087111 - DOOR HARDWARE (SCHEDULED BY DESCRIBING PRODUCTS)
FAZ | 8 | OPENINGS | 087111 | DOOR HARDWARE (SCHEDULED BY DESCRIBING PRODUCTS) | AR | Other | 337 | Door hardware sets; including all ironmongery and accessories as per hardware sets scheduled by describing products; as specified and as Drg. A-611 | For non fire rated doors |  | Door hardware sets; including all ironmongery and accessories as per hardware sets scheduled by describing products; as specified and as Drg. A-611
FAZ | 8 | OPENINGS | 087111 | DOOR HARDWARE (SCHEDULED BY DESCRIBING PRODUCTS) | AR | Other | 338 | Door hardware sets; including all ironmongery and accessories as per hardware sets scheduled by describing products; as specified and as Drg. A-611 | For non fire rated doors |  | For non fire rated doors
FAZ | 8 | OPENINGS | 087111 | DOOR HARDWARE (SCHEDULED BY DESCRIBING PRODUCTS) | AR | Item | 339 | Door hardware sets; including all ironmongery and accessories as per hardware sets scheduled by describing products; as specified and as Drg. A-611 | For non fire rated doors | B | Type HW1 | 7 | Nr | 270 | 1890 | 251.1 | 1757.7
FAZ | 8 | OPENINGS | 087111 | DOOR HARDWARE (SCHEDULED BY DESCRIBING PRODUCTS) | AR | Item | 340 | Door hardware sets; including all ironmongery and accessories as per hardware sets scheduled by describing products; as specified and as Drg. A-611 | For non fire rated doors | E | Type HW10 | 1 | Nr |  |  | 0 | 0
FAZ | 8 | OPENINGS | 087111 | DOOR HARDWARE (SCHEDULED BY DESCRIBING PRODUCTS) | AR | Item | 341 | Door hardware sets; including all ironmongery and accessories as per hardware sets scheduled by describing products; as specified and as Drg. A-611 | For non fire rated doors | F | Type HW10a | 1 | Nr |  |  | 0 | 0
FAZ | 8 | OPENINGS | 087111 | DOOR HARDWARE (SCHEDULED BY DESCRIBING PRODUCTS) | AR | Item | 342 | Door hardware sets; including all ironmongery and accessories as per hardware sets scheduled by describing products; as specified and as Drg. A-611 | For non fire rated doors | G | Type HW11 | 4 | Nr |  | 0 | 0 | 0
FAZ | 8 | OPENINGS | 087111 | DOOR HARDWARE (SCHEDULED BY DESCRIBING PRODUCTS) | AR | Item | 343 | Door hardware sets; including all ironmongery and accessories as per hardware sets scheduled by describing products; as specified and as Drg. A-611 | For non fire rated doors | C | Type HW12 | 3 | Nr | 170 | 510 | 158.1 | 474.3
FAZ | 8 | OPENINGS | 087111 | DOOR HARDWARE (SCHEDULED BY DESCRIBING PRODUCTS) | AR | Item | 344 | Door hardware sets; including all ironmongery and accessories as per hardware sets scheduled by describing products; as specified and as Drg. A-611 | For non fire rated doors | J | Type HW14 | 1 | Nr |  |  | 0 | 0
FAZ | 8 | OPENINGS | 087111 | DOOR HARDWARE (SCHEDULED BY DESCRIBING PRODUCTS) | AR | Item | 345 | Door hardware sets; including all ironmongery and accessories as per hardware sets scheduled by describing products; as specified and as Drg. A-611 | For non fire rated doors | K | Type HW15 | 1 | Nr |  |  | 0 | 0
FAZ | 8 | OPENINGS | 087111 | DOOR HARDWARE (SCHEDULED BY DESCRIBING PRODUCTS) | AR | Item | 346 | Door hardware sets; including all ironmongery and accessories as per hardware sets scheduled by describing products; as specified and as Drg. A-611 | For non fire rated doors | D | Type HW15b | 1 | Nr | 250 | 250 | 232.5 | 232.5
FAZ | 8 | OPENINGS | 087111 | DOOR HARDWARE (SCHEDULED BY DESCRIBING PRODUCTS) | AR | Item | 347 | Door hardware sets; including all ironmongery and accessories as per hardware sets scheduled by describing products; as specified and as Drg. A-611 | For non fire rated doors | E | Type HW16 | 2 | Nr | 280 | 560 | 260.4 | 520.8
FAZ | 8 | OPENINGS | 087111 | DOOR HARDWARE (SCHEDULED BY DESCRIBING PRODUCTS) | AR | Item | 348 | Door hardware sets; including all ironmongery and accessories as per hardware sets scheduled by describing products; as specified and as Drg. A-611 | For non fire rated doors | N | Type HW18 | 1 | Nr |  |  | 0 | 0
FAZ | 8 | OPENINGS | 087111 | DOOR HARDWARE (SCHEDULED BY DESCRIBING PRODUCTS) | AR | Item | 349 | Door hardware sets; including all ironmongery and accessories as per hardware sets scheduled by describing products; as specified and as Drg. A-611 | For non fire rated doors | P | Type HW19 | 1 | Nr |  |  | 0 | 0
FAZ | 8 | OPENINGS | 087111 | DOOR HARDWARE (SCHEDULED BY DESCRIBING PRODUCTS) | AR | Item | 350 | Door hardware sets; including all ironmongery and accessories as per hardware sets scheduled by describing products; as specified and as Drg. A-611 | For non fire rated doors | A | Type HW19b | 1 | Nr |  |  | 0 | 0
FAZ | 8 | OPENINGS | 087111 | DOOR HARDWARE (SCHEDULED BY DESCRIBING PRODUCTS) | AR | Item | 351 | Door hardware sets; including all ironmongery and accessories as per hardware sets scheduled by describing products; as specified and as Drg. A-611 | For non fire rated doors | A | Type HW20 | 4 | Nr | 80 | 320 | 74.4 | 297.6
FAZ | 8 | OPENINGS | 087111 | DOOR HARDWARE (SCHEDULED BY DESCRIBING PRODUCTS) | AR | Item | 352 | Door hardware sets; including all ironmongery and accessories as per hardware sets scheduled by describing products; as specified and as Drg. A-611 | For non fire rated doors | B | Type HW21 | 1 | Nr | 520 | 520 | 483.6 | 483.6
FAZ | 8 | OPENINGS | 087111 | DOOR HARDWARE (SCHEDULED BY DESCRIBING PRODUCTS) | AR | Item | 353 | Door hardware sets; including all ironmongery and accessories as per hardware sets scheduled by describing products; as specified and as Drg. A-611 | For non fire rated doors | C | Type HW26 | 1 | Nr | 170 | 170 | 158.1 | 158.1
FAZ | 8 | OPENINGS | 087111 | DOOR HARDWARE (SCHEDULED BY DESCRIBING PRODUCTS) | AR | Item | 354 | Door hardware sets; including all ironmongery and accessories as per hardware sets scheduled by describing products; as specified and as Drg. A-611 | For non fire rated doors | D | Type HW27 | 1 | Nr | 380 | 380 | 353.4 | 353.4
FAZ | 8 | OPENINGS | 087111 | DOOR HARDWARE (SCHEDULED BY DESCRIBING PRODUCTS) | AR | Item | 355 | Door hardware sets; including all ironmongery and accessories as per hardware sets scheduled by describing products; as specified and as Drg. A-611 | For non fire rated doors | F | Type HW3 | 1 | Nr |  |  | 0 | 0
FAZ | 8 | OPENINGS | 087111 | DOOR HARDWARE (SCHEDULED BY DESCRIBING PRODUCTS) | AR | Item | 356 | Door hardware sets; including all ironmongery and accessories as per hardware sets scheduled by describing products; as specified and as Drg. A-611 | For non fire rated doors | E | Type HW4 | 1 | Nr | 170 | 170 | 158.1 | 158.1
FAZ | 8 | OPENINGS | 087111 | DOOR HARDWARE (SCHEDULED BY DESCRIBING PRODUCTS) | AR | Item | 357 | Door hardware sets; including all ironmongery and accessories as per hardware sets scheduled by describing products; as specified and as Drg. A-611 | For non fire rated doors | H | Type HW4a | 1 | Nr |  |  | 0 | 0
FAZ | 8 | OPENINGS | 087111 | DOOR HARDWARE (SCHEDULED BY DESCRIBING PRODUCTS) | AR | Item | 358 | Door hardware sets; including all ironmongery and accessories as per hardware sets scheduled by describing products; as specified and as Drg. A-611 | For non fire rated doors | F | Type HW5 | 1 | Nr | 145 | 145 | 134.85 | 134.85
FAZ | 8 | OPENINGS | 087111 | DOOR HARDWARE (SCHEDULED BY DESCRIBING PRODUCTS) | AR | Item | 359 | Door hardware sets; including all ironmongery and accessories as per hardware sets scheduled by describing products; as specified and as Drg. A-611 | For non fire rated doors | G | Type HW6 | 2 | Nr | 105 | 210 | 97.65 | 195.3
FAZ | 8 | OPENINGS | 087111 | DOOR HARDWARE (SCHEDULED BY DESCRIBING PRODUCTS) | AR | Item | 360 | Door hardware sets; including all ironmongery and accessories as per hardware sets scheduled by describing products; as specified and as Drg. A-611 | For non fire rated doors | H | Type HW7 | 7 | Nr | 80 | 560 | 74.4 | 520.8
FAZ | 8 | OPENINGS | 087111 | DOOR HARDWARE (SCHEDULED BY DESCRIBING PRODUCTS) | AR | Item | 361 | Door hardware sets; including all ironmongery and accessories as per hardware sets scheduled by describing products; as specified and as Drg. A-611 | For non fire rated doors | M | Type HW8 | 3 | Nr |  |  | 0 | 0
FAZ | 8 | OPENINGS | 087111 | DOOR HARDWARE (SCHEDULED BY DESCRIBING PRODUCTS) | AR | Other | 362 | Door hardware sets; including all ironmongery and accessories as per hardware sets scheduled by describing products; as specified and as Drg. A-611 | For fire rated doors |  | For fire rated doors
FAZ | 8 | OPENINGS | 087111 | DOOR HARDWARE (SCHEDULED BY DESCRIBING PRODUCTS) | AR | Item | 363 | Door hardware sets; including all ironmongery and accessories as per hardware sets scheduled by describing products; as specified and as Drg. A-611 | For non fire rated doors | J | Type HW1 /F; 60 minutes | 1 | Nr | 270 | 270 | 251.1 | 251.1
FAZ | 8 | OPENINGS | 087111 | DOOR HARDWARE (SCHEDULED BY DESCRIBING PRODUCTS) | AR | Item | 364 | Door hardware sets; including all ironmongery and accessories as per hardware sets scheduled by describing products; as specified and as Drg. A-611 | For fire rated doors | K | Type HW10 /F; 60 minutes | 1 | Nr | 105 | 105 | 97.65 | 97.65
FAZ | 8 | OPENINGS | 087111 | DOOR HARDWARE (SCHEDULED BY DESCRIBING PRODUCTS) | AR | Item | 365 | Door hardware sets; including all ironmongery and accessories as per hardware sets scheduled by describing products; as specified and as Drg. A-611 | For non fire rated doors | Q | Type HW11 /F; 45 minutes | 1 | Nr |  |  | 0 | 0
FAZ | 8 | OPENINGS | 087111 | DOOR HARDWARE (SCHEDULED BY DESCRIBING PRODUCTS) | AR | Item | 366 | Door hardware sets; including all ironmongery and accessories as per hardware sets scheduled by describing products; as specified and as Drg. A-611 | For fire rated doors | L | Type HW11 /F; 60 minutes | 1 | Nr | 170 | 170 | 158.1 | 158.1
FAZ | 8 | OPENINGS | 087111 | DOOR HARDWARE (SCHEDULED BY DESCRIBING PRODUCTS) | AR | Item | 367 | Door hardware sets; including all ironmongery and accessories as per hardware sets scheduled by describing products; as specified and as Drg. A-611 | For non fire rated doors | M | Type HW13 /F; 20 minutes | 6 | Nr | 105 | 630 | 97.65 | 585.9
FAZ | 8 | OPENINGS | 087111 | DOOR HARDWARE (SCHEDULED BY DESCRIBING PRODUCTS) | AR | Item | 368 | Door hardware sets; including all ironmongery and accessories as per hardware sets scheduled by describing products; as specified and as Drg. A-611 | For fire rated doors | T | Type HW14 /F; 45 minutes | 2 | Nr |  |  | 0 | 0
FAZ | 8 | OPENINGS | 087111 | DOOR HARDWARE (SCHEDULED BY DESCRIBING PRODUCTS) | AR | Item | 369 | Door hardware sets; including all ironmongery and accessories as per hardware sets scheduled by describing products; as specified and as Drg. A-611 | For non fire rated doors | U | Type HW14 /F; 60 minutes | 1 | Nr |  |  | 0 | 0
FAZ | 8 | OPENINGS | 087111 | DOOR HARDWARE (SCHEDULED BY DESCRIBING PRODUCTS) | AR | Item | 370 | Door hardware sets; including all ironmongery and accessories as per hardware sets scheduled by describing products; as specified and as Drg. A-611 | For fire rated doors | A | Type HW17 /F; 60 minutes | 1 | Nr |  |  | 0 | 0
FAZ | 8 | OPENINGS | 087111 | DOOR HARDWARE (SCHEDULED BY DESCRIBING PRODUCTS) | AR | Item | 371 | Door hardware sets; including all ironmongery and accessories as per hardware sets scheduled by describing products; as specified and as Drg. A-611 | For non fire rated doors | B | Type HW18 /F; 60 minutes | 1 | Nr |  |  | 0 | 0
FAZ | 8 | OPENINGS | 087111 | DOOR HARDWARE (SCHEDULED BY DESCRIBING PRODUCTS) | AR | Item | 372 | Door hardware sets; including all ironmongery and accessories as per hardware sets scheduled by describing products; as specified and as Drg. A-611 | For fire rated doors | C | Type HW19a /F; 60 minutes | 1 | Nr |  |  | 0 | 0
FAZ | 8 | OPENINGS | 087111 | DOOR HARDWARE (SCHEDULED BY DESCRIBING PRODUCTS) | AR | Item | 373 | Door hardware sets; including all ironmongery and accessories as per hardware sets scheduled by describing products; as specified and as Drg. A-611 | For non fire rated doors | A | Type HW19a /F; 90 minutes | 1 | Nr | 600 | 600 | 558 | 558
FAZ | 8 | OPENINGS | 087111 | DOOR HARDWARE (SCHEDULED BY DESCRIBING PRODUCTS) | AR | Item | 374 | Door hardware sets; including all ironmongery and accessories as per hardware sets scheduled by describing products; as specified and as Drg. A-611 | For fire rated doors | E | Type HW20a /F; 60 minutes | 1 | Nr |  |  | 0 | 0
FAZ | 8 | OPENINGS | 087111 | DOOR HARDWARE (SCHEDULED BY DESCRIBING PRODUCTS) | AR | Item | 375 | Door hardware sets; including all ironmongery and accessories as per hardware sets scheduled by describing products; as specified and as Drg. A-611 | For non fire rated doors | B | Type HW27 /F; 60 minutes | 1 | Nr | 380 | 380 | 353.4 | 353.4
FAZ | 8 | OPENINGS | 087111 | DOOR HARDWARE (SCHEDULED BY DESCRIBING PRODUCTS) | AR | Item | 376 | Door hardware sets; including all ironmongery and accessories as per hardware sets scheduled by describing products; as specified and as Drg. A-611 | For fire rated doors | G | Type HW4 /F; 45 minutes | 1 | Nr |  |  | 0 | 0
FAZ | 8 | OPENINGS | 087111 | DOOR HARDWARE (SCHEDULED BY DESCRIBING PRODUCTS) | AR | Item | 377 | Door hardware sets; including all ironmongery and accessories as per hardware sets scheduled by describing products; as specified and as Drg. A-611 | For non fire rated doors | C | Type HW4 /F; 60 minutes | 2 | Nr | 170 | 340 | 158.1 | 316.2
FAZ | 8 | OPENINGS | 087111 | DOOR HARDWARE (SCHEDULED BY DESCRIBING PRODUCTS) | AR | Item | 378 | Door hardware sets; including all ironmongery and accessories as per hardware sets scheduled by describing products; as specified and as Drg. A-611 | For fire rated doors | D | Type HW5 /F; 45 minutes | 2 | Nr | 105 | 210 | 97.65 | 195.3
FAZ | 8 | OPENINGS | 087111 | DOOR HARDWARE (SCHEDULED BY DESCRIBING PRODUCTS) | AR | Other | 379 | Door hardware sets; including all ironmongery and accessories as per hardware sets scheduled by describing products; as specified and as Drg. A-611 | For non fire rated doors | BILL NO. 8 - OPENINGS
FAZ | 8 | OPENINGS | To Summary | To Summary |  | Bill Sum | 380 | Door hardware sets; including all ironmongery and accessories as per hardware sets scheduled by describing products; as specified and as Drg. A-611 | For fire rated doors | To Summary |  |  |  | J.D | 71540
FAZ | 9 | FINISHES | 092400 | PORTLAND CEMENT PLASTER | AR | Other | 381 | Door hardware sets; including all ironmongery and accessories as per hardware sets scheduled by describing products; as specified and as Drg. A-611 | For non fire rated doors |  |  | BILLS NO. 9
FAZ | 9 | FINISHES | 092400 | PORTLAND CEMENT PLASTER | AR | Other | 382 | Door hardware sets; including all ironmongery and accessories as per hardware sets scheduled by describing products; as specified and as Drg. A-611 | For fire rated doors |  |  | FINISHES
FAZ | 9 | FINISHES | 092400 | PORTLAND CEMENT PLASTER | AR | Other | 383 | Door hardware sets; including all ironmongery and accessories as per hardware sets scheduled by describing products; as specified and as Drg. A-611 | For non fire rated doors | Item | Description | Qty | Unit | Rate | Amount
FAZ | 9 | FINISHES | 092400 | PORTLAND CEMENT PLASTER | AR | Other | 384 | Door hardware sets; including all ironmongery and accessories as per hardware sets scheduled by describing products; as specified and as Drg. A-611 | For fire rated doors | [5 empty] | J.D
FAZ | 9 | FINISHES | 092400 | PORTLAND CEMENT PLASTER | AR | Other | 385 | 092400 - PORTLAND CEMENT PLASTER | 092400 - PORTLAND CEMENT PLASTER |  | 092400 - PORTLAND CEMENT PLASTER
FAZ | 9 | FINISHES | 092400 | PORTLAND CEMENT PLASTER | AR | Other | 386 | Cement-sand plaster; plain finish; to | Cement-sand plaster; plain finish; to |  | Cement-sand plaster; plain finish; to
FAZ | 9 | FINISHES | 092400 | PORTLAND CEMENT PLASTER | AR | Item | 387 | 092400 - PORTLAND CEMENT PLASTER | 092400 - PORTLAND CEMENT PLASTER | A | Walls; 15 thick; internal | 1658 | m2 | 7 | 11606 | 6.51 | 10793.58
FAZ | 9 | FINISHES | 092400 | PORTLAND CEMENT PLASTER | AR | Item | 388 | Cement-sand plaster; plain finish; to | Cement-sand plaster; plain finish; to | B | Curved walls; 15 thick; internal | 47 | m2 |  | 0 | 0 | 0
FAZ | 9 | FINISHES | 092400 | PORTLAND CEMENT PLASTER | AR | Item | 389 | 092400 - PORTLAND CEMENT PLASTER | 092400 - PORTLAND CEMENT PLASTER | B | Walls; 20 thick; external | 1100 | m2 | 9 | 9900 | 8.37 | 9207
FAZ | 9 | FINISHES | 092400 | PORTLAND CEMENT PLASTER | AR | Item | 390 | Cement-sand plaster; plain finish; to | Cement-sand plaster; plain finish; to | C | Ceiling; 15 thick; internal | 399 | m2 | 8 | 3192 | 7.44 | 2968.56
FAZ | 9 | FINISHES | 092400 | PORTLAND CEMENT PLASTER | AR | Item | 391 | 092400 - PORTLAND CEMENT PLASTER | 092400 - PORTLAND CEMENT PLASTER | D | Ceiling; 20 thick; external | 137 | m2 | 9 | 1233 | 8.37 | 1146.69
FAZ | 9 | FINISHES | 092400 | PORTLAND CEMENT PLASTER | AR | Item | 392 | Cement-sand plaster; plain finish; to | Cement-sand plaster; plain finish; to | F | Isolated columns; 15 thick; internal | 31 | m2 |  | 0 | 0 | 0
FAZ | 9 | FINISHES | 092400 | PORTLAND CEMENT PLASTER | AR | Other | 393 | Cement-sand plaster; finished to receive tiling; to | Cement-sand plaster; finished to receive tiling; to |  | Cement-sand plaster; finished to receive tiling; to
FAZ | 9 | FINISHES | 092400 | PORTLAND CEMENT PLASTER | AR | Item | 394 | Cement-sand plaster; plain finish; to | Cement-sand plaster; plain finish; to | E | Walls; 15 thick; internal | 116 | m2 | 10 | 1160 | 9.3 | 1078.8
FAZ | 9 | FINISHES | 092900 | GYPSUM BOARD | AR | Other | 395 | 092900 - GYPSUM BOARD | 092900 - GYPSUM BOARD |  | 092900 - GYPSUM BOARD
FAZ | 9 | FINISHES | 092900 | GYPSUM BOARD | AR | Other | 396 | Gypsum boards suspended ceiling; comprising gypsum board; finished to receive paint; including suspension system, acoustical sealant, upstands, edge trim, hangers, fittings and fixings; furring (vertical surfaces); complete; as specified and shown on Drawings; to | Gypsum boards suspended ceiling; comprising gypsum board; finished to receive paint; including suspension system, acoustical sealant, upstands, edge trim, hangers, fittings and fixings; furring (vertical surfaces); complete; as specified and shown on Drawings; to |  | Gypsum boards suspended ceiling; comprising gypsum board; finished to receive paint; including suspension system, acoustical sealant, upstands, edge trim, hangers, fittings and fixings; furring (vertical surfaces); complete; as specified and shown on Drawings; to
FAZ | 9 | FINISHES | 092900 | GYPSUM BOARD | AR | Item | 397 | 092900 - GYPSUM BOARD | 092900 - GYPSUM BOARD | F | Ceilings; moisture | 66 | m2 | 20 | 1320 | 18.6 | 1227.6
FAZ | 9 | FINISHES | 093000 | TILING | AR | Other | 398 | 093000 - TILING | 093000 - TILING |  | 093000 - TILING
FAZ | 9 | FINISHES | 093000 | TILING | AR | Other | 399 | Ceramic tiles and fittings; vitrified unglazed, with non slip finish; including cement-sand screed; to | Ceramic tiles and fittings; vitrified unglazed, with non slip finish; including cement-sand screed; to |  | Ceramic tiles and fittings; vitrified unglazed, with non slip finish; including cement-sand screed; to
FAZ | 9 | FINISHES | 093000 | TILING | AR | Item | 400 | 093000 - TILING | 093000 - TILING | A | Floors; 200 x 200 | 42 | m2 |  | 0 | 0 | 0
FAZ | 9 | FINISHES | 093000 | TILING | AR | Item | 401 | Ceramic tiles and fittings; vitrified unglazed, with non slip finish; including cement-sand screed; to | Ceramic tiles and fittings; vitrified unglazed, with non slip finish; including cement-sand screed; to | A | Floors; 300 x 300 | 15 | m2 | 35 | 525 | 32.55 | 488.25
FAZ | 9 | FINISHES | 093000 | TILING | AR | Item | 402 | 093000 - TILING | 093000 - TILING | B | Floors; 400 x 400 | 25 | m2 | 35 | 875 | 32.55 | 813.75
FAZ | 9 | FINISHES | 093000 | TILING | AR | Item | 403 | Ceramic tiles and fittings; vitrified unglazed, with non slip finish; including cement-sand screed; to | Ceramic tiles and fittings; vitrified unglazed, with non slip finish; including cement-sand screed; to | C | Floors; 400 x 400; acid resistant | 31 | m2 | 40 | 1240 | 37.2 | 1153.2
FAZ | 9 | FINISHES | 093000 | TILING | AR | Item | 404 | 093000 - TILING | 093000 - TILING | D | Floors; 600 x 600 | 641 | m2 | 30 | 19230 | 27.9 | 17883.9
FAZ | 9 | FINISHES | 093000 | TILING | AR | Item | 405 | Ceramic tiles and fittings; vitrified unglazed, with non slip finish; including cement-sand screed; to | Ceramic tiles and fittings; vitrified unglazed, with non slip finish; including cement-sand screed; to | E | Skirting; 100 high | 533 | m | 15 | 7995 | 13.95 | 7435.35
FAZ | 9 | FINISHES | 093000 | TILING | AR | Item | 406 | 093000 - TILING | 093000 - TILING | G | Curved skirting; 100 high | 11 | m |  | 0 | 0 | 0
FAZ | 9 | FINISHES | 093000 | TILING | AR | Other | 407 | Glazed ceramic tiles and fittings; vitrified satin glazed with cushion edges and space lugs; to | Glazed ceramic tiles and fittings; vitrified satin glazed with cushion edges and space lugs; to |  | Glazed ceramic tiles and fittings; vitrified satin glazed with cushion edges and space lugs; to
FAZ | 9 | FINISHES | 093000 | TILING | AR | Item | 408 | 093000 - TILING | 093000 - TILING | H | Walls; 200 x 200 x 6 thick | 231 | m2 |  | 0 | 0 | 0
FAZ | 9 | FINISHES | 093000 | TILING | AR | Item | 409 | Glazed ceramic tiles and fittings; vitrified satin glazed with cushion edges and space lugs; to | Glazed ceramic tiles and fittings; vitrified satin glazed with cushion edges and space lugs; to | F | Walls; 250 x 400 x 6 thick | 116 | m2 | 25 | 2900 | 23.25 | 2697
FAZ | 9 | FINISHES | 095133 | ACOUSTICAL METAL PAN CEILINGS | AR | Other | 410 | 095133 - ACOUSTICAL METAL PAN CEILINGS | 095133 - ACOUSTICAL METAL PAN CEILINGS |  | 095133 - ACOUSTICAL METAL PAN CEILINGS
FAZ | 9 | FINISHES | 095133 | ACOUSTICAL METAL PAN CEILINGS | AR | Other | 411 | Metal panel suspended ceilings; comprising 600 x 600 thick perforated aluminum panels, square edges, flat surface and polyester powder coated finish; including snap-in grid suspension system, hangers, angles and edge trims; furring (vertical surfaces); complete; complete; as specified and shown on Drawings; to | Metal panel suspended ceilings; comprising 600 x 600 thick perforated aluminum panels, square edges, flat surface and polyester powder coated finish; including snap-in grid suspension system, hangers, angles and edge trims; furring (vertical surfaces); complete; complete; as specified and shown on Drawings; to |  | Metal panel suspended ceilings; comprising 600 x 600 thick perforated aluminum panels, square edges, flat surface and polyester powder coated finish; including snap-in grid suspension system, hangers, angles and edge trims; furring (vertical surfaces); complete; complete; as specified and shown on Drawings; to
FAZ | 9 | FINISHES | 095133 | ACOUSTICAL METAL PAN CEILINGS | AR | Item | 412 | 095133 - ACOUSTICAL METAL PAN CEILINGS | 095133 - ACOUSTICAL METAL PAN CEILINGS | G | Ceilings | 200 | m2 | 30 | 6000 | 27.9 | 5580
FAZ | 9 | FINISHES | 095133 | ACOUSTICAL METAL PAN CEILINGS | AR | Other | 413 | Decorative suspended ceilings; comprising gypsum boards and perforated aluminum panels; including paint on gypsum, suspension system, upstands, edge trim, hangers, fittings and fixings; furring (vertical surfaces); complete; as specified and shown on Drawings; to | Decorative suspended ceilings; comprising gypsum boards and perforated aluminum panels; including paint on gypsum, suspension system, upstands, edge trim, hangers, fittings and fixings; furring (vertical surfaces); complete; as specified and shown on Drawings; to |  | Decorative suspended ceilings; comprising gypsum boards and perforated aluminum panels; including paint on gypsum, suspension system, upstands, edge trim, hangers, fittings and fixings; furring (vertical surfaces); complete; as specified and shown on Drawings; to
FAZ | 9 | FINISHES | 095133 | ACOUSTICAL METAL PAN CEILINGS | AR | Item | 414 | 095133 - ACOUSTICAL METAL PAN CEILINGS | 095133 - ACOUSTICAL METAL PAN CEILINGS | A | Ceilings | 77 | m2 | 45 | 3465 | 41.85 | 3222.45
FAZ | 9 | FINISHES | 095423 | LINEAR METAL CEILINGS | AR | Other | 415 | 095423 - LINEAR METAL CEILINGS | 095423 - LINEAR METAL CEILINGS |  | 095423 - LINEAR METAL CEILINGS
FAZ | 9 | FINISHES | 095423 | LINEAR METAL CEILINGS | AR | Other | 416 | Linear metal suspended ceiling; aluminum 200 mm module strips with stove-enamelled finish; non perforated; including concealed grid suspension system; hangers; edge trims and angles; to | Linear metal suspended ceiling; aluminum 200 mm module strips with stove-enamelled finish; non perforated; including concealed grid suspension system; hangers; edge trims and angles; to |  | Linear metal suspended ceiling; aluminum 200 mm module strips with stove-enamelled finish; non perforated; including concealed grid suspension system; hangers; edge trims and angles; to
FAZ | 9 | FINISHES | 095423 | LINEAR METAL CEILINGS | AR | Item | 417 | 095423 - LINEAR METAL CEILINGS | 095423 - LINEAR METAL CEILINGS | B | Ceilings | 45 | m2 | 50 | 2250 | 46.5 | 2092.5
FAZ | 9 | FINISHES | 096340 | STONE FLOORING | AR | Other | 418 | 096340 - STONE FLOORING | 096340 - STONE FLOORING |  | 096340 - STONE FLOORING
FAZ | 9 | FINISHES | 096340 | STONE FLOORING | AR | Other | 419 | Marble slabs and fittings; best quality, polished finish; including cement sand screed; complete; as specified and shown on Drawings | Marble slabs and fittings; best quality, polished finish; including cement sand screed; complete; as specified and shown on Drawings |  | Marble slabs and fittings; best quality, polished finish; including cement sand screed; complete; as specified and shown on Drawings
FAZ | 9 | FINISHES | 096340 | STONE FLOORING | AR | Item | 420 | 096340 - STONE FLOORING | 096340 - STONE FLOORING | C | Saddles; type I | 30 | m | 50 | 1500 | 46.5 | 1395
FAZ | 9 | FINISHES | 096340 | STONE FLOORING | AR | Item | 421 | Marble slabs and fittings; best quality, polished finish; including cement sand screed; complete; as specified and shown on Drawings | Marble slabs and fittings; best quality, polished finish; including cement sand screed; complete; as specified and shown on Drawings | D | Saddles; type II | 16 | m | 65 | 1040 | 60.45 | 967.2
FAZ | 9 | FINISHES | 096340 | STONE FLOORING | AR | Item | 422 | 096340 - STONE FLOORING | 096340 - STONE FLOORING | E | Saddles; type III | 2 | m | 75 | 150 | 69.75 | 139.5
FAZ | 9 | FINISHES | 096340 | STONE FLOORING | AR | Item | 423 | Marble slabs and fittings; best quality, polished finish; including cement sand screed; complete; as specified and shown on Drawings | Marble slabs and fittings; best quality, polished finish; including cement sand screed; complete; as specified and shown on Drawings | F | Treads; 300 x 30 thick; including abrasive in lay aluminium oxide | 58 | m |  | 0 | 0 | 0
FAZ | 9 | FINISHES | 096340 | STONE FLOORING | AR | Item | 424 | 096340 - STONE FLOORING | 096340 - STONE FLOORING | G | Risers; 140 x 20 thick | 58 | m |  | 0 | 0 | 0
FAZ | 9 | FINISHES | 096340 | STONE FLOORING | AR | Item | 425 | Marble slabs and fittings; best quality, polished finish; including cement sand screed; complete; as specified and shown on Drawings | Marble slabs and fittings; best quality, polished finish; including cement sand screed; complete; as specified and shown on Drawings | A | Skirtings; 100 high | 8 | m |  | 0 | 0 | 0
FAZ | 9 | FINISHES | 096340 | STONE FLOORING | AR | Item | 426 | 096340 - STONE FLOORING | 096340 - STONE FLOORING | B | Skirtings; 100 high; above nosing | 24 | m |  | 0 | 0 | 0
FAZ | 9 | FINISHES | 096340 | STONE FLOORING | AR | Other | 427 | Granite slabs and fittings; best quality; polished finish; including cement-sand screed; complete; as specified and as shown on Drawings | Granite slabs and fittings; best quality; polished finish; including cement-sand screed; complete; as specified and as shown on Drawings |  | Granite slabs and fittings; best quality; polished finish; including cement-sand screed; complete; as specified and as shown on Drawings
FAZ | 9 | FINISHES | 096340 | STONE FLOORING | AR | Item | 428 | 096340 - STONE FLOORING | 096340 - STONE FLOORING | C | Floors; 30 thick | 19 | m2 |  | 0 | 0 | 0
FAZ | 9 | FINISHES | 096340 | STONE FLOORING | AR | Item | 429 | Granite slabs and fittings; best quality; polished finish; including cement-sand screed; complete; as specified and as shown on Drawings | Granite slabs and fittings; best quality; polished finish; including cement-sand screed; complete; as specified and as shown on Drawings | D | Landing; 30 thick | 27 | m2 |  | 0 | 0 | 0
FAZ | 9 | FINISHES | 096340 | STONE FLOORING | AR | Item | 430 | 096340 - STONE FLOORING | 096340 - STONE FLOORING | E | Treads; 320 x 30 thick; including abrasive in lay aluminium oxide | 78 | m |  | 0 | 0 | 0
FAZ | 9 | FINISHES | 096340 | STONE FLOORING | AR | Item | 431 | Granite slabs and fittings; best quality; polished finish; including cement-sand screed; complete; as specified and as shown on Drawings | Granite slabs and fittings; best quality; polished finish; including cement-sand screed; complete; as specified and as shown on Drawings | F | Risers; 138 x 20 thick | 78 | m |  | 0 | 0 | 0
FAZ | 9 | FINISHES | 096340 | STONE FLOORING | AR | Item | 432 | 096340 - STONE FLOORING | 096340 - STONE FLOORING | G | Skirtings; 100 high | 51 | m |  | 0 | 0 | 0
FAZ | 9 | FINISHES | 096340 | STONE FLOORING | AR | Item | 433 | Granite slabs and fittings; best quality; polished finish; including cement-sand screed; complete; as specified and as shown on Drawings | Granite slabs and fittings; best quality; polished finish; including cement-sand screed; complete; as specified and as shown on Drawings | H | Skirtings; 100 high; above nosing | 20 | m |  | 0 | 0 | 0
FAZ | 9 | FINISHES | 096340 | STONE FLOORING | AR | Item | 434 | 096340 - STONE FLOORING | 096340 - STONE FLOORING | J | Curved treads; 320 x 30 thick; reception hall | 18 | m |  | 0 | 0 | 0
FAZ | 9 | FINISHES | 096340 | STONE FLOORING | AR | Item | 435 | Granite slabs and fittings; best quality; polished finish; including cement-sand screed; complete; as specified and as shown on Drawings | Granite slabs and fittings; best quality; polished finish; including cement-sand screed; complete; as specified and as shown on Drawings | K | Curved risers; 138 x 20 thick; reception hall | 18 | m |  | 0 | 0 | 0
FAZ | 9 | FINISHES | 099113 | EXTERIOR PAINTING | AR | Other | 436 | 099113 - EXTERIOR PAINTING | 099113 - EXTERIOR PAINTING |  | 099113 - EXTERIOR PAINTING
FAZ | 9 | FINISHES | 099113 | EXTERIOR PAINTING | AR | Other | 437 | External textured acrylic emulsion paint, resin based, water-resistant suitable for repeated washing and scrubbing; to concrete, masonry, render and plaster | External textured acrylic emulsion paint, resin based, water-resistant suitable for repeated washing and scrubbing; to concrete, masonry, render and plaster |  | External textured acrylic emulsion paint, resin based, water-resistant suitable for repeated washing and scrubbing; to concrete, masonry, render and plaster
FAZ | 9 | FINISHES | 099113 | EXTERIOR PAINTING | AR | Item | 438 | 099113 - EXTERIOR PAINTING | 099113 - EXTERIOR PAINTING | A | General surfaces; external | 1277 | m2 | 8 | 10216 | 7.44 | 9500.88
FAZ | 9 | FINISHES | 099123 | INTERIOR PAINTING | AR | Other | 439 | 099123 - INTERIOR PAINTING | 099123 - INTERIOR PAINTING |  | 099123 - INTERIOR PAINTING
FAZ | 9 | FINISHES | 099123 | INTERIOR PAINTING | AR | Other | 440 | Interior flat latex-based paint; emulsion paint, based on PVA and PVA acrylic copolymers, water resistant suitable for repeated washing and scrubbing, to concrete, masonry, render and plaster | Interior flat latex-based paint; emulsion paint, based on PVA and PVA acrylic copolymers, water resistant suitable for repeated washing and scrubbing, to concrete, masonry, render and plaster |  | Interior flat latex-based paint; emulsion paint, based on PVA and PVA acrylic copolymers, water resistant suitable for repeated washing and scrubbing, to concrete, masonry, render and plaster
FAZ | 9 | FINISHES | 099123 | INTERIOR PAINTING | AR | Item | 441 | 099123 - INTERIOR PAINTING | 099123 - INTERIOR PAINTING | A | General surfaces; internal | 2057 | m2 | 7 | 14399 | 6.51 | 13391.07
FAZ | 9 | FINISHES | 099123 | INTERIOR PAINTING | AR | Item | 442 | Interior flat latex-based paint; emulsion paint, based on PVA and PVA acrylic copolymers, water resistant suitable for repeated washing and scrubbing, to concrete, masonry, render and plaster | Interior flat latex-based paint; emulsion paint, based on PVA and PVA acrylic copolymers, water resistant suitable for repeated washing and scrubbing, to concrete, masonry, render and plaster | B | General surfaces; internal; fine textured | 472 | m2 |  | 0 | 0 | 0
FAZ | 9 | FINISHES | 099123 | INTERIOR PAINTING | AR | Other | 443 | Oil paint; oleo-resinous alkyd paint; to primed metal | Oil paint; oleo-resinous alkyd paint; to primed metal |  | Oil paint; oleo-resinous alkyd paint; to primed metal
FAZ | 9 | FINISHES | 099123 | INTERIOR PAINTING | AR | Item | 444 | Interior flat latex-based paint; emulsion paint, based on PVA and PVA acrylic copolymers, water resistant suitable for repeated washing and scrubbing, to concrete, masonry, render and plaster | Interior flat latex-based paint; emulsion paint, based on PVA and PVA acrylic copolymers, water resistant suitable for repeated washing and scrubbing, to concrete, masonry, render and plaster | B | General surfaces | 150 | m2 | 7 | 1050 | 6.51 | 976.5
FAZ | 9 | FINISHES | 099123 | INTERIOR PAINTING | AR | Other | 445 | Oil paint; oleo-resinous alkyd paint; to primed wood | Oil paint; oleo-resinous alkyd paint; to primed wood |  | Oil paint; oleo-resinous alkyd paint; to primed wood
FAZ | 9 | FINISHES | 099123 | INTERIOR PAINTING | AR | Item | 446 | Interior flat latex-based paint; emulsion paint, based on PVA and PVA acrylic copolymers, water resistant suitable for repeated washing and scrubbing, to concrete, masonry, render and plaster | Interior flat latex-based paint; emulsion paint, based on PVA and PVA acrylic copolymers, water resistant suitable for repeated washing and scrubbing, to concrete, masonry, render and plaster | D | General surfaces | 22 | m2 |  | 0 | 0 | 0
FAZ | 9 | FINISHES | 099123 | INTERIOR PAINTING | AR | Other | 447 | Varnish; to wood | Varnish; to wood |  | Varnish; to wood
FAZ | 9 | FINISHES | 099123 | INTERIOR PAINTING | AR | Item | 448 | Interior flat latex-based paint; emulsion paint, based on PVA and PVA acrylic copolymers, water resistant suitable for repeated washing and scrubbing, to concrete, masonry, render and plaster | Interior flat latex-based paint; emulsion paint, based on PVA and PVA acrylic copolymers, water resistant suitable for repeated washing and scrubbing, to concrete, masonry, render and plaster | C | General surfaces | 5 | m2 | 50 | 250 | 46.5 | 232.5
FAZ | 9 | FINISHES | 099600 | HIGH PERFORMANCE COATINGS | AR | Other | 449 | 099600 - HIGH PERFORMANCE COATINGS | 099600 - HIGH PERFORMANCE COATINGS |  | 099600 - HIGH PERFORMANCE COATINGS
FAZ | 9 | FINISHES | 099600 | HIGH PERFORMANCE COATINGS | AR | Other | 450 | Epoxy concrete floor sealer; water dispersed, coloured, dustproofed and surface sealer; to | Epoxy concrete floor sealer; water dispersed, coloured, dustproofed and surface sealer; to |  | Epoxy concrete floor sealer; water dispersed, coloured, dustproofed and surface sealer; to
FAZ | 9 | FINISHES | 099600 | HIGH PERFORMANCE COATINGS | AR | Item | 451 | 099600 - HIGH PERFORMANCE COATINGS | 099600 - HIGH PERFORMANCE COATINGS | D | Trenches; side and bottom | 7 | m2 | 25 | 175 | 23.25 | 162.75
FAZ | 9 | FINISHES | 099600 | HIGH PERFORMANCE COATINGS | AR | Other | 452 | Polyurethane paint; to concrete, masonry, render and plaster; to | Polyurethane paint; to concrete, masonry, render and plaster; to |  | Polyurethane paint; to concrete, masonry, render and plaster; to
FAZ | 9 | FINISHES | 099600 | HIGH PERFORMANCE COATINGS | AR | Item | 453 | 099600 - HIGH PERFORMANCE COATINGS | 099600 - HIGH PERFORMANCE COATINGS | E | General surfaces | 60 | m2 | 32 | 1920 | 29.76 | 1785.6
FAZ | 9 | FINISHES | 099600 | HIGH PERFORMANCE COATINGS | AR | Other | 454 | Epoxy paint; to primed metal | Epoxy paint; to primed metal |  | Epoxy paint; to primed metal
FAZ | 9 | FINISHES | 099600 | HIGH PERFORMANCE COATINGS | AR | Item | 455 | 099600 - HIGH PERFORMANCE COATINGS | 099600 - HIGH PERFORMANCE COATINGS | A | Surfaces of balustrade and the like; plain open type | 100 | m2 |  | 0 | 0 | 0
FAZ | 9 | FINISHES | 099600 | HIGH PERFORMANCE COATINGS | AR | Other | 456 | Epoxy paint; to primed metal | Epoxy paint; to primed metal | BILL No. 9 - FINISHES
FAZ | 9 | FINISHES | To Summary | To Summary | AR | Bill Sum | 457 | 099600 - HIGH PERFORMANCE COATINGS | 099600 - HIGH PERFORMANCE COATINGS | To Summary |  |  |  | J.D | 103591
FAZ | 10 | SPECIALTIES | 101423 | PANEL SIGNAGE | AR | Other | 458 | Epoxy paint; to primed metal | Epoxy paint; to primed metal |  |  | BILL NO. 10
FAZ | 10 | SPECIALTIES | 101423 | PANEL SIGNAGE | AR | Other | 459 | 099600 - HIGH PERFORMANCE COATINGS | 099600 - HIGH PERFORMANCE COATINGS |  |  | SPECIALTIES
FAZ | 10 | SPECIALTIES | 101423 | PANEL SIGNAGE | AR | Other | 460 | Epoxy paint; to primed metal | Epoxy paint; to primed metal | Item | Description | Qty | Unit | Rate | Amount
FAZ | 10 | SPECIALTIES | 101423 | PANEL SIGNAGE | AR | Other | 461 | 099600 - HIGH PERFORMANCE COATINGS | 099600 - HIGH PERFORMANCE COATINGS | [5 empty] | J.D
FAZ | 10 | SPECIALTIES | 101423 | PANEL SIGNAGE | AR | Other | 462 | 101423 - PANEL SIGNAGE | 101423 - PANEL SIGNAGE |  | 101423 - PANEL SIGNAGE
FAZ | 10 | SPECIALTIES | 101423 | PANEL SIGNAGE | AR | Other | 463 | Internal sign; comprising 3 thick MP plastic face, 10 high copy & graphics, braille dots, aluminium and wood profiles; including background, screws, fittings and fixings; complete; as specified and as Drg. A-503; detail 6 | Internal sign; comprising 3 thick MP plastic face, 10 high copy & graphics, braille dots, aluminium and wood profiles; including background, screws, fittings and fixings; complete; as specified and as Drg. A-503; detail 6 |  | Internal sign; comprising 3 thick MP plastic face, 10 high copy & graphics, braille dots, aluminium and wood profiles; including background, screws, fittings and fixings; complete; as specified and as Drg. A-503; detail 6
FAZ | 10 | SPECIALTIES | 101423 | PANEL SIGNAGE | AR | Item | 464 | 101423 - PANEL SIGNAGE | 101423 - PANEL SIGNAGE | A | Type S1; size 120 x 120 high | 6 | Nr | 400 | 2400 | 372 | 2232
FAZ | 10 | SPECIALTIES | 101423 | PANEL SIGNAGE | AR | Item | 465 | Internal sign; comprising 3 thick MP plastic face, 10 high copy & graphics, braille dots, aluminium and wood profiles; including background, screws, fittings and fixings; complete; as specified and as Drg. A-503; detail 6 | Internal sign; comprising 3 thick MP plastic face, 10 high copy & graphics, braille dots, aluminium and wood profiles; including background, screws, fittings and fixings; complete; as specified and as Drg. A-503; detail 6 | B | Type S2; size 210 x 130 high | 6 | Nr | 500 | 3000 | 465 | 2790
FAZ | 10 | SPECIALTIES | 102800 | TOILET, BATH AND LAUNDRY ACCESSORIES | AR | Other | 466 | 102800 - TOILET, BATH AND LAUNDRY ACCESSORIES | 102800 - TOILET, BATH AND LAUNDRY ACCESSORIES |  | 102800 - TOILET, BATH AND LAUNDRY ACCESSORIES
FAZ | 10 | SPECIALTIES | 102800 | TOILET, BATH AND LAUNDRY ACCESSORIES | AR | Other | 467 | Miscellaneous fixtures and fittings; complete; as specified and shown on Drawings | Miscellaneous fixtures and fittings; complete; as specified and shown on Drawings |  | Miscellaneous fixtures and fittings; complete; as specified and shown on Drawings
FAZ | 10 | SPECIALTIES | 102800 | TOILET, BATH AND LAUNDRY ACCESSORIES | AR | Item | 468 | 102800 - TOILET, BATH AND LAUNDRY ACCESSORIES | 102800 - TOILET, BATH AND LAUNDRY ACCESSORIES | C | Coat hook | 7 | Nr | 20 | 140 | 18.6 | 130.2
FAZ | 10 | SPECIALTIES | 102800 | TOILET, BATH AND LAUNDRY ACCESSORIES | AR | Item | 469 | Miscellaneous fixtures and fittings; complete; as specified and shown on Drawings | Miscellaneous fixtures and fittings; complete; as specified and shown on Drawings | D | Paper towel dispenser | 7 | Nr | 45 | 315 | 41.85 | 292.95
FAZ | 10 | SPECIALTIES | 102800 | TOILET, BATH AND LAUNDRY ACCESSORIES | AR | Item | 470 | 102800 - TOILET, BATH AND LAUNDRY ACCESSORIES | 102800 - TOILET, BATH AND LAUNDRY ACCESSORIES | E | Liquid soap dispenser | 7 | Nr | 40 | 280 | 37.2 | 260.4
FAZ | 10 | SPECIALTIES | 102800 | TOILET, BATH AND LAUNDRY ACCESSORIES | AR | Item | 471 | Miscellaneous fixtures and fittings; complete; as specified and shown on Drawings | Miscellaneous fixtures and fittings; complete; as specified and shown on Drawings | F | Grab bar; 635 long | 7 | Nr |  | 0 | 0 | 0
FAZ | 10 | SPECIALTIES | 102800 | TOILET, BATH AND LAUNDRY ACCESSORIES | AR | Item | 472 | 102800 - TOILET, BATH AND LAUNDRY ACCESSORIES | 102800 - TOILET, BATH AND LAUNDRY ACCESSORIES | G | Hinged grab bar; 770 long | 7 | Nr |  | 0 | 0 | 0
FAZ | 10 | SPECIALTIES | 102800 | TOILET, BATH AND LAUNDRY ACCESSORIES | AR | Item | 473 | Miscellaneous fixtures and fittings; complete; as specified and shown on Drawings | Miscellaneous fixtures and fittings; complete; as specified and shown on Drawings | H | Toilet paper holder | 7 | Nr | 25 | 175 | 23.25 | 162.75
FAZ | 10 | SPECIALTIES | 102800 | TOILET, BATH AND LAUNDRY ACCESSORIES | AR | Item | 474 | 102800 - TOILET, BATH AND LAUNDRY ACCESSORIES | 102800 - TOILET, BATH AND LAUNDRY ACCESSORIES | J | Waste receptacle | 7 | Nr | 40 | 280 | 37.2 | 260.4
FAZ | 10 | SPECIALTIES | 102800 | TOILET, BATH AND LAUNDRY ACCESSORIES | AR | Other | 475 | Mirror glass; 6 mm thick; polished plate glass, surfaces mounted type, with nickel plate brass; including cardboard filler; fittings and fixings; complete; as specified and as Drg. A-503; detail 8 | Mirror glass; 6 mm thick; polished plate glass, surfaces mounted type, with nickel plate brass; including cardboard filler; fittings and fixings; complete; as specified and as Drg. A-503; detail 8 |  | Mirror glass; 6 mm thick; polished plate glass, surfaces mounted type, with nickel plate brass; including cardboard filler; fittings and fixings; complete; as specified and as Drg. A-503; detail 8
FAZ | 10 | SPECIALTIES | 102800 | TOILET, BATH AND LAUNDRY ACCESSORIES | AR | Item | 476 | 102800 - TOILET, BATH AND LAUNDRY ACCESSORIES | 102800 - TOILET, BATH AND LAUNDRY ACCESSORIES | A | Size 450 x 600 high | 7 | Nr | 50 | 350 | 46.5 | 325.5
FAZ | 10 | SPECIALTIES | 104416 | FIRE-EXTINGUISHERS | ME | Other | 477 | 104416 - FIRE-EXTINGUISHERS | 104416 - FIRE-EXTINGUISHERS |  | 104416 - FIRE-EXTINGUISHERS
FAZ | 10 | SPECIALTIES | 104416 | FIRE-EXTINGUISHERS | ME | Other | 478 | Portable fire extinguishers complete with all accessories | Portable fire extinguishers complete with all accessories |  | Portable fire extinguishers complete with all accessories
FAZ | 10 | SPECIALTIES | 104416 | FIRE-EXTINGUISHERS | ME | Item | 479 | 104416 - FIRE-EXTINGUISHERS | 104416 - FIRE-EXTINGUISHERS | B | Type FE-1 | 11 | Nr | 65 | 715 | 60.45 | 664.95
FAZ | 10 | SPECIALTIES | 104416 | FIRE-EXTINGUISHERS | ME | Item | 480 | Portable fire extinguishers complete with all accessories | Portable fire extinguishers complete with all accessories | C | Type FE-2 | 8 | Nr | 75 | 600 | 69.75 | 558
FAZ | 10 | SPECIALTIES | 104416 | FIRE-EXTINGUISHERS | ME | Other | 481 | 104416 - FIRE-EXTINGUISHERS | 104416 - FIRE-EXTINGUISHERS | BILL No. 10 - SPECIALTIES
FAZ | 10 | SPECIALTIES | To Summary | To Summary |  | Bill Sum | 482 | Portable fire extinguishers complete with all accessories | Portable fire extinguishers complete with all accessories | To Summary |  |  |  | J.D | 8255
FAZ | 11 | EQUIPMENT | 114000 | FOOD SERVICE EQUIPMENT | ME | Other | 483 | 104416 - FIRE-EXTINGUISHERS | 104416 - FIRE-EXTINGUISHERS |  |  | BILL NO. 11
FAZ | 11 | EQUIPMENT | 114000 | FOOD SERVICE EQUIPMENT | ME | Other | 484 | Portable fire extinguishers complete with all accessories | Portable fire extinguishers complete with all accessories |  |  | EQUIPMENT
FAZ | 11 | EQUIPMENT | 114000 | FOOD SERVICE EQUIPMENT | ME | Other | 485 | 104416 - FIRE-EXTINGUISHERS | 104416 - FIRE-EXTINGUISHERS | Item | Description | Qty | Unit | Rate | Amount
FAZ | 11 | EQUIPMENT | 114000 | FOOD SERVICE EQUIPMENT | ME | Other | 486 | Portable fire extinguishers complete with all accessories | Portable fire extinguishers complete with all accessories | [5 empty] | J.D
FAZ | 11 | EQUIPMENT | 114000 | FOOD SERVICE EQUIPMENT | ME | Other | 487 | 114000 - FOOD SERVICE EQUIPMENT | 114000 - FOOD SERVICE EQUIPMENT |  | 114000 - FOOD SERVICE EQUIPMENT
FAZ | 11 | EQUIPMENT | 114000 | FOOD SERVICE EQUIPMENT | ME | Other | 488 | KITCHEN AREA | KITCHEN AREA |  | KITCHEN AREA
FAZ | 11 | EQUIPMENT | 114000 | FOOD SERVICE EQUIPMENT | ME | Other | 489 | Storages | Storages |  | Storages
FAZ | 11 | EQUIPMENT | 114000 | FOOD SERVICE EQUIPMENT | ME | Item | 490 | KITCHEN AREA | KITCHEN AREA | A | Walk-In Cold & Freezer Room | 1 | Nr |  | 0 | 0 | 0
FAZ | 11 | EQUIPMENT | 114000 | FOOD SERVICE EQUIPMENT | ME | Item | 491 | Storages | Storages | B | Floor Trough | 2 | Nr |  | 0 | 0 | 0
FAZ | 11 | EQUIPMENT | 114000 | FOOD SERVICE EQUIPMENT | ME | Item | 492 | KITCHEN AREA | KITCHEN AREA | C | Walk-In Cold & Freezer Room | 1 | Nr |  | 0 | 0 | 0
FAZ | 11 | EQUIPMENT | 114000 | FOOD SERVICE EQUIPMENT | ME | Item | 493 | Storages | Storages | D | Shelving | 14 | Nr |  | 0 | 0 | 0
FAZ | 11 | EQUIPMENT | 114000 | FOOD SERVICE EQUIPMENT | ME | Item | 494 | KITCHEN AREA | KITCHEN AREA | E | Shelving | 18 | Nr |  | 0 | 0 | 0
FAZ | 11 | EQUIPMENT | 114000 | FOOD SERVICE EQUIPMENT | ME | Other | 495 | Prewash Area | Prewash Area |  | Prewash Area
FAZ | 11 | EQUIPMENT | 114000 | FOOD SERVICE EQUIPMENT | ME | Item | 496 | KITCHEN AREA | KITCHEN AREA | F | Table w/ sink | 1 | Nr |  | 0 | 0 | 0
FAZ | 11 | EQUIPMENT | 114000 | FOOD SERVICE EQUIPMENT | ME | Item | 497 | Prewash Area | Prewash Area | G | Mixer Tap | 1 | Nr |  | 0 | 0 | 0
FAZ | 11 | EQUIPMENT | 114000 | FOOD SERVICE EQUIPMENT | ME | Item | 498 | KITCHEN AREA | KITCHEN AREA | H | Table W/ Bowl Sink - existing | 1 | Nr |  | 0 | 0 | 0
FAZ | 11 | EQUIPMENT | 114000 | FOOD SERVICE EQUIPMENT | ME | Item | 499 | Prewash Area | Prewash Area | J | Spray Gun | 1 | Nr |  | 0 | 0 | 0
FAZ | 11 | EQUIPMENT | 114000 | FOOD SERVICE EQUIPMENT | ME | Item | 500 | KITCHEN AREA | KITCHEN AREA | K | Floor Drain | 1 | Nr |  | 0 | 0 | 0
FAZ | 11 | EQUIPMENT | 114000 | FOOD SERVICE EQUIPMENT | ME | Item | 501 | Prewash Area | Prewash Area | L | Wall Cupboard- existing | 1 | Nr |  | 0 | 0 | 0
FAZ | 11 | EQUIPMENT | 114000 | FOOD SERVICE EQUIPMENT | ME | Item | 502 | KITCHEN AREA | KITCHEN AREA | M | Shelving - existing | 1 | Nr |  | 0 | 0 | 0
FAZ | 11 | EQUIPMENT | 114000 | FOOD SERVICE EQUIPMENT | ME | Other | 503 | Vegetable Preparation | Vegetable Preparation |  | Vegetable Preparation
FAZ | 11 | EQUIPMENT | 114000 | FOOD SERVICE EQUIPMENT | ME | Item | 504 | KITCHEN AREA | KITCHEN AREA | N | Hand Wash Sink | 1 | Nr |  | 0 | 0 | 0
FAZ | 11 | EQUIPMENT | 114000 | FOOD SERVICE EQUIPMENT | ME | Item | 505 | Vegetable Preparation | Vegetable Preparation | P | Prep Table - existing | 1 | Nr |  | 0 | 0 | 0
FAZ | 11 | EQUIPMENT | 114000 | FOOD SERVICE EQUIPMENT | ME | Item | 506 | KITCHEN AREA | KITCHEN AREA | A | Mixer Tap | 2 | Nr |  | 0 | 0 | 0
FAZ | 11 | EQUIPMENT | 114000 | FOOD SERVICE EQUIPMENT | ME | Item | 507 | Vegetable Preparation | Vegetable Preparation | B | Undercounter Fridge- 1200 mm | 1 | Nr |  | 0 | 0 | 0
FAZ | 11 | EQUIPMENT | 114000 | FOOD SERVICE EQUIPMENT | ME | Item | 508 | KITCHEN AREA | KITCHEN AREA | C | Table w/ sink | 1 | Nr |  | 0 | 0 | 0
FAZ | 11 | EQUIPMENT | 114000 | FOOD SERVICE EQUIPMENT | ME | Item | 509 | Vegetable Preparation | Vegetable Preparation | D | Floor Drain | 1 | Nr |  | 0 | 0 | 0
FAZ | 11 | EQUIPMENT | 114000 | FOOD SERVICE EQUIPMENT | ME | Item | 510 | KITCHEN AREA | KITCHEN AREA | E | Potato Peeler- existing | 1 | Nr |  | 0 | 0 | 0
FAZ | 11 | EQUIPMENT | 114000 | FOOD SERVICE EQUIPMENT | ME | Other | 511 | Meat & Poultry Preparation | Meat & Poultry Preparation |  | Meat & Poultry Preparation
FAZ | 11 | EQUIPMENT | 114000 | FOOD SERVICE EQUIPMENT | ME | Item | 512 | KITCHEN AREA | KITCHEN AREA | F | Hand Wash Sink | 1 | Nr |  | 0 | 0 | 0
FAZ | 11 | EQUIPMENT | 114000 | FOOD SERVICE EQUIPMENT | ME | Item | 513 | Meat & Poultry Preparation | Meat & Poultry Preparation | G | Prep Table | 1 | Nr |  | 0 | 0 | 0
FAZ | 11 | EQUIPMENT | 114000 | FOOD SERVICE EQUIPMENT | ME | Item | 514 | KITCHEN AREA | KITCHEN AREA | H | Mixer Tap | 2 | Nr |  | 0 | 0 | 0
FAZ | 11 | EQUIPMENT | 114000 | FOOD SERVICE EQUIPMENT | ME | Item | 515 | Meat & Poultry Preparation | Meat & Poultry Preparation | J | Undercounter Fridge-1200 mm | 1 | Nr |  | 0 | 0 | 0
FAZ | 11 | EQUIPMENT | 114000 | FOOD SERVICE EQUIPMENT | ME | Item | 516 | KITCHEN AREA | KITCHEN AREA | K | Upright Fridge | 1 | Nr |  | 0 | 0 | 0
FAZ | 11 | EQUIPMENT | 114000 | FOOD SERVICE EQUIPMENT | ME | Item | 517 | Meat & Poultry Preparation | Meat & Poultry Preparation | L | Floor Drain | 1 | Nr |  | 0 | 0 | 0
FAZ | 11 | EQUIPMENT | 114000 | FOOD SERVICE EQUIPMENT | ME | Item | 518 | KITCHEN AREA | KITCHEN AREA | M | Meat Mincer- existing | 1 | Nr |  | 0 | 0 | 0
FAZ | 11 | EQUIPMENT | 114000 | FOOD SERVICE EQUIPMENT | ME | Other | 519 | Bakery & Pastry | Bakery & Pastry |  | Bakery & Pastry
FAZ | 11 | EQUIPMENT | 114000 | FOOD SERVICE EQUIPMENT | ME | Item | 520 | KITCHEN AREA | KITCHEN AREA | N | Table w/ Double Bowl Sink | 1 | Nr |  | 0 | 0 | 0
FAZ | 11 | EQUIPMENT | 114000 | FOOD SERVICE EQUIPMENT | ME | Item | 521 | Bakery & Pastry | Bakery & Pastry | P | Undercounter Fridge-1200 mm | 2 | Nr |  | 0 | 0 | 0
FAZ | 11 | EQUIPMENT | 114000 | FOOD SERVICE EQUIPMENT | ME | Item | 522 | KITCHEN AREA | KITCHEN AREA | Q | Mixer Tap | 2 | Nr |  | 0 | 0 | 0
FAZ | 11 | EQUIPMENT | 114000 | FOOD SERVICE EQUIPMENT | ME | Item | 523 | Bakery & Pastry | Bakery & Pastry | R | Table w/ Sink | 1 | Nr |  | 0 | 0 | 0
FAZ | 11 | EQUIPMENT | 114000 | FOOD SERVICE EQUIPMENT | ME | Item | 524 | KITCHEN AREA | KITCHEN AREA | S | Scale | 1 | Nr |  | 0 | 0 | 0
FAZ | 11 | EQUIPMENT | 114000 | FOOD SERVICE EQUIPMENT | ME | Item | 525 | Bakery & Pastry | Bakery & Pastry | T | Table W/ Marble Top | 1 | Nr |  | 0 | 0 | 0
FAZ | 11 | EQUIPMENT | 114000 | FOOD SERVICE EQUIPMENT | ME | Item | 526 | KITCHEN AREA | KITCHEN AREA | A | Floor Drain | 1 | Nr |  | 0 | 0 | 0
FAZ | 11 | EQUIPMENT | 114000 | FOOD SERVICE EQUIPMENT | ME | Item | 527 | Bakery & Pastry | Bakery & Pastry | B | Gas Boiling Top- 400 x 700 | 1 | Nr |  | 0 | 0 | 0
FAZ | 11 | EQUIPMENT | 114000 | FOOD SERVICE EQUIPMENT | ME | Item | 528 | KITCHEN AREA | KITCHEN AREA | C | Deck Oven | 1 | Nr |  | 0 | 0 | 0
FAZ | 11 | EQUIPMENT | 114000 | FOOD SERVICE EQUIPMENT | ME | Item | 529 | Bakery & Pastry | Bakery & Pastry | D | Exhaust Hood w/Fire Suppression System | 1 | Nr |  | 0 | 0 | 0
FAZ | 11 | EQUIPMENT | 114000 | FOOD SERVICE EQUIPMENT | ME | Item | 530 | KITCHEN AREA | KITCHEN AREA | E | Floor Drain | 1 | Nr |  | 0 | 0 | 0
FAZ | 11 | EQUIPMENT | 114000 | FOOD SERVICE EQUIPMENT | ME | Item | 531 | Bakery & Pastry | Bakery & Pastry | F | Marble Top - Mobile Worktable | 1 | Nr |  | 0 | 0 | 0
FAZ | 11 | EQUIPMENT | 114000 | FOOD SERVICE EQUIPMENT | ME | Item | 532 | KITCHEN AREA | KITCHEN AREA | G | Worktable- existing | 1 | Nr |  | 0 | 0 | 0
FAZ | 11 | EQUIPMENT | 114000 | FOOD SERVICE EQUIPMENT | ME | Item | 533 | Bakery & Pastry | Bakery & Pastry | H | Mixer- existing | 1 | Nr |  | 0 | 0 | 0
FAZ | 11 | EQUIPMENT | 114000 | FOOD SERVICE EQUIPMENT | ME | Other | 534 | Hot Kitchen | Hot Kitchen |  | Hot Kitchen
FAZ | 11 | EQUIPMENT | 114000 | FOOD SERVICE EQUIPMENT | ME | Item | 535 | Bakery & Pastry | Bakery & Pastry | J | Hand Wash Sink | 2 | Nr |  | 0 | 0 | 0
FAZ | 11 | EQUIPMENT | 114000 | FOOD SERVICE EQUIPMENT | ME | Item | 536 | Hot Kitchen | Hot Kitchen | K | Table w/ Sink- existing | 1 | Nr |  | 0 | 0 | 0
FAZ | 11 | EQUIPMENT | 114000 | FOOD SERVICE EQUIPMENT | ME | Item | 537 | Bakery & Pastry | Bakery & Pastry | L | Mixer Tap | 2 | Nr |  | 0 | 0 | 0
FAZ | 11 | EQUIPMENT | 114000 | FOOD SERVICE EQUIPMENT | ME | Item | 538 | Hot Kitchen | Hot Kitchen | M | Floor Drain | 1 | Nr |  | 0 | 0 | 0
FAZ | 11 | EQUIPMENT | 114000 | FOOD SERVICE EQUIPMENT | ME | Item | 539 | Bakery & Pastry | Bakery & Pastry | N | Fryer- existing | 1 | Nr |  | 0 | 0 | 0
FAZ | 11 | EQUIPMENT | 114000 | FOOD SERVICE EQUIPMENT | ME | Item | 540 | Hot Kitchen | Hot Kitchen | P | Ele. Chip Scuttle | 1 | Nr |  | 0 | 0 | 0
FAZ | 11 | EQUIPMENT | 114000 | FOOD SERVICE EQUIPMENT | ME | Item | 541 | Bakery & Pastry | Bakery & Pastry | Q | Gas Range | 2 | Nr |  | 0 | 0 | 0
FAZ | 11 | EQUIPMENT | 114000 | FOOD SERVICE EQUIPMENT | ME | Item | 542 | Hot Kitchen | Hot Kitchen | R | Gas Grill | 1 | Nr |  | 0 | 0 | 0
FAZ | 11 | EQUIPMENT | 114000 | FOOD SERVICE EQUIPMENT | ME | Item | 543 | Bakery & Pastry | Bakery & Pastry | S | Exhaust Hood w/ Fire Suppression System | 1 | Nr |  | 0 | 0 | 0
FAZ | 11 | EQUIPMENT | 114000 | FOOD SERVICE EQUIPMENT | ME | Item | 544 | Hot Kitchen | Hot Kitchen | T | Worktable- existing | 1 | Nr |  | 0 | 0 | 0
FAZ | 11 | EQUIPMENT | 114000 | FOOD SERVICE EQUIPMENT | ME | Item | 545 | Bakery & Pastry | Bakery & Pastry | A | Table w/ Sink | 1 | Nr |  | 0 | 0 | 0
FAZ | 11 | EQUIPMENT | 114000 | FOOD SERVICE EQUIPMENT | ME | Item | 546 | Hot Kitchen | Hot Kitchen | B | Cupboard W/ Drawer- existing | 1 | Nr |  | 0 | 0 | 0
FAZ | 11 | EQUIPMENT | 114000 | FOOD SERVICE EQUIPMENT | ME | Item | 547 | Bakery & Pastry | Bakery & Pastry | C | Worktable- existing | 1 | Nr |  | 0 | 0 | 0
FAZ | 11 | EQUIPMENT | 114000 | FOOD SERVICE EQUIPMENT | ME | Item | 548 | Hot Kitchen | Hot Kitchen | D | Undercounter Fridge-1200 mm | 1 | Nr |  | 0 | 0 | 0
FAZ | 11 | EQUIPMENT | 114000 | FOOD SERVICE EQUIPMENT | ME | Other | 549 | Cold Kitchen | Cold Kitchen |  | Cold Kitchen
FAZ | 11 | EQUIPMENT | 114000 | FOOD SERVICE EQUIPMENT | ME | Item | 550 | Hot Kitchen | Hot Kitchen | E | Upright Fridge | 1 | Nr |  | 0 | 0 | 0
FAZ | 11 | EQUIPMENT | 114000 | FOOD SERVICE EQUIPMENT | ME | Item | 551 | Cold Kitchen | Cold Kitchen | F | Upright Freezer | 1 | Nr |  | 0 | 0 | 0
FAZ | 11 | EQUIPMENT | 114000 | FOOD SERVICE EQUIPMENT | ME | Item | 552 | Hot Kitchen | Hot Kitchen | G | Worktable W/ Sink | 1 | Nr |  | 0 | 0 | 0
FAZ | 11 | EQUIPMENT | 114000 | FOOD SERVICE EQUIPMENT | ME | Item | 553 | Cold Kitchen | Cold Kitchen | H | Mixer Tap | 1 | Nr |  | 0 | 0 | 0
FAZ | 11 | EQUIPMENT | 114000 | FOOD SERVICE EQUIPMENT | ME | Item | 554 | Hot Kitchen | Hot Kitchen | J | Floor Drain | 2 | Nr |  | 0 | 0 | 0
FAZ | 11 | EQUIPMENT | 114000 | FOOD SERVICE EQUIPMENT | ME | Item | 555 | Cold Kitchen | Cold Kitchen | K | Salad Table | 1 | Nr |  | 0 | 0 | 0
FAZ | 11 | EQUIPMENT | 114000 | FOOD SERVICE EQUIPMENT | ME | Item | 556 | Hot Kitchen | Hot Kitchen | L | Worktable | 1 | Nr |  | 0 | 0 | 0
FAZ | 11 | EQUIPMENT | 114000 | FOOD SERVICE EQUIPMENT | ME | Item | 557 | Cold Kitchen | Cold Kitchen | M | Undercounter Fridge | 1 | Nr |  | 0 | 0 | 0
FAZ | 11 | EQUIPMENT | 114000 | FOOD SERVICE EQUIPMENT | ME | Other | 558 | Potwash Area | Potwash Area |  | Potwash Area
FAZ | 11 | EQUIPMENT | 114000 | FOOD SERVICE EQUIPMENT | ME | Item | 559 | Cold Kitchen | Cold Kitchen | N | Triple Bowl Sink | 1 | Nr |  | 0 | 0 | 0
FAZ | 11 | EQUIPMENT | 114000 | FOOD SERVICE EQUIPMENT | ME | Item | 560 | Potwash Area | Potwash Area | P | Spray Gun | 1 | Nr |  | 0 | 0 | 0
FAZ | 11 | EQUIPMENT | 114000 | FOOD SERVICE EQUIPMENT | ME | Item | 561 | Cold Kitchen | Cold Kitchen | Q | Mixer Tap | 1 | Nr |  | 0 | 0 | 0
FAZ | 11 | EQUIPMENT | 114000 | FOOD SERVICE EQUIPMENT | ME | Item | 562 | Potwash Area | Potwash Area | R | Shelving unit | 3 | Nr |  | 0 | 0 | 0
FAZ | 11 | EQUIPMENT | 114000 | FOOD SERVICE EQUIPMENT | ME | Item | 563 | Cold Kitchen | Cold Kitchen | S | Floor Drain | 1 | Nr |  | 0 | 0 | 0
FAZ | 11 | EQUIPMENT | 114000 | FOOD SERVICE EQUIPMENT | ME | Other | 564 | Dishwash Area | Dishwash Area |  | Dishwash Area
FAZ | 11 | EQUIPMENT | 114000 | FOOD SERVICE EQUIPMENT | ME | Item | 565 | Cold Kitchen | Cold Kitchen | A | Triple Bowl Sink | 1 | Nr |  | 0 | 0 | 0
FAZ | 11 | EQUIPMENT | 114000 | FOOD SERVICE EQUIPMENT | ME | Item | 566 | Dishwash Area | Dishwash Area | B | Spray Gun | 1 | Nr |  | 0 | 0 | 0
FAZ | 11 | EQUIPMENT | 114000 | FOOD SERVICE EQUIPMENT | ME | Item | 567 | Cold Kitchen | Cold Kitchen | C | Mixer Tap | 1 | Nr |  | 0 | 0 | 0
FAZ | 11 | EQUIPMENT | 114000 | FOOD SERVICE EQUIPMENT | ME | Item | 568 | Dishwash Area | Dishwash Area | D | Shelving Unit | 5 | Nr |  | 0 | 0 | 0
FAZ | 11 | EQUIPMENT | 114000 | FOOD SERVICE EQUIPMENT | ME | Item | 569 | Cold Kitchen | Cold Kitchen | E | Floor Drain | 1 | Nr |  | 0 | 0 | 0
FAZ | 11 | EQUIPMENT | 114000 | FOOD SERVICE EQUIPMENT | ME | Other | 570 | Corridor | Corridor |  | Corridor
FAZ | 11 | EQUIPMENT | 114000 | FOOD SERVICE EQUIPMENT | ME | Item | 571 | Cold Kitchen | Cold Kitchen | F | Hand Wash Sink | 2 | Nr |  | 0 | 0 | 0
FAZ | 11 | EQUIPMENT | 114000 | FOOD SERVICE EQUIPMENT | ME | Item | 572 | Corridor | Corridor | G | Container Trolleys | 3 | Nr |  | 0 | 0 | 0
FAZ | 11 | EQUIPMENT | 114000 | FOOD SERVICE EQUIPMENT | ME | Item | 573 | Cold Kitchen | Cold Kitchen | H | Platform Scale | 1 | Nr |  | 0 | 0 | 0
FAZ | 11 | EQUIPMENT | 114000 | FOOD SERVICE EQUIPMENT | ME | Other | 574 | Plating Area | Plating Area |  | Plating Area
FAZ | 11 | EQUIPMENT | 114000 | FOOD SERVICE EQUIPMENT | ME | Item | 575 | Cold Kitchen | Cold Kitchen | J | Hand Wash Sink | 1 | Nr |  | 0 | 0 | 0
FAZ | 11 | EQUIPMENT | 114000 | FOOD SERVICE EQUIPMENT | ME | Item | 576 | Plating Area | Plating Area | K | Floor Drain | 1 | Nr |  | 0 | 0 | 0
FAZ | 11 | EQUIPMENT | 114000 | FOOD SERVICE EQUIPMENT | ME | Item | 577 | Cold Kitchen | Cold Kitchen | L | Cupboard Table- existing | 2 | Nr |  | 0 | 0 | 0
FAZ | 11 | EQUIPMENT | 114000 | FOOD SERVICE EQUIPMENT | ME | Item | 578 | Plating Area | Plating Area | M | Worktable | 1 | Nr |  | 0 | 0 | 0
FAZ | 11 | EQUIPMENT | 114000 | FOOD SERVICE EQUIPMENT | ME | Item | 579 | Cold Kitchen | Cold Kitchen | N | Mobile Worktable | 1 | Nr |  | 0 | 0 | 0
FAZ | 11 | EQUIPMENT | 114000 | FOOD SERVICE EQUIPMENT | ME | Item | 580 | Plating Area | Plating Area | P | Mobile Hot Cupboard | 1 | Nr |  | 0 | 0 | 0
FAZ | 11 | EQUIPMENT | 117000 | LAUNDRY EQUIPMENT | ME | Other | 581 | 117000 - LAUNDRY EQUIPMENT | 117000 - LAUNDRY EQUIPMENT |  | 117000 - LAUNDRY EQUIPMENT
FAZ | 11 | EQUIPMENT | 117000 | LAUNDRY EQUIPMENT | ME | Other | 582 | LAUNDRY | LAUNDRY |  | LAUNDRY
FAZ | 11 | EQUIPMENT | 117000 | LAUNDRY EQUIPMENT | ME | Item | 583 | 117000 - LAUNDRY EQUIPMENT | 117000 - LAUNDRY EQUIPMENT | A | Hand Wash Sink | 2 | Nr |  | 0 | 0 | 0
FAZ | 11 | EQUIPMENT | 117000 | LAUNDRY EQUIPMENT | ME | Item | 584 | LAUNDRY | LAUNDRY | B | Platform Scale | 1 | Nr |  | 0 | 0 | 0
FAZ | 11 | EQUIPMENT | 117000 | LAUNDRY EQUIPMENT | ME | Item | 585 | 117000 - LAUNDRY EQUIPMENT | 117000 - LAUNDRY EQUIPMENT | C | Table W/ Sink | 1 | Nr |  | 0 | 0 | 0
FAZ | 11 | EQUIPMENT | 117000 | LAUNDRY EQUIPMENT | ME | Item | 586 | LAUNDRY | LAUNDRY | D | Mixer Tap | 1 | Nr |  | 0 | 0 | 0
FAZ | 11 | EQUIPMENT | 117000 | LAUNDRY EQUIPMENT | ME | Item | 587 | 117000 - LAUNDRY EQUIPMENT | 117000 - LAUNDRY EQUIPMENT | E | Dirty Linen Trolley (existing) | 2 | Nr |  | 0 | 0 | 0
FAZ | 11 | EQUIPMENT | 117000 | LAUNDRY EQUIPMENT | ME | Item | 588 | LAUNDRY | LAUNDRY | F | Spin Dryer (existing) | 1 | Nr |  | 0 | 0 | 0
FAZ | 11 | EQUIPMENT | 117000 | LAUNDRY EQUIPMENT | ME | Item | 589 | 117000 - LAUNDRY EQUIPMENT | 117000 - LAUNDRY EQUIPMENT | G | 25 Kg Extractor Washer (existing) | 1 | Nr |  | 0 | 0 | 0
FAZ | 11 | EQUIPMENT | 117000 | LAUNDRY EQUIPMENT | ME | Item | 590 | LAUNDRY | LAUNDRY | H | 36 Kg Extractor Washer | 1 | Nr |  | 0 | 0 | 0
FAZ | 11 | EQUIPMENT | 117000 | LAUNDRY EQUIPMENT | ME | Item | 591 | 117000 - LAUNDRY EQUIPMENT | 117000 - LAUNDRY EQUIPMENT | J | 7 Kg Extractor Washer (existing) | 1 | Nr |  | 0 | 0 | 0
FAZ | 11 | EQUIPMENT | 117000 | LAUNDRY EQUIPMENT | ME | Item | 592 | LAUNDRY | LAUNDRY | K | 16 Kg Dryer (existing) | 1 | Nr |  | 0 | 0 | 0
FAZ | 11 | EQUIPMENT | 117000 | LAUNDRY EQUIPMENT | ME | Item | 593 | 117000 - LAUNDRY EQUIPMENT | 117000 - LAUNDRY EQUIPMENT | L | Flat Ironer | 1 | Nr |  | 0 | 0 | 0
FAZ | 11 | EQUIPMENT | 117000 | LAUNDRY EQUIPMENT | ME | Item | 594 | LAUNDRY | LAUNDRY | M | Mobile Worktable | 1 | Nr |  | 0 | 0 | 0
FAZ | 11 | EQUIPMENT | 117000 | LAUNDRY EQUIPMENT | ME | Item | 595 | 117000 - LAUNDRY EQUIPMENT | 117000 - LAUNDRY EQUIPMENT | N | Utility Press (existing) | 1 | Nr |  | 0 | 0 | 0
FAZ | 11 | EQUIPMENT | 117000 | LAUNDRY EQUIPMENT | ME | Item | 596 | LAUNDRY | LAUNDRY | P | Ironer | 2 | Nr |  | 0 | 0 | 0
FAZ | 11 | EQUIPMENT | 117000 | LAUNDRY EQUIPMENT | ME | Item | 597 | 117000 - LAUNDRY EQUIPMENT | 117000 - LAUNDRY EQUIPMENT | Q | Clean Linen Trolley (existing) | 2 | Nr |  | 0 | 0 | 0
FAZ | 11 | EQUIPMENT | 117000 | LAUNDRY EQUIPMENT | ME | Item | 598 | LAUNDRY | LAUNDRY | R | Mobile Worktable | 2 | Nr |  | 0 | 0 | 0
FAZ | 11 | EQUIPMENT | 117000 | LAUNDRY EQUIPMENT | ME | Item | 599 | 117000 - LAUNDRY EQUIPMENT | 117000 - LAUNDRY EQUIPMENT | S | Hanging Rail | 1 | Nr |  | 0 | 0 | 0
FAZ | 11 | EQUIPMENT | 117000 | LAUNDRY EQUIPMENT | ME | Item | 600 | LAUNDRY | LAUNDRY | T | Sewing Machine (existing) | 1 | Nr |  | 0 | 0 | 0
FAZ | 11 | EQUIPMENT | 117000 | LAUNDRY EQUIPMENT | ME | Other | 601 | 117000 - LAUNDRY EQUIPMENT | 117000 - LAUNDRY EQUIPMENT | BILL No. 11 - EQUIPMENT |  |  |  | J.D | 0
FAZ | 11 | EQUIPMENT | To Summary | To Summary |  | Bill Sum | 602 | LAUNDRY | LAUNDRY | To Summary
FAZ | 12 | FURNISHINGS | 123640 | STONE CONTERTOPS | AR | Other | 603 | 117000 - LAUNDRY EQUIPMENT | 117000 - LAUNDRY EQUIPMENT |  |  | BILL NO. 12
FAZ | 12 | FURNISHINGS | 123640 | STONE CONTERTOPS | AR | Other | 604 | LAUNDRY | LAUNDRY |  |  | FURNISHINGS
FAZ | 12 | FURNISHINGS | 123640 | STONE CONTERTOPS | AR | Other | 605 | 117000 - LAUNDRY EQUIPMENT | 117000 - LAUNDRY EQUIPMENT | Item | Description | Qty | Unit | Rate | Amount
FAZ | 12 | FURNISHINGS | 123640 | STONE CONTERTOPS | AR | Other | 606 | LAUNDRY | LAUNDRY | [5 empty] | J.D
FAZ | 12 | FURNISHINGS | 123640 | STONE CONTERTOPS | AR | Other | 607 | 123640 - STONE CONTERTOPS | 123640 - STONE CONTERTOPS |  | 123640 - STONE CONTERTOPS
FAZ | 12 | FURNISHINGS | 123640 | STONE CONTERTOPS | AR | Other | 608 | Reception counter units; constructed from 100 thick hollow concrete blocks, filled with concrete and reinforced 12 diameter steel bars, faced with plaster and paint on both sides, comprising 30 thick granite serving counter top, 25 thick blockboard counter top faced on all exposed surfaces with plastic laminate veneer; including base steel angle brackets, 6 thick cork board on plywood, fittings and fixings; complete; as specified and as Drg. A-503; detail 11 | Reception counter units; constructed from 100 thick hollow concrete blocks, filled with concrete and reinforced 12 diameter steel bars, faced with plaster and paint on both sides, comprising 30 thick granite serving counter top, 25 thick blockboard counter top faced on all exposed surfaces with plastic laminate veneer; including base steel angle brackets, 6 thick cork board on plywood, fittings and fixings; complete; as specified and as Drg. A-503; detail 11 |  | Reception counter units; constructed from 100 thick hollow concrete blocks, filled with concrete and reinforced 12 diameter steel bars, faced with plaster and paint on both sides, comprising 30 thick granite serving counter top, 25 thick blockboard counter top faced on all exposed surfaces with plastic laminate veneer; including base steel angle brackets, 6 thick cork board on plywood, fittings and fixings; complete; as specified and as Drg. A-503; detail 11
FAZ | 12 | FURNISHINGS | 123640 | STONE CONTERTOPS | AR | Item | 609 | 123640 - STONE CONTERTOPS | 123640 - STONE CONTERTOPS | A | Overall size 640 x 1200 high; straight, curved | 6 | m | 375 | 2250 | 348.75 | 2092.5
FAZ | 12 | FURNISHINGS | 123640 | STONE CONTERTOPS | AR | Other | 610 | Pantry worktop; 30 thick granite; including 20 thick backsplash, supports and fixings; complete; as specified and as Drg. A-501; detail 14 | Pantry worktop; 30 thick granite; including 20 thick backsplash, supports and fixings; complete; as specified and as Drg. A-501; detail 14 |  | Pantry worktop; 30 thick granite; including 20 thick backsplash, supports and fixings; complete; as specified and as Drg. A-501; detail 14
FAZ | 12 | FURNISHINGS | 123640 | STONE CONTERTOPS | AR | Item | 611 | 123640 - STONE CONTERTOPS | 123640 - STONE CONTERTOPS | B | 600 wide | 23 | m | 165 | 3795 | 153.45 | 3529.35
FAZ | 12 | FURNISHINGS | 123640 | STONE CONTERTOPS | AR | Item | 612 | Pantry worktop; 30 thick granite; including 20 thick backsplash, supports and fixings; complete; as specified and as Drg. A-501; detail 14 | Pantry worktop; 30 thick granite; including 20 thick backsplash, supports and fixings; complete; as specified and as Drg. A-501; detail 14 | C | 600 wide; U shape | 7 | m | 175 | 1225 | 162.75 | 1139.25
FAZ | 12 | FURNISHINGS | 123640 | STONE CONTERTOPS | AR | Item | 613 | 123640 - STONE CONTERTOPS | 123640 - STONE CONTERTOPS | D | 750 wide; curved | 12 | m |  | 0 | 0 | 0
FAZ | 12 | FURNISHINGS | 124813 | ENTRANCE FLOOR MATS AND FRAME | AR | Other | 614 | 124813 - ENTRANCE FLOOR MATS AND FRAME | 124813 - ENTRANCE FLOOR MATS AND FRAME |  | 124813 - ENTRANCE FLOOR MATS AND FRAME
FAZ | 12 | FURNISHINGS | 124813 | ENTRANCE FLOOR MATS AND FRAME | AR | Other | 615 | Door mats and frames; corrugated rubber mat strips with aluminium slates; including aluminium frame with patent-clip-on polypropylene corner brackets for building in; including cement-sand screed levelling; complete; as specified and as Drg. A-501; detail 15 | Door mats and frames; corrugated rubber mat strips with aluminium slates; including aluminium frame with patent-clip-on polypropylene corner brackets for building in; including cement-sand screed levelling; complete; as specified and as Drg. A-501; detail 15 |  | Door mats and frames; corrugated rubber mat strips with aluminium slates; including aluminium frame with patent-clip-on polypropylene corner brackets for building in; including cement-sand screed levelling; complete; as specified and as Drg. A-501; detail 15
FAZ | 12 | FURNISHINGS | 124813 | ENTRANCE FLOOR MATS AND FRAME | AR | Item | 616 | 124813 - ENTRANCE FLOOR MATS AND FRAME | 124813 - ENTRANCE FLOOR MATS AND FRAME | A | Size 800 x 2400 | 1 | Nr |  | 0 | 0 | 0
FAZ | 12 | FURNISHINGS | 124813 | ENTRANCE FLOOR MATS AND FRAME | AR | Item | 617 | Door mats and frames; corrugated rubber mat strips with aluminium slates; including aluminium frame with patent-clip-on polypropylene corner brackets for building in; including cement-sand screed levelling; complete; as specified and as Drg. A-501; detail 15 | Door mats and frames; corrugated rubber mat strips with aluminium slates; including aluminium frame with patent-clip-on polypropylene corner brackets for building in; including cement-sand screed levelling; complete; as specified and as Drg. A-501; detail 15 | B | Size 1000 x 1800 | 1 | Nr |  | 0 | 0 | 0
FAZ | 12 | FURNISHINGS | 124813 | ENTRANCE FLOOR MATS AND FRAME | AR | Item | 618 | 124813 - ENTRANCE FLOOR MATS AND FRAME | 124813 - ENTRANCE FLOOR MATS AND FRAME | C | Size 600 x 1750 | 1 | Nr |  | 0 | 0 | 0
FAZ | 12 | FURNISHINGS | 124813 | ENTRANCE FLOOR MATS AND FRAME | AR | Other | 619 | Door mats and frames; corrugated rubber mat strips with aluminium slates; including aluminium frame with patent-clip-on polypropylene corner brackets for building in; including cement-sand screed levelling; complete; as specified and as Drg. A-501; detail 15 | Door mats and frames; corrugated rubber mat strips with aluminium slates; including aluminium frame with patent-clip-on polypropylene corner brackets for building in; including cement-sand screed levelling; complete; as specified and as Drg. A-501; detail 15 | BILL No. 12 - FURNISHINGS
FAZ | 12 | FURNISHINGS | To Summary | To Summary |  | Bill Sum | 620 | 124813 - ENTRANCE FLOOR MATS AND FRAME | 124813 - ENTRANCE FLOOR MATS AND FRAME | To Summary |  |  |  | J.D | 7270
FAZ | 14 | CONVEYING EQUIPMENT | 142100 | ELECTRIC TRACTION ELEVATORS | EL | Other | 621 | Door mats and frames; corrugated rubber mat strips with aluminium slates; including aluminium frame with patent-clip-on polypropylene corner brackets for building in; including cement-sand screed levelling; complete; as specified and as Drg. A-501; detail 15 | Door mats and frames; corrugated rubber mat strips with aluminium slates; including aluminium frame with patent-clip-on polypropylene corner brackets for building in; including cement-sand screed levelling; complete; as specified and as Drg. A-501; detail 15 | BILL NO. 14
FAZ | 14 | CONVEYING EQUIPMENT | 142100 | ELECTRIC TRACTION ELEVATORS | EL | Other | 622 | 124813 - ENTRANCE FLOOR MATS AND FRAME | 124813 - ENTRANCE FLOOR MATS AND FRAME | CONVEYING EQUIPMENT
FAZ | 14 | CONVEYING EQUIPMENT | 142100 | ELECTRIC TRACTION ELEVATORS | EL | Other | 623 | Door mats and frames; corrugated rubber mat strips with aluminium slates; including aluminium frame with patent-clip-on polypropylene corner brackets for building in; including cement-sand screed levelling; complete; as specified and as Drg. A-501; detail 15 | Door mats and frames; corrugated rubber mat strips with aluminium slates; including aluminium frame with patent-clip-on polypropylene corner brackets for building in; including cement-sand screed levelling; complete; as specified and as Drg. A-501; detail 15 | Item | Description | Qty | Unit | Rate | Amount
FAZ | 14 | CONVEYING EQUIPMENT | 142100 | ELECTRIC TRACTION ELEVATORS | EL | Other | 624 | 124813 - ENTRANCE FLOOR MATS AND FRAME | 124813 - ENTRANCE FLOOR MATS AND FRAME | [5 empty] | JD
FAZ | 14 | CONVEYING EQUIPMENT | 142100 | ELECTRIC TRACTION ELEVATORS | EL | Other | 625 | 142100 - ELECTRIC TRACTION ELEVATORS | 142100 - ELECTRIC TRACTION ELEVATORS |  | 142100 - ELECTRIC TRACTION ELEVATORS |  |  |  | 0
FAZ | 14 | CONVEYING EQUIPMENT | 142100 | ELECTRIC TRACTION ELEVATORS | EL | Other | 626 | Passenger, bed, & service lifts, including all necessary controls and accessories | Passenger, bed, & service lifts, including all necessary controls and accessories |  | Passenger, bed, & service lifts, including all necessary controls and accessories
FAZ | 14 | CONVEYING EQUIPMENT | 142100 | ELECTRIC TRACTION ELEVATORS | EL | Item | 627 | 142100 - ELECTRIC TRACTION ELEVATORS | 142100 - ELECTRIC TRACTION ELEVATORS | A | Reference Elevator (L1) 800 kg (passenger), 1 m/s, as specified and shown on the drawings | 1 | Nr |  | 0 | 0 | 0
FAZ | 14 | CONVEYING EQUIPMENT | 142100 | ELECTRIC TRACTION ELEVATORS | EL | Item | 628 | Passenger, bed, & service lifts, including all necessary controls and accessories | Passenger, bed, & service lifts, including all necessary controls and accessories | B | Reference Elevator (L2) 1600 kg (bed), 1 m/s, as specified and shown on the drawings | 1 | Nr |  | 0 | 0 | 0
FAZ | 14 | CONVEYING EQUIPMENT | 142100 | ELECTRIC TRACTION ELEVATORS | EL | Item | 629 | 142100 - ELECTRIC TRACTION ELEVATORS | 142100 - ELECTRIC TRACTION ELEVATORS | C | Reference Elevator (L3) 1000 kg (service), 1 m/s, as specified and shown on the drawings | 1 | Nr |  | 0 | 0 | 0
FAZ | 14 | CONVEYING EQUIPMENT | 142100 | ELECTRIC TRACTION ELEVATORS | EL | Other | 630 | Passenger, bed, & service lifts, including all necessary controls and accessories | Passenger, bed, & service lifts, including all necessary controls and accessories | BILL NO. 14 - CONVEYING EQUIPMENT
FAZ | 14 | CONVEYING EQUIPMENT | To Summary | To Summary |  | Bill Sum | 631 | 142100 - ELECTRIC TRACTION ELEVATORS | 142100 - ELECTRIC TRACTION ELEVATORS | To Summary |  |  |  | JD | 0
FAZ | 21 | FIRE SUPPRESSION | 211100 | FACILITY FIRE-SUPPRESSION WATER- SERVICE PIPING | ME | Other | 632 | Passenger, bed, & service lifts, including all necessary controls and accessories | Passenger, bed, & service lifts, including all necessary controls and accessories |  |  | BILL NO. 21
FAZ | 21 | FIRE SUPPRESSION | 211100 | FACILITY FIRE-SUPPRESSION WATER- SERVICE PIPING | ME | Other | 633 | 142100 - ELECTRIC TRACTION ELEVATORS | 142100 - ELECTRIC TRACTION ELEVATORS |  |  | FIRE SUPPRESSION
FAZ | 21 | FIRE SUPPRESSION | 211100 | FACILITY FIRE-SUPPRESSION WATER- SERVICE PIPING | ME | Other | 634 | Passenger, bed, & service lifts, including all necessary controls and accessories | Passenger, bed, & service lifts, including all necessary controls and accessories | Item | Description | Qty | Unit | Rate | Amount
FAZ | 21 | FIRE SUPPRESSION | 211100 | FACILITY FIRE-SUPPRESSION WATER- SERVICE PIPING | ME | Other | 635 | 142100 - ELECTRIC TRACTION ELEVATORS | 142100 - ELECTRIC TRACTION ELEVATORS | [5 empty] | J.D
FAZ | 21 | FIRE SUPPRESSION | 211100 | FACILITY FIRE-SUPPRESSION WATER- SERVICE PIPING | ME | Other | 636 | 211100 - FACILITY FIRE-SUPPRESSION WATER- SERVICE PIPING | 211100 - FACILITY FIRE-SUPPRESSION WATER- SERVICE PIPING |  | 211100 - FACILITY FIRE-SUPPRESSION WATER- SERVICE PIPING
FAZ | 21 | FIRE SUPPRESSION | 211100 | FACILITY FIRE-SUPPRESSION WATER- SERVICE PIPING | ME | Other | 637 | Standpipes and wet-pipe sprinlers | Black Steel Pipes and fittings |  | Standpipes and wet-pipe sprinlers
FAZ | 21 | FIRE SUPPRESSION | 211100 | FACILITY FIRE-SUPPRESSION WATER- SERVICE PIPING | ME | Other | 638 | Standpipes and wet-pipe sprinlers | Black Steel Pipes and fittings |  | Black Steel Pipes and fittings
FAZ | 21 | FIRE SUPPRESSION | 211100 | FACILITY FIRE-SUPPRESSION WATER- SERVICE PIPING | ME | Item | 639 | Standpipes and wet-pipe sprinlers | Black Steel Pipes and fittings | A | 25 dn | 480 | m | 14 | 6720 | 13.02 | 6249.6
FAZ | 21 | FIRE SUPPRESSION | 211100 | FACILITY FIRE-SUPPRESSION WATER- SERVICE PIPING | ME | Item | 640 | Standpipes and wet-pipe sprinlers | Black Steel Pipes and fittings | B | 32 dn | 22 | m | 17 | 374 | 15.81 | 347.82
FAZ | 21 | FIRE SUPPRESSION | 211100 | FACILITY FIRE-SUPPRESSION WATER- SERVICE PIPING | ME | Item | 641 | Standpipes and wet-pipe sprinlers | Black Steel Pipes and fittings | C | 40 dn | 30 | m | 19 | 570 | 17.67 | 530.1
FAZ | 21 | FIRE SUPPRESSION | 211100 | FACILITY FIRE-SUPPRESSION WATER- SERVICE PIPING | ME | Item | 642 | Standpipes and wet-pipe sprinlers | Black Steel Pipes and fittings | D | 50 dn | 50 | m | 25 | 1250 | 23.25 | 1162.5
FAZ | 21 | FIRE SUPPRESSION | 211100 | FACILITY FIRE-SUPPRESSION WATER- SERVICE PIPING | ME | Item | 643 | Standpipes and wet-pipe sprinlers | Black Steel Pipes and fittings | E | 65 dn | 20 | m | 33 | 660 | 30.69 | 613.8
FAZ | 21 | FIRE SUPPRESSION | 211100 | FACILITY FIRE-SUPPRESSION WATER- SERVICE PIPING | ME | Item | 644 | Standpipes and wet-pipe sprinlers | Black Steel Pipes and fittings | F | 80 dn | 21 | m |  | 0 | 0 | 0
FAZ | 21 | FIRE SUPPRESSION | 211100 | FACILITY FIRE-SUPPRESSION WATER- SERVICE PIPING | ME | Item | 645 | Standpipes and wet-pipe sprinlers | Black Steel Pipes and fittings | F | 100 dn | 65 | m | 70 | 4550 | 65.1 | 4231.5
FAZ | 21 | FIRE SUPPRESSION | 211100 | FACILITY FIRE-SUPPRESSION WATER- SERVICE PIPING | ME | Item | 646 | Standpipes and wet-pipe sprinlers | Black Steel Pipes and fittings | G | 150 dn | 19 | m | 95 | 1805 | 88.35 | 1678.65
FAZ | 21 | FIRE SUPPRESSION | 211100 | FACILITY FIRE-SUPPRESSION WATER- SERVICE PIPING | ME | Other | 647 | Valves | Gate valves |  | Valves
FAZ | 21 | FIRE SUPPRESSION | 211100 | FACILITY FIRE-SUPPRESSION WATER- SERVICE PIPING | ME | Other | 648 | Valves | Gate valves |  | Gate valves
FAZ | 21 | FIRE SUPPRESSION | 211100 | FACILITY FIRE-SUPPRESSION WATER- SERVICE PIPING | ME | Item | 649 | Valves | Gate valves | H | 25 dn | 1 | Nr | 20 | 20 | 18.6 | 18.6
FAZ | 21 | FIRE SUPPRESSION | 211100 | FACILITY FIRE-SUPPRESSION WATER- SERVICE PIPING | ME | Item | 650 | Valves | Gate valves | J | 40 dn | 1 | Nr | 40 | 40 | 37.2 | 37.2
FAZ | 21 | FIRE SUPPRESSION | 211100 | FACILITY FIRE-SUPPRESSION WATER- SERVICE PIPING | ME | Item | 651 | Valves | Gate valves | K | 50 dn | 4 | Nr | 50 | 200 | 46.5 | 186
FAZ | 21 | FIRE SUPPRESSION | 211100 | FACILITY FIRE-SUPPRESSION WATER- SERVICE PIPING | ME | Item | 652 | Valves | Gate valves | L | 100 dn | 1 | Nr | 190 | 190 | 176.7 | 176.7
FAZ | 21 | FIRE SUPPRESSION | 211100 | FACILITY FIRE-SUPPRESSION WATER- SERVICE PIPING | ME | Item | 653 | Valves | Gate valves | M | 150 dn | 4 | Nr | 560 | 2240 | 520.8 | 2083.2
FAZ | 21 | FIRE SUPPRESSION | 211100 | FACILITY FIRE-SUPPRESSION WATER- SERVICE PIPING | ME | Other | 654 | Test and drain valves | Test and drain valves |  | Test and drain valves
FAZ | 21 | FIRE SUPPRESSION | 211100 | FACILITY FIRE-SUPPRESSION WATER- SERVICE PIPING | ME | Item | 655 | Valves | Gate valves | A | 25 dn | 2 | Nr |  | 0 | 0 | 0
FAZ | 21 | FIRE SUPPRESSION | 211100 | FACILITY FIRE-SUPPRESSION WATER- SERVICE PIPING | ME | Other | 656 | Specialty Valves | Specialty Valves |  | Specialty Valves
FAZ | 21 | FIRE SUPPRESSION | 211100 | FACILITY FIRE-SUPPRESSION WATER- SERVICE PIPING | ME | Other | 657 | Specialty Valves | Fire-Protection-Service Valves |  | Fire-Protection-Service Valves
FAZ | 21 | FIRE SUPPRESSION | 211100 | FACILITY FIRE-SUPPRESSION WATER- SERVICE PIPING | ME | Other | 658 | Specialty Valves | Alarm check valves |  | Alarm check valves
FAZ | 21 | FIRE SUPPRESSION | 211100 | FACILITY FIRE-SUPPRESSION WATER- SERVICE PIPING | ME | Item | 659 | Specialty Valves | Alarm check valves | A | 100 dn | 1 | Nr | 250 | 250 | 232.5 | 232.5
FAZ | 21 | FIRE SUPPRESSION | 211100 | FACILITY FIRE-SUPPRESSION WATER- SERVICE PIPING | ME | Other | 660 | Specialty Valves | Check valves |  | Check valves
FAZ | 21 | FIRE SUPPRESSION | 211100 | FACILITY FIRE-SUPPRESSION WATER- SERVICE PIPING | ME | Item | 661 | Specialty Valves | Check valves | B | 100 dn | 1 | Nr | 250 | 250 | 232.5 | 232.5
FAZ | 21 | FIRE SUPPRESSION | 211100 | FACILITY FIRE-SUPPRESSION WATER- SERVICE PIPING | ME | Item | 662 | Specialty Valves | Check valves | C | 150 dn | 2 | Nr | 560 | 1120 | 520.8 | 1041.6
FAZ | 21 | FIRE SUPPRESSION | 211100 | FACILITY FIRE-SUPPRESSION WATER- SERVICE PIPING | ME | Other | 663 | Specialty Valves | Zone valve assembly |  | Zone valve assembly
FAZ | 21 | FIRE SUPPRESSION | 211100 | FACILITY FIRE-SUPPRESSION WATER- SERVICE PIPING | ME | Item | 664 | Specialty Valves | Zone valve assembly | D | 100 dn | 2 | Nr | 250 | 500 | 232.5 | 465
FAZ | 21 | FIRE SUPPRESSION | 211100 | FACILITY FIRE-SUPPRESSION WATER- SERVICE PIPING | ME | Other | 665 | Specialty Valves | Automatic Sprinklers |  | Automatic Sprinklers
FAZ | 21 | FIRE SUPPRESSION | 211100 | FACILITY FIRE-SUPPRESSION WATER- SERVICE PIPING | ME | Item | 666 | Specialty Valves | Automatic Sprinklers | F | Type SP-1 | 27 | Nr |  | 0 | 0 | 0
FAZ | 21 | FIRE SUPPRESSION | 211100 | FACILITY FIRE-SUPPRESSION WATER- SERVICE PIPING | ME | Item | 667 | Specialty Valves | Automatic Sprinklers | G | Type SP-2 | 92 | Nr |  | 0 | 0 | 0
FAZ | 21 | FIRE SUPPRESSION | 211100 | FACILITY FIRE-SUPPRESSION WATER- SERVICE PIPING | ME | Item | 668 | Specialty Valves | Automatic Sprinklers | H | Type SP-3 | 6 | Nr |  | 0 | 0 | 0
FAZ | 21 | FIRE SUPPRESSION | 211100 | FACILITY FIRE-SUPPRESSION WATER- SERVICE PIPING | ME | Other | 669 | Specialty Valves | Hose Connection |  | Hose Connection
FAZ | 21 | FIRE SUPPRESSION | 211100 | FACILITY FIRE-SUPPRESSION WATER- SERVICE PIPING | ME | Item | 670 | Specialty Valves | Hose Connection | E | Type FHR-1 | 3 | Nr | 470 | 1410 | 437.1 | 1311.3
FAZ | 21 | FIRE SUPPRESSION | 211100 | FACILITY FIRE-SUPPRESSION WATER- SERVICE PIPING | ME | Item | 671 | Specialty Valves | Hose Connection | F | Type FHR-2 | 2 | Nr | 470 | 940 | 437.1 | 874.2
FAZ | 21 | FIRE SUPPRESSION | 211100 | FACILITY FIRE-SUPPRESSION WATER- SERVICE PIPING | ME | Other | 672 | Specialty Valves | Fire Department Connections |  | Fire Department Connections
FAZ | 21 | FIRE SUPPRESSION | 211100 | FACILITY FIRE-SUPPRESSION WATER- SERVICE PIPING | ME | Item | 673 | Specialty Valves | Fire Department Connections | G | 100 dn | 1 | Nr | 225 | 225 | 209.25 | 209.25
FAZ | 21 | FIRE SUPPRESSION | 211100 | FACILITY FIRE-SUPPRESSION WATER- SERVICE PIPING | ME | Item | 674 | Specialty Valves | Fire Department Connections | H | Automatic air vent | 1 | Item | 125 | 125 | 116.25 | 116.25
FAZ | 21 | FIRE SUPPRESSION | 213113 | ELECTRIC-DRIVE, CENTRIFUGAL FIRE PUMPS | ME | Other | 675 | 213113 - ELECTRIC-DRIVE, CENTRIFUGAL FIRE PUMPS | 213113 - ELECTRIC-DRIVE, CENTRIFUGAL FIRE PUMPS |  | 213113 - ELECTRIC-DRIVE, CENTRIFUGAL FIRE PUMPS
FAZ | 21 | FIRE SUPPRESSION | 213113 | ELECTRIC-DRIVE, CENTRIFUGAL FIRE PUMPS | ME | Other | 676 | End Suction Fire Pumps | End Suction Fire Pumps |  | End Suction Fire Pumps
FAZ | 21 | FIRE SUPPRESSION | 213113 | ELECTRIC-DRIVE, CENTRIFUGAL FIRE PUMPS | ME | Item | 677 | 213113 - ELECTRIC-DRIVE, CENTRIFUGAL FIRE PUMPS | 213113 - ELECTRIC-DRIVE, CENTRIFUGAL FIRE PUMPS | A | Type FP-B1-01& 02 | 2 | Nr |  | 0 | 0 | 0
FAZ | 21 | FIRE SUPPRESSION | 213113 | ELECTRIC-DRIVE, CENTRIFUGAL FIRE PUMPS | ME | Other | 678 | Pressure-Maintenance Pumps | Pressure-Maintenance Pumps |  | Pressure-Maintenance Pumps
FAZ | 21 | FIRE SUPPRESSION | 213113 | ELECTRIC-DRIVE, CENTRIFUGAL FIRE PUMPS | ME | Item | 679 | 213113 - ELECTRIC-DRIVE, CENTRIFUGAL FIRE PUMPS | 213113 - ELECTRIC-DRIVE, CENTRIFUGAL FIRE PUMPS | A | Type JP-B1-01 | 1 | Nr | 1900 | 1900 | 1767 | 1767
FAZ | 21 | FIRE SUPPRESSION | 213113 | ELECTRIC-DRIVE, CENTRIFUGAL FIRE PUMPS | ME | Item | 680 | Pressure-Maintenance Pumps | Pressure-Maintenance Pumps | C | Spare parts a specified for split case fire pump and pressure maintenance pump | 1 | Item |  |  | 0 | 0
FAZ | 21 | FIRE SUPPRESSION | 213113 | ELECTRIC-DRIVE, CENTRIFUGAL FIRE PUMPS | ME | Other | 681 | Pressure-Maintenance Pumps | Pressure-Maintenance Pumps | BILL NO. 21 - FIRE SUPPRESSION
FAZ | 21 | FIRE SUPPRESSION | To Summary | To Summary |  | Bill Sum | 682 | Pressure-Maintenance Pumps | Pressure-Maintenance Pumps | To Summary |  |  |  | J.D | 25339
FAZ | 22 | PLUMBING | 220719 | PLUMBING PIPING INSULATION | ME | Other | 683 | Pressure-Maintenance Pumps | Pressure-Maintenance Pumps |  |  | BILL NO. 22
FAZ | 22 | PLUMBING | 220719 | PLUMBING PIPING INSULATION | ME | Other | 684 | Pressure-Maintenance Pumps | Pressure-Maintenance Pumps |  |  | PLUMBING
FAZ | 22 | PLUMBING | 220719 | PLUMBING PIPING INSULATION | ME | Other | 685 | Pressure-Maintenance Pumps | Pressure-Maintenance Pumps | Item | Description | Qty | Unit | Rate | Amount
FAZ | 22 | PLUMBING | 220719 | PLUMBING PIPING INSULATION | ME | Other | 686 | Pressure-Maintenance Pumps | Pressure-Maintenance Pumps | [5 empty] | J.D
FAZ | 22 | PLUMBING | 220719 | PLUMBING PIPING INSULATION | ME | Other | 687 | 220719 - PLUMBING PIPING INSULATION | 220719 - PLUMBING PIPING INSULATION |  | 220719 - PLUMBING PIPING INSULATION
FAZ | 22 | PLUMBING | 220719 | PLUMBING PIPING INSULATION | ME | Other | 688 | Interior Insulation, Mineral Fiber | Interior Insulation, Mineral Fiber |  | Interior Insulation, Mineral Fiber
FAZ | 22 | PLUMBING | 220719 | PLUMBING PIPING INSULATION | ME | Other | 689 | Domestic hot and recirculated hot water, concealed | 25 mm thick |  | Domestic hot and recirculated hot water, concealed
FAZ | 22 | PLUMBING | 220719 | PLUMBING PIPING INSULATION | ME | Other | 690 | Domestic hot and recirculated hot water, concealed | 25 mm thick |  | 25 mm thick
FAZ | 22 | PLUMBING | 220719 | PLUMBING PIPING INSULATION | ME | Item | 691 | Domestic hot and recirculated hot water, concealed | 25 mm thick | A | 15 dn | 150 | m | 10 | 1500 | 9.3 | 1395
FAZ | 22 | PLUMBING | 220719 | PLUMBING PIPING INSULATION | ME | Item | 692 | Domestic hot and recirculated hot water, concealed | 25 mm thick | B | 20 dn | 100 | m | 15 | 1500 | 13.95 | 1395
FAZ | 22 | PLUMBING | 220719 | PLUMBING PIPING INSULATION | ME | Item | 693 | Domestic hot and recirculated hot water, concealed | 25 mm thick | C | 25dn | 50 | m | 20 | 1000 | 18.6 | 930
FAZ | 22 | PLUMBING | 220719 | PLUMBING PIPING INSULATION | ME | Item | 694 | Domestic hot and recirculated hot water, concealed | 25 mm thick | D | 32 dn | 80 | m | 25 | 2000 | 23.25 | 1860
FAZ | 22 | PLUMBING | 220719 | PLUMBING PIPING INSULATION | ME | Item | 695 | Domestic hot and recirculated hot water, concealed | 25 mm thick | E | 40 dn | 55 | m | 30 | 1650 | 27.9 | 1534.5
FAZ | 22 | PLUMBING | 220719 | PLUMBING PIPING INSULATION | ME | Item | 696 | Domestic hot and recirculated hot water, concealed | 25 mm thick | F | 50 dn | 80 | m | 35 | 2800 | 32.55 | 2604
FAZ | 22 | PLUMBING | 220719 | PLUMBING PIPING INSULATION | ME | Item | 697 | Domestic hot and recirculated hot water, concealed | 25 mm thick | G | 65 dn | 15 | m | 45 | 675 | 41.85 | 627.75
FAZ | 22 | PLUMBING | 220719 | PLUMBING PIPING INSULATION | ME | Other | 698 | Domestic hot and recirculated hot water, on all pipes running in mechanical rooms or exposed to view, Mineral fiber with AL jacketing | 25 mm thick |  | Domestic hot and recirculated hot water, on all pipes running in mechanical rooms or exposed to view, Mineral fiber with AL jacketing
FAZ | 22 | PLUMBING | 220719 | PLUMBING PIPING INSULATION | ME | Other | 699 | Domestic hot and recirculated hot water, on all pipes running in mechanical rooms or exposed to view, Mineral fiber with AL jacketing | 25 mm thick |  | 25 mm thick
FAZ | 22 | PLUMBING | 220719 | PLUMBING PIPING INSULATION | ME | Item | 700 | Domestic hot and recirculated hot water, on all pipes running in mechanical rooms or exposed to view, Mineral fiber with AL jacketing | 25 mm thick | H | 20 dn | 10 | m | 15 | 150 | 13.95 | 139.5
FAZ | 22 | PLUMBING | 220719 | PLUMBING PIPING INSULATION | ME | Item | 701 | Domestic hot and recirculated hot water, on all pipes running in mechanical rooms or exposed to view, Mineral fiber with AL jacketing | 25 mm thick | J | 25dn | 10 | m | 15 | 150 | 13.95 | 139.5
FAZ | 22 | PLUMBING | 220719 | PLUMBING PIPING INSULATION | ME | Item | 702 | Domestic hot and recirculated hot water, on all pipes running in mechanical rooms or exposed to view, Mineral fiber with AL jacketing | 25 mm thick | K | 40dn | 10 | m | 30 | 300 | 27.9 | 279
FAZ | 22 | PLUMBING | 220719 | PLUMBING PIPING INSULATION | ME | Item | 703 | Domestic hot and recirculated hot water, on all pipes running in mechanical rooms or exposed to view, Mineral fiber with AL jacketing | 25 mm thick | L | 50 dn | 20 | m | 35 | 700 | 32.55 | 651
FAZ | 22 | PLUMBING | 220719 | PLUMBING PIPING INSULATION | ME | Item | 704 | Domestic hot and recirculated hot water, on all pipes running in mechanical rooms or exposed to view, Mineral fiber with AL jacketing | 25 mm thick | A | 65 dn | 15 | m | 45 | 675 | 41.85 | 627.75
FAZ | 22 | PLUMBING | 221116 | WATER DISTRIBUTION PIPING | ME | Other | 705 | 221116 - WATER DISTRIBUTION PIPING | 221116 - WATER DISTRIBUTION PIPING |  | 221116 - WATER DISTRIBUTION PIPING
FAZ | 22 | PLUMBING | 221116 | WATER DISTRIBUTION PIPING | ME | Other | 706 | Aboveground, Water Distribution Piping | Cold Water PVC Pipes and fittings |  | Aboveground, Water Distribution Piping
FAZ | 22 | PLUMBING | 221116 | WATER DISTRIBUTION PIPING | ME | Other | 707 | Aboveground, Water Distribution Piping | Cold Water PVC Pipes and fittings |  | Cold Water PVC Pipes and fittings
FAZ | 22 | PLUMBING | 221116 | WATER DISTRIBUTION PIPING | ME | Item | 708 | Aboveground, Water Distribution Piping | Cold Water PVC Pipes and fittings | B | 15 dn | 190 | m | 8 | 1520 | 7.44 | 1413.6
FAZ | 22 | PLUMBING | 221116 | WATER DISTRIBUTION PIPING | ME | Item | 709 | Aboveground, Water Distribution Piping | Cold Water PVC Pipes and fittings | C | 20 dn | 120 | m | 8 | 960 | 7.44 | 892.8
FAZ | 22 | PLUMBING | 221116 | WATER DISTRIBUTION PIPING | ME | Item | 710 | Aboveground, Water Distribution Piping | Cold Water PVC Pipes and fittings | D | 25dn | 80 | m | 12 | 960 | 11.16 | 892.8
FAZ | 22 | PLUMBING | 221116 | WATER DISTRIBUTION PIPING | ME | Item | 711 | Aboveground, Water Distribution Piping | Cold Water PVC Pipes and fittings | E | 32 dn | 70 | m | 15 | 1050 | 13.95 | 976.5
FAZ | 22 | PLUMBING | 221116 | WATER DISTRIBUTION PIPING | ME | Item | 712 | Aboveground, Water Distribution Piping | Cold Water PVC Pipes and fittings | F | 40 dn | 57 | m | 25 | 1425 | 23.25 | 1325.25
FAZ | 22 | PLUMBING | 221116 | WATER DISTRIBUTION PIPING | ME | Item | 713 | Aboveground, Water Distribution Piping | Cold Water PVC Pipes and fittings | G | 50 dn | 168 | m | 35 | 5880 | 32.55 | 5468.4
FAZ | 22 | PLUMBING | 221116 | WATER DISTRIBUTION PIPING | ME | Item | 714 | Aboveground, Water Distribution Piping | Cold Water PVC Pipes and fittings | H | 65 dn | 41 | m | 50 | 2050 | 46.5 | 1906.5
FAZ | 22 | PLUMBING | 221116 | WATER DISTRIBUTION PIPING | ME | Item | 715 | Aboveground, Water Distribution Piping | Cold Water PVC Pipes and fittings | J | 80 dn | 17 | m | 60 | 1020 | 55.8 | 948.6
FAZ | 22 | PLUMBING | 221116 | WATER DISTRIBUTION PIPING | ME | Other | 716 | Aboveground, Water Distribution Piping | Hot Water CPVC Pipes and fittings |  | Hot Water CPVC Pipes and fittings
FAZ | 22 | PLUMBING | 221116 | WATER DISTRIBUTION PIPING | ME | Item | 717 | Aboveground, Water Distribution Piping | Cold Water PVC Pipes and fittings | K | 15 dn | 150 | m | 8 | 1200 | 7.44 | 1116
FAZ | 22 | PLUMBING | 221116 | WATER DISTRIBUTION PIPING | ME | Item | 718 | Aboveground, Water Distribution Piping | Hot Water CPVC Pipes and fittings | L | 20 dn | 110 | m | 8 | 880 | 7.44 | 818.4
FAZ | 22 | PLUMBING | 221116 | WATER DISTRIBUTION PIPING | ME | Item | 719 | Aboveground, Water Distribution Piping | Cold Water PVC Pipes and fittings | M | 25dn | 60 | m | 12 | 720 | 11.16 | 669.6
FAZ | 22 | PLUMBING | 221116 | WATER DISTRIBUTION PIPING | ME | Item | 720 | Aboveground, Water Distribution Piping | Hot Water CPVC Pipes and fittings | N | 32 dn | 80 | m | 15 | 1200 | 13.95 | 1116
FAZ | 22 | PLUMBING | 221116 | WATER DISTRIBUTION PIPING | ME | Item | 721 | Aboveground, Water Distribution Piping | Cold Water PVC Pipes and fittings | P | 40 dn | 65 | m | 25 | 1625 | 23.25 | 1511.25
FAZ | 22 | PLUMBING | 221116 | WATER DISTRIBUTION PIPING | ME | Item | 722 | Aboveground, Water Distribution Piping | Hot Water CPVC Pipes and fittings | Q | 50 dn | 100 | m | 35 | 3500 | 32.55 | 3255
FAZ | 22 | PLUMBING | 221116 | WATER DISTRIBUTION PIPING | ME | Item | 723 | Aboveground, Water Distribution Piping | Cold Water PVC Pipes and fittings | R | 65 dn | 34 | m | 50 | 1700 | 46.5 | 1581
FAZ | 22 | PLUMBING | 221116 | WATER DISTRIBUTION PIPING | ME | Other | 724 | Aboveground, Water Distribution Piping | Valves |  | Valves
FAZ | 22 | PLUMBING | 221116 | WATER DISTRIBUTION PIPING | ME | Item | 725 | Aboveground, Water Distribution Piping | Cold Water PVC Pipes and fittings | A | Ball valves | 1 | Item | 375 | 375 | 348.75 | 348.75
FAZ | 22 | PLUMBING | 221116 | WATER DISTRIBUTION PIPING | ME | Item | 726 | Aboveground, Water Distribution Piping | Valves | B | Globe valves | 1 | Item | 625 | 625 | 581.25 | 581.25
FAZ | 22 | PLUMBING | 221116 | WATER DISTRIBUTION PIPING | ME | Item | 727 | Aboveground, Water Distribution Piping | Cold Water PVC Pipes and fittings | C | Gate valves | 1 | Item | 625 | 625 | 581.25 | 581.25
FAZ | 22 | PLUMBING | 221116 | WATER DISTRIBUTION PIPING | ME | Item | 728 | Aboveground, Water Distribution Piping | Valves | D | Check valves | 1 | Item | 625 | 625 | 581.25 | 581.25
FAZ | 22 | PLUMBING | 221116 | WATER DISTRIBUTION PIPING | ME | Item | 729 | Aboveground, Water Distribution Piping | Cold Water PVC Pipes and fittings | E | Automatic air valves | 1 | Item | 940 | 940 | 874.2 | 874.2
FAZ | 22 | PLUMBING | 221123 | DOMESTIC WATER PIPING SPECIALTIES | ME | Other | 730 | 221123 - DOMESTIC WATER PIPING SPECIALTIES | 221123 - DOMESTIC WATER PIPING SPECIALTIES |  | 221123 - DOMESTIC WATER PIPING SPECIALTIES
FAZ | 22 | PLUMBING | 221123 | DOMESTIC WATER PIPING SPECIALTIES | ME | Other | 731 | WATER TAPS | WATER TAPS |  | WATER TAPS
FAZ | 22 | PLUMBING | 221123 | DOMESTIC WATER PIPING SPECIALTIES | ME | Item | 732 | 221123 - DOMESTIC WATER PIPING SPECIALTIES | 221123 - DOMESTIC WATER PIPING SPECIALTIES | F | Type WT-1 | 1 | Nr | 350 | 350 | 325.5 | 325.5
FAZ | 22 | PLUMBING | 221123 | DOMESTIC WATER PIPING SPECIALTIES | ME | Other | 733 | PERINAL BIP COCK | PERINAL BIP COCK |  | PERINAL BIP COCK
FAZ | 22 | PLUMBING | 221123 | DOMESTIC WATER PIPING SPECIALTIES | ME | Item | 734 | 221123 - DOMESTIC WATER PIPING SPECIALTIES | 221123 - DOMESTIC WATER PIPING SPECIALTIES | G | Type BPH-1 | 7 | Nr | 310 | 2170 | 288.3 | 2018.1
FAZ | 22 | PLUMBING | 221123 | DOMESTIC WATER PIPING SPECIALTIES | ME | Other | 735 | Float valve | Float valve |  | Float valve
FAZ | 22 | PLUMBING | 221123 | DOMESTIC WATER PIPING SPECIALTIES | ME | Item | 736 | 221123 - DOMESTIC WATER PIPING SPECIALTIES | 221123 - DOMESTIC WATER PIPING SPECIALTIES | H | 50 dn | 4 | Nr | 150 | 600 | 139.5 | 558
FAZ | 22 | PLUMBING | 221123 | DOMESTIC WATER PIPING SPECIALTIES | ME | Item | 737 | Float valve | Float valve | J | 3-Way Mixing Valve | 1 | Nr | 175 | 175 | 162.75 | 162.75
FAZ | 22 | PLUMBING | 221123 | DOMESTIC WATER PUMPS | ME | Other | 738 | 221123 - DOMESTIC WATER PUMPS | 221123 - DOMESTIC WATER PUMPS |  | 221123 - DOMESTIC WATER PUMPS
FAZ | 22 | PLUMBING | 221123 | DOMESTIC WATER PUMPS | ME | Other | 739 | In-Line Circulators | In-Line Circulators |  | In-Line Circulators
FAZ | 22 | PLUMBING | 221123 | DOMESTIC WATER PUMPS | ME | Item | 740 | 221123 - DOMESTIC WATER PUMPS | 221123 - DOMESTIC WATER PUMPS | K | Type P-RF-02 | 2 | Nr | 190 | 380 | 176.7 | 353.4
FAZ | 22 | PLUMBING | 221123 | DOMESTIC WATER PUMPS | ME | Item | 741 | In-Line Circulators | In-Line Circulators | L | Type P-RF-03 | 2 | Nr | 230 | 460 | 213.9 | 427.8
FAZ | 22 | PLUMBING | 221123 | DOMESTIC WATER PUMPS | ME | Other | 742 | End suction centrifugal pumps | End suction centrifugal pumps |  | End suction centrifugal pumps
FAZ | 22 | PLUMBING | 221123 | DOMESTIC WATER PUMPS | ME | Item | 743 | In-Line Circulators | In-Line Circulators | A | Type P-B-01 | 2 | Nr | 350 | 700 | 325.5 | 651
FAZ | 22 | PLUMBING | 221123 | DOMESTIC WATER PUMPS | ME | Item | 744 | End suction centrifugal pumps | End suction centrifugal pumps | B | Type P-RF-01-1 & -2 | 2 | Nr | 350 | 700 | 325.5 | 651
FAZ | 22 | PLUMBING | 221123 | DOMESTIC WATER PUMPS | ME | Item | 745 | In-Line Circulators | In-Line Circulators | C | Spare parts as specified for water distribution pumps | 1 | Item | 375 | 375 | 348.75 | 348.75
FAZ | 22 | PLUMBING | 221123.13 | DOMESTIC WATER PACKAGED BOOSTER PUMP SETS | ME | Other | 746 | 221123.13 - DOMESTIC WATER PACKAGED BOOSTER PUMP SETS | 221123.13 - DOMESTIC WATER PACKAGED BOOSTER PUMP SETS |  | 221123.13 - DOMESTIC WATER PACKAGED BOOSTER PUMP SETS
FAZ | 22 | PLUMBING | 221123.13 | DOMESTIC WATER PACKAGED BOOSTER PUMP SETS | ME | Item | 747 | In-Line Circulators | In-Line Circulators | D | Type PU-RF-1 | 1 | Set | 1500 | 1500 | 1395 | 1395
FAZ | 22 | PLUMBING | 221123.13 | DOMESTIC WATER PACKAGED BOOSTER PUMP SETS | ME | Item | 748 | 221123.13 - DOMESTIC WATER PACKAGED BOOSTER PUMP SETS | 221123.13 - DOMESTIC WATER PACKAGED BOOSTER PUMP SETS | E | Type PU-RF-2 | 1 | Set | 1500 | 1500 | 1395 | 1395
FAZ | 22 | PLUMBING | 221123.13 | DOMESTIC WATER PACKAGED BOOSTER PUMP SETS | ME | Item | 749 | In-Line Circulators | In-Line Circulators | F | Spare parts as specified for packaged booster pumps | 1 | Item | 310 | 310 | 288.3 | 288.3
FAZ | 22 | PLUMBING | 221316 | SANITARY WASTE AND VENT PIPING | ME | Other | 750 | 221316 - SANITARY WASTE AND VENT PIPING | 221316 - SANITARY WASTE AND VENT PIPING |  | 221316 - SANITARY WASTE AND VENT PIPING
FAZ | 22 | PLUMBING | 221316 | SANITARY WASTE AND VENT PIPING | ME | Other | 751 | Above Ground / Underground , Soil, Waste and Vent Piping | Above Ground / Underground , Soil, Waste and Vent Piping |  | Above Ground / Underground , Soil, Waste and Vent Piping
FAZ | 22 | PLUMBING | 221316 | SANITARY WASTE AND VENT PIPING | ME | Other | 752 | PVC pipes | PVC pipes |  | PVC pipes
FAZ | 22 | PLUMBING | 221316 | SANITARY WASTE AND VENT PIPING | ME | Item | 753 | Above Ground / Underground , Soil, Waste and Vent Piping | Above Ground / Underground , Soil, Waste and Vent Piping | G | 32dn | 167 | m | 13 | 2171 | 12.09 | 2019.03
FAZ | 22 | PLUMBING | 221316 | SANITARY WASTE AND VENT PIPING | ME | Item | 754 | PVC pipes | PVC pipes | H | 50 dn | 475 | m | 15 | 7125 | 13.95 | 6626.25
FAZ | 22 | PLUMBING | 221316 | SANITARY WASTE AND VENT PIPING | ME | Item | 755 | Above Ground / Underground , Soil, Waste and Vent Piping | Above Ground / Underground , Soil, Waste and Vent Piping | J | 82 dn | 97 | m | 18 | 1746 | 16.74 | 1623.78
FAZ | 22 | PLUMBING | 221316 | SANITARY WASTE AND VENT PIPING | ME | Item | 756 | PVC pipes | PVC pipes | K | 110 dn | 265 | m | 20 | 5300 | 18.6 | 4929
FAZ | 22 | PLUMBING | 221316 | SANITARY WASTE AND VENT PIPING | ME | Item | 757 | Above Ground / Underground , Soil, Waste and Vent Piping | Above Ground / Underground , Soil, Waste and Vent Piping | L | 150 dn | 55 | m | 25 | 1375 | 23.25 | 1278.75
FAZ | 22 | PLUMBING | 221316 | SANITARY WASTE AND VENT PIPING | ME | Other | 758 | Underground, soil, waste and vent piping connecting inspection chambers | Underground, soil, waste and vent piping connecting inspection chambers |  | Underground, soil, waste and vent piping connecting inspection chambers
FAZ | 22 | PLUMBING | 221316 | SANITARY WASTE AND VENT PIPING | ME | Other | 759 | PVC pipes | PVC pipes |  | PVC pipes
FAZ | 22 | PLUMBING | 221316 | SANITARY WASTE AND VENT PIPING | ME | Item | 760 | Underground, soil, waste and vent piping connecting inspection chambers | Underground, soil, waste and vent piping connecting inspection chambers | A | 150 dn | 185 | m | 35 | 6475 | 32.55 | 6021.75
FAZ | 22 | PLUMBING | 221316 | SANITARY WASTE AND VENT PIPING | ME | Other | 761 | Inspection Chambers | Inspection Chambers |  | Inspection Chambers
FAZ | 22 | PLUMBING | 221316 | SANITARY WASTE AND VENT PIPING | ME | Item | 762 | Underground, soil, waste and vent piping connecting inspection chambers | Underground, soil, waste and vent piping connecting inspection chambers | B | Sewer Inspection Chambers | 5 | Nr | 175 | 875 | 162.75 | 813.75
FAZ | 22 | PLUMBING | 221316 | SANITARY WASTE AND VENT PIPING | ME | Other | 763 | Aboveground / Underground , Soil, Waste Force Mains | Aboveground / Underground , Soil, Waste Force Mains |  | Aboveground / Underground , Soil, Waste Force Mains
FAZ | 22 | PLUMBING | 221316 | SANITARY WASTE AND VENT PIPING | ME | Other | 764 | Ductile-iron pipes | Ductile-iron pipes |  | Ductile-iron pipes
FAZ | 22 | PLUMBING | 221316 | SANITARY WASTE AND VENT PIPING | ME | Item | 765 | Aboveground / Underground , Soil, Waste Force Mains | Aboveground / Underground , Soil, Waste Force Mains | C | 50 dn | 15 | m | 30 | 450 | 27.9 | 418.5
FAZ | 22 | PLUMBING | 221316 | SANITARY WASTE AND VENT PIPING | ME | Other | 766 | Aboveground , Storm Drainage Piping | Aboveground , Storm Drainage Piping |  | Aboveground , Storm Drainage Piping
FAZ | 22 | PLUMBING | 221316 | SANITARY WASTE AND VENT PIPING | ME | Other | 767 | PVC pipes | PVC pipes |  | PVC pipes
FAZ | 22 | PLUMBING | 221316 | SANITARY WASTE AND VENT PIPING | ME | Item | 768 | Aboveground , Storm Drainage Piping | Aboveground , Storm Drainage Piping | D | 50 dn | 76 | m | 15 | 1140 | 13.95 | 1060.2
FAZ | 22 | PLUMBING | 221316 | SANITARY WASTE AND VENT PIPING | ME | Item | 769 | PVC pipes | PVC pipes | E | 80 dn | 81 | m | 20 | 1620 | 18.6 | 1506.6
FAZ | 22 | PLUMBING | 221316 | SANITARY WASTE AND VENT PIPING | ME | Item | 770 | Aboveground , Storm Drainage Piping | Aboveground , Storm Drainage Piping | F | 110 dn | 19 | m | 25 | 475 | 23.25 | 441.75
FAZ | 22 | PLUMBING | 221319 | SANITARY WATER PIPING SPECIALTIES | ME | Other | 771 | 22112 - SANITARY WATER PIPING SPECIALTIES | 22112 - SANITARY WATER PIPING SPECIALTIES |  | 22112 - SANITARY WATER PIPING SPECIALTIES
FAZ | 22 | PLUMBING | 221319 | SANITARY WATER PIPING SPECIALTIES | ME | Other | 772 | Floor drains | Floor drains |  | Floor drains
FAZ | 22 | PLUMBING | 221319 | SANITARY WATER PIPING SPECIALTIES | ME | Item | 773 | 22112 - SANITARY WATER PIPING SPECIALTIES | 22112 - SANITARY WATER PIPING SPECIALTIES | G | Type FD-1; 82 dn | 18 | Nr | 70 | 1260 | 65.1 | 1171.8
FAZ | 22 | PLUMBING | 221319 | SANITARY WATER PIPING SPECIALTIES | ME | Item | 774 | Floor drains | Floor drains | H | Type FD-2; 100 dn | 6 | Nr |  | 0 | 0 | 0
FAZ | 22 | PLUMBING | 221319 | SANITARY WATER PIPING SPECIALTIES | ME | Other | 775 | Floor cleanouts | Floor cleanouts |  | Floor cleanouts
FAZ | 22 | PLUMBING | 221319 | SANITARY WATER PIPING SPECIALTIES | ME | Item | 776 | Floor drains | Floor drains | H | Type FCO; 110 dn | 5 | Nr |  | 0 | 0 | 0
FAZ | 22 | PLUMBING | 221319 | SANITARY WATER PIPING SPECIALTIES | ME | Item | 777 | Floor cleanouts | Floor cleanouts | H | Type FCO; 100 dn | 4 | Nr | 70 | 280 | 65.1 | 260.4
FAZ | 22 | PLUMBING | 221319 | SANITARY WATER PIPING SPECIALTIES | ME | Item | 778 | Floor drains | Floor drains | A | Cowls | 1 | Item | 250 | 250 | 232.5 | 232.5
FAZ | 22 | PLUMBING | 221319 | SANITARY WATER PIPING SPECIALTIES | ME | Other | 779 | Roof drains | Roof drains |  | Roof drains
FAZ | 22 | PLUMBING | 221319 | SANITARY WATER PIPING SPECIALTIES | ME | Item | 780 | Floor drains | Floor drains | B | Type RD-1; 82 dn | 10 | Nr | 100 | 1000 | 93 | 930
FAZ | 22 | PLUMBING | 221319 | SANITARY WATER PIPING SPECIALTIES | ME | Item | 781 | Roof drains | Roof drains | C | Type SCD-1; 50 dn | 4 | Nr | 175 | 700 | 162.75 | 651
FAZ | 22 | PLUMBING | 221319 | SANITARY WATER PIPING SPECIALTIES | ME | Other | 782 | Balcony drains | Balcony drains |  | Balcony drains
FAZ | 22 | PLUMBING | 221319 | SANITARY WATER PIPING SPECIALTIES | ME | Item | 783 | Roof drains | Roof drains | D | Type BD-1; 50 dn | 6 | Nr | 70 | 420 | 65.1 | 390.6
FAZ | 22 | PLUMBING | 221319 | SANITARY WATER PIPING SPECIALTIES | ME | Other | 784 | Terrace drains | Terrace drains |  | Terrace drains
FAZ | 22 | PLUMBING | 221319 | SANITARY WATER PIPING SPECIALTIES | ME | Item | 785 | Roof drains | Roof drains | E | Type TD-1; 82 dn | 7 | Nr | 70 | 490 | 65.1 | 455.7
FAZ | 22 | PLUMBING | 221429 | SUMP PUMPS | ME | Other | 786 | 221429 - SUMP PUMPS | 221429 - SUMP PUMPS |  | 221429 - SUMP PUMPS
FAZ | 22 | PLUMBING | 221429 | SUMP PUMPS | ME | Other | 787 | Duplex sump pumps | Duplex sump pumps |  | Duplex sump pumps
FAZ | 22 | PLUMBING | 221429 | SUMP PUMPS | ME | Item | 788 | 221429 - SUMP PUMPS | 221429 - SUMP PUMPS | F | Type SP-B-01 | 1 | Set | 1000 | 1000 | 930 | 930
FAZ | 22 | PLUMBING | 221429 | SUMP PUMPS | ME | Item | 789 | Duplex sump pumps | Duplex sump pumps | G | Spare parts as specified for sewage and sump pumps | 1 | Item | 310 | 310 | 288.3 | 288.3
FAZ | 22 | PLUMBING | 223100 | DOMESTIC WATER SOFTNERS | ME | Other | 790 | 223100 - DOMESTIC WATER SOFTNERS | 223100 - DOMESTIC WATER SOFTNERS |  | 223100 - DOMESTIC WATER SOFTNERS
FAZ | 22 | PLUMBING | 223100 | DOMESTIC WATER SOFTNERS | ME | Item | 791 | Duplex sump pumps | Duplex sump pumps | H | Type WS-1 | 1 | Nr | 510 | 510 | 474.3 | 474.3
FAZ | 22 | PLUMBING | 223500 | DOMESTIC WATER HEAT EXCHANGERS | ME | Other | 792 | 223500- DOMESTIC WATER HEAT EXCHANGERS | 223500- DOMESTIC WATER HEAT EXCHANGERS |  | 223500- DOMESTIC WATER HEAT EXCHANGERS
FAZ | 22 | PLUMBING | 223500 | DOMESTIC WATER HEAT EXCHANGERS | ME | Other | 793 | Large-capacity storage heat exchangers | Large-capacity storage heat exchangers |  | Large-capacity storage heat exchangers
FAZ | 22 | PLUMBING | 223500 | DOMESTIC WATER HEAT EXCHANGERS | ME | Item | 794 | 223500- DOMESTIC WATER HEAT EXCHANGERS | 223500- DOMESTIC WATER HEAT EXCHANGERS | J | HWST-RF-01-1 & 2 | 2 | Nr |  | 0 | 0 | 0
FAZ | 22 | PLUMBING | 223500 | DOMESTIC WATER HEAT EXCHANGERS | ME | Item | 795 | Large-capacity storage heat exchangers | Large-capacity storage heat exchangers | K | HWST-RF-02-1 & 2 | 2 | Nr |  | 0 | 0 | 0
FAZ | 22 | PLUMBING | 223500 | DOMESTIC WATER HEAT EXCHANGERS | ME | Item | 796 | 223500- DOMESTIC WATER HEAT EXCHANGERS | 223500- DOMESTIC WATER HEAT EXCHANGERS | J | EWH 50 Ltr | 10 | Nr | 85 | 850 | 79.05 | 790.5
FAZ | 22 | PLUMBING | 224000 | PLUMBING FIXTURES | ME | Other | 797 | 224000 - PLUMBING FIXTURES | 224000 - PLUMBING FIXTURES |  | 224000 - PLUMBING FIXTURES
FAZ | 22 | PLUMBING | 224000 | PLUMBING FIXTURES | ME | Other | 798 | Lavatories | Lavatories |  | Lavatories
FAZ | 22 | PLUMBING | 224000 | PLUMBING FIXTURES | ME | Item | 799 | 224000 - PLUMBING FIXTURES | 224000 - PLUMBING FIXTURES | A | Type LAV-1 | 8 | Nr | 240 | 1920 | 223.2 | 1785.6
FAZ | 22 | PLUMBING | 224000 | PLUMBING FIXTURES | ME | Item | 800 | Lavatories | Lavatories | B | Type LAV-2 | 1 | Nr | 300 | 300 | 279 | 279
FAZ | 22 | PLUMBING | 224000 | PLUMBING FIXTURES | ME | Other | 801 | Water closets | Water closets |  | Water closets
FAZ | 22 | PLUMBING | 224000 | PLUMBING FIXTURES | ME | Item | 802 | Lavatories | Lavatories | C | Type EWC-1 | 7 | Nr | 360 | 2520 | 334.8 | 2343.6
FAZ | 22 | PLUMBING | 224000 | PLUMBING FIXTURES | ME | Item | 803 | Water closets | Water closets | D | Type EWC-2 | 1 | Nr |  | 0 | 0 | 0
FAZ | 22 | PLUMBING | 224000 | PLUMBING FIXTURES | ME | Other | 804 | Bathtubs | Bathtubs |  | Bathtubs
FAZ | 22 | PLUMBING | 224000 | PLUMBING FIXTURES | ME | Item | 805 | Water closets | Water closets | E | Type BT-1 | 6 | Nr |  | 0 | 0 | 0
FAZ | 22 | PLUMBING | 224000 | PLUMBING FIXTURES | ME | Other | 806 | Showers | Showers |  | Showers
FAZ | 22 | PLUMBING | 224000 | PLUMBING FIXTURES | ME | Item | 807 | Water closets | Water closets | D | Type SH-1 | 6 | Nr | 440 | 2640 | 409.2 | 2455.2
FAZ | 22 | PLUMBING | 224000 | PLUMBING FIXTURES | ME | Other | 808 | Sinks | Sinks |  | Sinks
FAZ | 22 | PLUMBING | 224000 | PLUMBING FIXTURES | ME | Item | 809 | Water closets | Water closets | E | Type MS-1 | 1 | Nr | 175 | 175 | 162.75 | 162.75
FAZ | 22 | PLUMBING | 224000 | PLUMBING FIXTURES | ME | Item | 810 | Sinks | Sinks | F | Type KS-1 | 9 | Nr | 150 | 1350 | 139.5 | 1255.5
FAZ | 22 | PLUMBING | 224000 | PLUMBING FIXTURES | ME | Item | 811 | Water closets | Water closets | J | Type KS-2 | 1 | Nr |  | 0 | 0 | 0
FAZ | 22 | PLUMBING | 224000 | PLUMBING FIXTURES | ME | Other | 812 | Sinks | Sinks | BILL NO. 22 - PLUMBING
FAZ | 22 | PLUMBING | To Summary | To Summary |  | Bill Sum | 813 | Water closets | Water closets | To Summary |  |  |  | J.D | 95927
FAZ | 23 | HEATING, VENTILATING AND AIR CONDITIONING | 230713 | DUCT INSULATION | ME | Other | 814 | Sinks | Sinks | BILL NO. 23
FAZ | 23 | HEATING, VENTILATING AND AIR CONDITIONING | 230713 | DUCT INSULATION | ME | Other | 815 | Water closets | Water closets | HEATING, VENTILATING AND AIR CONDITIONING
FAZ | 23 | HEATING, VENTILATING AND AIR CONDITIONING | 230713 | DUCT INSULATION | ME | Other | 816 | Sinks | Sinks | Item | Description | Qty | Unit | Rate | Amount
FAZ | 23 | HEATING, VENTILATING AND AIR CONDITIONING | 230713 | DUCT INSULATION | ME | Other | 817 | Water closets | Water closets | [5 empty] | J.D
FAZ | 23 | HEATING, VENTILATING AND AIR CONDITIONING | 230713 | DUCT INSULATION | ME | Other | 818 | 230713 - DUCT INSULATION | 230713 - DUCT INSULATION |  | 230713 - DUCT INSULATION
FAZ | 23 | HEATING, VENTILATING AND AIR CONDITIONING | 230713 | DUCT INSULATION | ME | Other | 819 | Indoor Duct And Plenum Insulation | Indoor Duct And Plenum Insulation |  | Indoor Duct And Plenum Insulation
FAZ | 23 | HEATING, VENTILATING AND AIR CONDITIONING | 230713 | DUCT INSULATION | ME | Other | 820 | Rectangular, supply and Return ducts, concealed | Rectangular, supply and Return ducts, concealed |  | Rectangular, supply and Return ducts, concealed
FAZ | 23 | HEATING, VENTILATING AND AIR CONDITIONING | 230713 | DUCT INSULATION | ME | Item | 821 | Indoor Duct And Plenum Insulation | Indoor Duct And Plenum Insulation | A | 50 mm thick Mineral Fiber Blanket | 70 | m2 | 70 | 4900 | 65.1 | 4557
FAZ | 23 | HEATING, VENTILATING AND AIR CONDITIONING | 230713 | DUCT INSULATION | ME | Other | 822 | Rectangular, treated fresh air ducts, concealed | Rectangular, treated fresh air ducts, concealed |  | Rectangular, treated fresh air ducts, concealed
FAZ | 23 | HEATING, VENTILATING AND AIR CONDITIONING | 230713 | DUCT INSULATION | ME | Item | 823 | Indoor Duct And Plenum Insulation | Indoor Duct And Plenum Insulation | B | 50 mm thick Mineral Fiber Blanket | 50 | m2 | 80 | 4000 | 74.4 | 3720
FAZ | 23 | HEATING, VENTILATING AND AIR CONDITIONING | 230713 | DUCT INSULATION | ME | Other | 824 | Rectangular, range-hood exhaust ducts, concealed | Rectangular, range-hood exhaust ducts, concealed |  | Rectangular, range-hood exhaust ducts, concealed
FAZ | 23 | HEATING, VENTILATING AND AIR CONDITIONING | 230713 | DUCT INSULATION | ME | Item | 825 | Indoor Duct And Plenum Insulation | Indoor Duct And Plenum Insulation | C | 25 mm thick Mineral Fiber Board | 90 | m2 |  | 0 | 0 | 0
FAZ | 23 | HEATING, VENTILATING AND AIR CONDITIONING | 230713 | DUCT INSULATION | ME | Other | 826 | Outdoor Duct And Plenum Insulation | Rectangular, supply and Return ducts, concealed |  | Outdoor Duct And Plenum Insulation
FAZ | 23 | HEATING, VENTILATING AND AIR CONDITIONING | 230713 | DUCT INSULATION | ME | Other | 827 | Outdoor Duct And Plenum Insulation | Rectangular, supply and Return ducts, concealed |  | Rectangular, supply and Return ducts, concealed
FAZ | 23 | HEATING, VENTILATING AND AIR CONDITIONING | 230713 | DUCT INSULATION | ME | Item | 828 | Outdoor Duct And Plenum Insulation | Rectangular, supply and Return ducts, concealed | D | 50 mm thick Mineral Fiber Blanket with Al jacketing | 150 | m2 |  | 0 | 0 | 0
FAZ | 23 | HEATING, VENTILATING AND AIR CONDITIONING | 230713 | DUCT INSULATION | ME | Other | 829 | Boiler Breeching And Connector Insulation | Round |  | Boiler Breeching And Connector Insulation
FAZ | 23 | HEATING, VENTILATING AND AIR CONDITIONING | 230713 | DUCT INSULATION | ME | Other | 830 | Boiler Breeching And Connector Insulation | Round |  | Round
FAZ | 23 | HEATING, VENTILATING AND AIR CONDITIONING | 230713 | DUCT INSULATION | ME | Item | 831 | Boiler Breeching And Connector Insulation | Round | E | 50 mm thick Calcium Cilicate with Al jacketing | 30 | m2 |  | 0 | 0 | 0
FAZ | 23 | HEATING, VENTILATING AND AIR CONDITIONING | 230719 | HVAC PIPE INSULATION | ME | Other | 832 | 230719 - HVAC PIPE INSULATION | 230719 - HVAC PIPE INSULATION |  | 230719 - HVAC PIPE INSULATION
FAZ | 23 | HEATING, VENTILATING AND AIR CONDITIONING | 230719 | HVAC PIPE INSULATION | ME | Other | 833 | Interior Insulation | Condensate drain piping |  | Interior Insulation
FAZ | 23 | HEATING, VENTILATING AND AIR CONDITIONING | 230719 | HVAC PIPE INSULATION | ME | Other | 834 | Interior Insulation | Condensate drain piping |  | Condensate drain piping
FAZ | 23 | HEATING, VENTILATING AND AIR CONDITIONING | 230719 | HVAC PIPE INSULATION | ME | Other | 835 | Condensate drain piping | 19 mm thick |  | 19 mm thick
FAZ | 23 | HEATING, VENTILATING AND AIR CONDITIONING | 230719 | HVAC PIPE INSULATION | ME | Item | 836 | Interior Insulation | Condensate drain piping | A | 20 dn | 60 | m | 25 | 1500 | 23.25 | 1395
FAZ | 23 | HEATING, VENTILATING AND AIR CONDITIONING | 230719 | HVAC PIPE INSULATION | ME | Other | 837 | Heating hot-water supply and return, concealed | Heating hot-water supply and return, concealed |  | Heating hot-water supply and return, concealed
FAZ | 23 | HEATING, VENTILATING AND AIR CONDITIONING | 230719 | HVAC PIPE INSULATION | ME | Other | 838 | Heating hot-water supply and return, concealed | 25 mm thick |  | 25 mm thick
FAZ | 23 | HEATING, VENTILATING AND AIR CONDITIONING | 230719 | HVAC PIPE INSULATION | ME | Item | 839 | Heating hot-water supply and return, concealed |  | B | 20 dn | 5 | m | 30 | 150 | 27.9 | 139.5
FAZ | 23 | HEATING, VENTILATING AND AIR CONDITIONING | 230719 | HVAC PIPE INSULATION | ME | Item | 840 | Heating hot-water supply and return, concealed |  | C | 25 dn | 50 | m | 30 | 1500 | 27.9 | 1395
FAZ | 23 | HEATING, VENTILATING AND AIR CONDITIONING | 230719 | HVAC PIPE INSULATION | ME | Item | 841 | Heating hot-water supply and return, concealed |  | D | 32 dn | 3 | m | 35 | 105 | 32.55 | 97.65
FAZ | 23 | HEATING, VENTILATING AND AIR CONDITIONING | 230719 | HVAC PIPE INSULATION | ME | Item | 842 | Heating hot-water supply and return, concealed |  | E | 40 dn | 150 | m |  | 0 | 0 | 0
FAZ | 23 | HEATING, VENTILATING AND AIR CONDITIONING | 230719 | HVAC PIPE INSULATION | ME | Other | 843 | Heating hot-water supply and return, concealed | 38 mm thick |  | 38 mm thick
FAZ | 23 | HEATING, VENTILATING AND AIR CONDITIONING | 230719 | HVAC PIPE INSULATION | ME | Item | 844 | Heating hot-water supply and return, concealed | 38 mm thick | F | 65 dn | 70 | m |  | 0 | 0 | 0
FAZ | 23 | HEATING, VENTILATING AND AIR CONDITIONING | 230719 | HVAC PIPE INSULATION | ME | Other | 845 | Heating hot-water supply and return, concealed | Heating hot-water supply and return, on all pipes running in mechanical rooms or exposed to view with AL jacketing |  | Heating hot-water supply and return, on all pipes running in mechanical rooms or exposed to view with AL jacketing
FAZ | 23 | HEATING, VENTILATING AND AIR CONDITIONING | 230719 | HVAC PIPE INSULATION | ME | Other | 846 | Heating hot-water supply and return, concealed | 50 mm thick |  | 50 mm thick
FAZ | 23 | HEATING, VENTILATING AND AIR CONDITIONING | 230719 | HVAC PIPE INSULATION | ME | Item | 847 | Heating hot-water supply and return, concealed | Heating hot-water supply and return, on all pipes running in mechanical rooms or exposed to view with AL jacketing | E | 40 dn | 17 | m |  | 0 | 0 | 0
FAZ | 23 | HEATING, VENTILATING AND AIR CONDITIONING | 230719 | HVAC PIPE INSULATION | ME | Item | 848 | Heating hot-water supply and return, concealed | 50 mm thick | F | 65 dn | 15 | m |  | 0 | 0 | 0
FAZ | 23 | HEATING, VENTILATING AND AIR CONDITIONING | 230719 | HVAC PIPE INSULATION | ME | Item | 849 | Heating hot-water supply and return, concealed | Heating hot-water supply and return, on all pipes running in mechanical rooms or exposed to view with AL jacketing | G | 80 dn | 50 | m |  | 0 | 0 | 0
FAZ | 23 | HEATING, VENTILATING AND AIR CONDITIONING | 230900 | BUILDING MANAGEMENT SYSTEM (BMS), INSTRUMENTATION AND CONTROLS | ME | Other | 850 | 230900 - BUILDING MANAGEMENT SYSTEM (BMS), INSTRUMENTATION AND CONTROLS | 230900 - BUILDING MANAGEMENT SYSTEM (BMS), INSTRUMENTATION AND CONTROLS |  | 230900 - BUILDING MANAGEMENT SYSTEM (BMS), INSTRUMENTATION AND CONTROLS
FAZ | 23 | HEATING, VENTILATING AND AIR CONDITIONING | 230900 | BUILDING MANAGEMENT SYSTEM (BMS), INSTRUMENTATION AND CONTROLS | ME | Other | 851 | System complete as specified and as shown on drawings | System complete as specified and as shown on drawings |  | System complete as specified and as shown on drawings
FAZ | 23 | HEATING, VENTILATING AND AIR CONDITIONING | 230900 | BUILDING MANAGEMENT SYSTEM (BMS), INSTRUMENTATION AND CONTROLS | ME | Item | 852 | 230900 - BUILDING MANAGEMENT SYSTEM (BMS), INSTRUMENTATION AND CONTROLS | 230900 - BUILDING MANAGEMENT SYSTEM (BMS), INSTRUMENTATION AND CONTROLS | A | Spare parts as specified for BMS | 1 | Item |  |  | 0 | 0
FAZ | 23 | HEATING, VENTILATING AND AIR CONDITIONING | 231113 | FACILITY FUEL OIL PIPING | ME | Other | 853 | 231113 - FACILITY FUEL OIL PIPING | 231113 - FACILITY FUEL OIL PIPING |  | 231113 - FACILITY FUEL OIL PIPING
FAZ | 23 | HEATING, VENTILATING AND AIR CONDITIONING | 231113 | FACILITY FUEL OIL PIPING | ME | Other | 854 | Black steel pipes and fittings | Black steel pipes and fittings |  | Black steel pipes and fittings
FAZ | 23 | HEATING, VENTILATING AND AIR CONDITIONING | 231113 | FACILITY FUEL OIL PIPING | ME | Item | 855 | 231113 - FACILITY FUEL OIL PIPING | 231113 - FACILITY FUEL OIL PIPING | B | 15 dn | 11 | m |  |  | 0 | 0
FAZ | 23 | HEATING, VENTILATING AND AIR CONDITIONING | 231113 | FACILITY FUEL OIL PIPING | ME | Item | 856 | Black steel pipes and fittings | Black steel pipes and fittings | A | 20 dn | 8 | m | 25 | 200 | 23.25 | 186
FAZ | 23 | HEATING, VENTILATING AND AIR CONDITIONING | 231113 | FACILITY FUEL OIL PIPING | ME | Other | 857 | Valves | Valves |  | Valves
FAZ | 23 | HEATING, VENTILATING AND AIR CONDITIONING | 231113 | FACILITY FUEL OIL PIPING | ME | Other | 858 | Gate valves | Gate valves |  | Gate valves
FAZ | 23 | HEATING, VENTILATING AND AIR CONDITIONING | 231113 | FACILITY FUEL OIL PIPING | ME | Item | 859 | Valves | Valves | B | 20 dn | 1 | Item | 310 | 310 | 288.3 | 288.3
FAZ | 23 | HEATING, VENTILATING AND AIR CONDITIONING | 231113 | FACILITY FUEL OIL PIPING | ME | Other | 860 | Check valves | Check valves |  | Check valves
FAZ | 23 | HEATING, VENTILATING AND AIR CONDITIONING | 231113 | FACILITY FUEL OIL PIPING | ME | Item | 861 | Valves | Valves | C | 20 dn | 1 | Item | 310 | 310 | 288.3 | 288.3
FAZ | 23 | HEATING, VENTILATING AND AIR CONDITIONING | 231113 | FACILITY FUEL OIL PIPING | ME | Other | 862 | Fuel oil storage tanks | Fuel oil storage tanks |  | Fuel oil storage tanks
FAZ | 23 | HEATING, VENTILATING AND AIR CONDITIONING | 231113 | FACILITY FUEL OIL PIPING | ME | Item | 863 | Valves | Valves | F | Type FOT-01 | 3 | Nr |  | 0 | 0 | 0
FAZ | 23 | HEATING, VENTILATING AND AIR CONDITIONING | 231113 | FACILITY FUEL OIL PIPING | ME | Item | 864 | Fuel oil storage tanks | Fuel oil storage tanks | D | Type FOT-02 | 2 | Nr | 600 | 1200 | 558 | 1116
FAZ | 23 | HEATING, VENTILATING AND AIR CONDITIONING | 231113 | FACILITY FUEL OIL PIPING | ME | Other | 865 | Strainer | Strainer |  | Strainer
FAZ | 23 | HEATING, VENTILATING AND AIR CONDITIONING | 231113 | FACILITY FUEL OIL PIPING | ME | Item | 866 | Fuel oil storage tanks | Fuel oil storage tanks | E | 20 dn | 1 | Nr | 190 | 190 | 176.7 | 176.7
FAZ | 23 | HEATING, VENTILATING AND AIR CONDITIONING | 231126 | FACILITY LIQUEFIED PETROLIUM GAS PIPING | ME | Other | 867 | 231126 - FACILITY LIQUEFIED PETROLIUM GAS PIPING | 231126 - FACILITY LIQUEFIED PETROLIUM GAS PIPING |  | 231126 - FACILITY LIQUEFIED PETROLIUM GAS PIPING
FAZ | 23 | HEATING, VENTILATING AND AIR CONDITIONING | 231126 | FACILITY LIQUEFIED PETROLIUM GAS PIPING | ME | Other | 868 | Aboveground pipes and fittings | Black steel pipes and fittings |  | Aboveground pipes and fittings
FAZ | 23 | HEATING, VENTILATING AND AIR CONDITIONING | 231126 | FACILITY LIQUEFIED PETROLIUM GAS PIPING | ME | Other | 869 | Aboveground pipes and fittings | Black steel pipes and fittings |  | Black steel pipes and fittings
FAZ | 23 | HEATING, VENTILATING AND AIR CONDITIONING | 231126 | FACILITY LIQUEFIED PETROLIUM GAS PIPING | ME | Item | 870 | Aboveground pipes and fittings | Black steel pipes and fittings | A | 32 dn | 30 | m |  | 0 | 0 | 0
FAZ | 23 | HEATING, VENTILATING AND AIR CONDITIONING | 231126 | FACILITY LIQUEFIED PETROLIUM GAS PIPING | ME | Other | 871 | Copper pipes running under tiles | Copper pipes running under tiles |  | Copper pipes running under tiles
FAZ | 23 | HEATING, VENTILATING AND AIR CONDITIONING | 231126 | FACILITY LIQUEFIED PETROLIUM GAS PIPING | ME | Item | 872 | Aboveground pipes and fittings | Black steel pipes and fittings | B | 22 dn | 25 | m |  | 0 | 0 | 0
FAZ | 23 | HEATING, VENTILATING AND AIR CONDITIONING | 231126 | FACILITY LIQUEFIED PETROLIUM GAS PIPING | ME | Item | 873 | Copper pipes running under tiles | Copper pipes running under tiles | C | 35 dn | 5 | m |  | 0 | 0 | 0
FAZ | 23 | HEATING, VENTILATING AND AIR CONDITIONING | 231126 | FACILITY LIQUEFIED PETROLIUM GAS PIPING | ME | Item | 874 | Aboveground pipes and fittings | Black steel pipes and fittings | D | Gas Tank, with gas vaporiser and all other accessories | 1 | Nr |  | 0 | 0 | 0
FAZ | 23 | HEATING, VENTILATING AND AIR CONDITIONING | 231126 | FACILITY LIQUEFIED PETROLIUM GAS PIPING | ME | Other | 875 | Gas panels | Gas panels |  | Gas panels
FAZ | 23 | HEATING, VENTILATING AND AIR CONDITIONING | 231126 | FACILITY LIQUEFIED PETROLIUM GAS PIPING | ME | Item | 876 | Aboveground pipes and fittings | Black steel pipes and fittings | E | For Main Kitchen | 1 | Nr |  | 0 | 0 | 0
FAZ | 23 | HEATING, VENTILATING AND AIR CONDITIONING | 231126 | FACILITY LIQUEFIED PETROLIUM GAS PIPING | ME | Other | 877 | Solenoid valve | Solenoid valve |  | Solenoid valve
FAZ | 23 | HEATING, VENTILATING AND AIR CONDITIONING | 231126 | FACILITY LIQUEFIED PETROLIUM GAS PIPING | ME | Item | 878 | Aboveground pipes and fittings | Black steel pipes and fittings | F | 32 dn | 1 | Nr |  | 0 | 0 | 0
FAZ | 23 | HEATING, VENTILATING AND AIR CONDITIONING | 231126 | FACILITY LIQUEFIED PETROLIUM GAS PIPING | ME | Other | 879 | Excess flow shut-off valve | Excess flow shut-off valve |  | Excess flow shut-off valve
FAZ | 23 | HEATING, VENTILATING AND AIR CONDITIONING | 231126 | FACILITY LIQUEFIED PETROLIUM GAS PIPING | ME | Item | 880 | Aboveground pipes and fittings | Black steel pipes and fittings | G | 32 dn | 1 | Nr |  | 0 | 0 | 0
FAZ | 23 | HEATING, VENTILATING AND AIR CONDITIONING | 231126 | FACILITY LIQUEFIED PETROLIUM GAS PIPING | ME | Item | 881 | Excess flow shut-off valve | Excess flow shut-off valve | H | Gas leak detection system complete with all Accessories | 1 | Item |  |  | 0 | 0
FAZ | 23 | HEATING, VENTILATING AND AIR CONDITIONING | 232113 | HYDRONIC PIPING | ME | Other | 882 | 232113 - HYDRONIC PIPING | 232113 - HYDRONIC PIPING |  | 232113 - HYDRONIC PIPING
FAZ | 23 | HEATING, VENTILATING AND AIR CONDITIONING | 232113 | HYDRONIC PIPING | ME | Other | 883 | Hot Water Pipes | Black steel pipes and fittings |  | Hot Water Pipes
FAZ | 23 | HEATING, VENTILATING AND AIR CONDITIONING | 232113 | HYDRONIC PIPING | ME | Other | 884 | Hot Water Pipes | Black steel pipes and fittings |  | Black steel pipes and fittings
FAZ | 23 | HEATING, VENTILATING AND AIR CONDITIONING | 232113 | HYDRONIC PIPING | ME | Item | 885 | Hot Water Pipes | Black steel pipes and fittings | A | 20 dn | 5 | m | 20 | 100 | 18.6 | 93
FAZ | 23 | HEATING, VENTILATING AND AIR CONDITIONING | 232113 | HYDRONIC PIPING | ME | Item | 886 | Hot Water Pipes | Black steel pipes and fittings | B | 25 dn | 50 | m | 25 | 1250 | 23.25 | 1162.5
FAZ | 23 | HEATING, VENTILATING AND AIR CONDITIONING | 232113 | HYDRONIC PIPING | ME | Item | 887 | Hot Water Pipes | Black steel pipes and fittings | A | 32 dn | 3 | m | 25 | 75 | 23.25 | 69.75
FAZ | 23 | HEATING, VENTILATING AND AIR CONDITIONING | 232113 | HYDRONIC PIPING | ME | Item | 888 | Hot Water Pipes | Black steel pipes and fittings | B | 40 dn | 170 | m |  | 0 | 0 | 0
FAZ | 23 | HEATING, VENTILATING AND AIR CONDITIONING | 232113 | HYDRONIC PIPING | ME | Item | 889 | Hot Water Pipes | Black steel pipes and fittings | C | 50 dn | 175 | m |  | 0 | 0 | 0
FAZ | 23 | HEATING, VENTILATING AND AIR CONDITIONING | 232113 | HYDRONIC PIPING | ME | Item | 890 | Hot Water Pipes | Black steel pipes and fittings | D | 65 dn | 105 | m |  | 0 | 0 | 0
FAZ | 23 | HEATING, VENTILATING AND AIR CONDITIONING | 232113 | HYDRONIC PIPING | ME | Item | 891 | Hot Water Pipes | Black steel pipes and fittings | E | 80 dn | 50 | m |  | 0 | 0 | 0
FAZ | 23 | HEATING, VENTILATING AND AIR CONDITIONING | 232113 | HYDRONIC PIPING | ME | Other | 892 | PEX-A Flexible pipe, complete with fittings, valves, controls , joints, flexible connectors, unions, flanges, couplings, sleeves and all the accessories required for system operation, maintenance and occupants comfort. | PEX-A Flexible pipe, complete with fittings, valves, controls , joints, flexible connectors, unions, flanges, couplings, sleeves and all the accessories required for system operation, maintenance and occupants comfort. |  | PEX-A Flexible pipe, complete with fittings, valves, controls , joints, flexible connectors, unions, flanges, couplings, sleeves and all the accessories required for system operation, maintenance and occupants comfort.
FAZ | 23 | HEATING, VENTILATING AND AIR CONDITIONING | 232113 | HYDRONIC PIPING | ME | Item | 893 | Hot Water Pipes | Black steel pipes and fittings | B | 16 dn | 278 | m | 4 | 1112 | 3.72 | 1034.16
FAZ | 23 | HEATING, VENTILATING AND AIR CONDITIONING | 232113 | HYDRONIC PIPING | ME | Other | 894 | Condensate Drain Pipes | PVC pipes and fittings |  | Condensate Drain Pipes
FAZ | 23 | HEATING, VENTILATING AND AIR CONDITIONING | 232113 | HYDRONIC PIPING | ME | Other | 895 | Condensate Drain Pipes | PVC pipes and fittings |  | PVC pipes and fittings
FAZ | 23 | HEATING, VENTILATING AND AIR CONDITIONING | 232113 | HYDRONIC PIPING | ME | Item | 896 | Condensate Drain Pipes | PVC pipes and fittings | C | 20 dn | 100 | m | 9 | 900 | 8.37 | 837
FAZ | 23 | HEATING, VENTILATING AND AIR CONDITIONING | 232113 | HYDRONIC PIPING | ME | Other | 897 | Valves | Valves |  | Valves
FAZ | 23 | HEATING, VENTILATING AND AIR CONDITIONING | 232113 | HYDRONIC PIPING | ME | Item | 898 | Condensate Drain Pipes | PVC pipes and fittings | H | Ball valves | 1 | Item |  |  | 0 | 0
FAZ | 23 | HEATING, VENTILATING AND AIR CONDITIONING | 232113 | HYDRONIC PIPING | ME | Other | 899 | Hydronic Specialties | Expansion Tanks |  | Hydronic Specialties
FAZ | 23 | HEATING, VENTILATING AND AIR CONDITIONING | 232113 | HYDRONIC PIPING | ME | Other | 900 | Hydronic Specialties | Expansion Tanks |  | Expansion Tanks
FAZ | 23 | HEATING, VENTILATING AND AIR CONDITIONING | 232113 | HYDRONIC PIPING | ME | Item | 901 | Hydronic Specialties | Expansion Tanks | J | Type ET-01 | 1 | Nr |  |  | 0 | 0
FAZ | 23 | HEATING, VENTILATING AND AIR CONDITIONING | 232123 | HYDRONIC PUMPS | ME | Other | 902 | 232123 - HYDRONIC PUMPS | 232123 - HYDRONIC PUMPS |  | 232123 - HYDRONIC PUMPS
FAZ | 23 | HEATING, VENTILATING AND AIR CONDITIONING | 232123 | HYDRONIC PUMPS | ME | Other | 903 | Centrifugal Flexible-coupled end suction pumps | Centrifugal Flexible-coupled end suction pumps |  | Centrifugal Flexible-coupled end suction pumps
FAZ | 23 | HEATING, VENTILATING AND AIR CONDITIONING | 232123 | HYDRONIC PUMPS | ME | Item | 904 | 232123 - HYDRONIC PUMPS | 232123 - HYDRONIC PUMPS | A | HWP-GF-01-1 | 2 | Nr |  | 0 | 0 | 0
FAZ | 23 | HEATING, VENTILATING AND AIR CONDITIONING | 232123 | HYDRONIC PUMPS | ME | Item | 905 | Centrifugal Flexible-coupled end suction pumps | Centrifugal Flexible-coupled end suction pumps | B | HWP-GF-01-2 | 2 | Nr |  | 0 | 0 | 0
FAZ | 23 | HEATING, VENTILATING AND AIR CONDITIONING | 232123 | HYDRONIC PUMPS | ME | Item | 906 | 232123 - HYDRONIC PUMPS | 232123 - HYDRONIC PUMPS | C | HWP-GF-01-3 | 2 | Nr |  | 0 | 0 | 0
FAZ | 23 | HEATING, VENTILATING AND AIR CONDITIONING | 232123 | HYDRONIC PUMPS | ME | Item | 907 | Centrifugal Flexible-coupled end suction pumps | Centrifugal Flexible-coupled end suction pumps | D | Type SHP-RF-01 | 2 | Nr |  | 0 | 0 | 0
FAZ | 23 | HEATING, VENTILATING AND AIR CONDITIONING | 232123 | HYDRONIC PUMPS | ME | Item | 908 | 232123 - HYDRONIC PUMPS | 232123 - HYDRONIC PUMPS | E | Spare parts as specified for all hydronic pumps | 1 | Item |  |  | 0 | 0
FAZ | 23 | HEATING, VENTILATING AND AIR CONDITIONING | 232500 | HVAC WATER TREATMENT | ME | Other | 909 | 232500- HVAC WATER TREATMENT | 232500- HVAC WATER TREATMENT |  | 232500- HVAC WATER TREATMENT
FAZ | 23 | HEATING, VENTILATING AND AIR CONDITIONING | 232500 | HVAC WATER TREATMENT | ME | Item | 910 | 232123 - HYDRONIC PUMPS | 232123 - HYDRONIC PUMPS | F | Closed-loop chemical feed system for heating water distribution systems | 1 | Item |  |  | 0 | 0
FAZ | 23 | HEATING, VENTILATING AND AIR CONDITIONING | 232500 | HVAC WATER TREATMENT | ME | Item | 911 | 232500- HVAC WATER TREATMENT | 232500- HVAC WATER TREATMENT | G | Closed-loop chemical feed system for solar hot water distribution systems | 1 | Item |  |  | 0 | 0
FAZ | 23 | HEATING, VENTILATING AND AIR CONDITIONING | 233113 | METAL DUCTS | ME | Other | 912 | 233113- METAL DUCTS | 233113- METAL DUCTS |  | 233113- METAL DUCTS
FAZ | 23 | HEATING, VENTILATING AND AIR CONDITIONING | 233113 | METAL DUCTS | ME | Item | 913 | 232500- HVAC WATER TREATMENT | 232500- HVAC WATER TREATMENT | A | Galvanized steel ductwork | 2400 | Kg | 5 | 12000 | 4.65 | 11160
FAZ | 23 | HEATING, VENTILATING AND AIR CONDITIONING | 233113 | METAL DUCTS | ME | Item | 914 | 233113- METAL DUCTS | 233113- METAL DUCTS | J | Carbon steel for range hood exhaust | 402 | Kg |  | 0 | 0 | 0
FAZ | 23 | HEATING, VENTILATING AND AIR CONDITIONING | 233300 | AIR DUCT ACCESSORIES | ME | Other | 915 | 233300 - AIR DUCT ACCESSORIES | 233300 - AIR DUCT ACCESSORIES |  | 233300 - AIR DUCT ACCESSORIES
FAZ | 23 | HEATING, VENTILATING AND AIR CONDITIONING | 233300 | AIR DUCT ACCESSORIES | ME | Item | 916 | 233113- METAL DUCTS | 233113- METAL DUCTS | B | Manual volume dampers | 1 | Item | 2000 | 2000 | 1860 | 1860
FAZ | 23 | HEATING, VENTILATING AND AIR CONDITIONING | 233300 | AIR DUCT ACCESSORIES | ME | Item | 917 | 233300 - AIR DUCT ACCESSORIES | 233300 - AIR DUCT ACCESSORIES | C | Fire dampers | 1 | Item | 1000 | 1000 | 930 | 930
FAZ | 23 | HEATING, VENTILATING AND AIR CONDITIONING | 233300 | AIR DUCT ACCESSORIES | ME | Item | 918 | 233113- METAL DUCTS | 233113- METAL DUCTS | D | Motorized dampers | 1 | Item | 1000 | 1000 | 930 | 930
FAZ | 23 | HEATING, VENTILATING AND AIR CONDITIONING | 233300 | AIR DUCT ACCESSORIES | ME | Other | 919 | Flexible ducts | Flexible ducts |  | Flexible ducts
FAZ | 23 | HEATING, VENTILATING AND AIR CONDITIONING | 233300 | AIR DUCT ACCESSORIES | ME | Item | 920 | 233113- METAL DUCTS | 233113- METAL DUCTS | A | 150 dn | 3 | m | 40 | 120 | 37.2 | 111.6
FAZ | 23 | HEATING, VENTILATING AND AIR CONDITIONING | 233423 | POWER VENTILATOR UTILITY SET FANS | ME | Other | 921 | 233423- POWER VENTILATOR UTILITY SET FANS | 233423- POWER VENTILATOR UTILITY SET FANS |  | 233423- POWER VENTILATOR UTILITY SET FANS
FAZ | 23 | HEATING, VENTILATING AND AIR CONDITIONING | 233423 | POWER VENTILATOR UTILITY SET FANS | ME | Other | 922 | Centrifugal inline fans | Centrifugal inline fans |  | Centrifugal inline fans
FAZ | 23 | HEATING, VENTILATING AND AIR CONDITIONING | 233423 | POWER VENTILATOR UTILITY SET FANS | ME | Item | 923 | 233423- POWER VENTILATOR UTILITY SET FANS | 233423- POWER VENTILATOR UTILITY SET FANS | B | Type EF-GF-01 | 1 | Nr |  | 0 | 0 | 0
FAZ | 23 | HEATING, VENTILATING AND AIR CONDITIONING | 233423 | POWER VENTILATOR UTILITY SET FANS | ME | Item | 924 | Centrifugal inline fans | Centrifugal inline fans | C | Type EF-RF-01 | 1 | Nr |  | 0 | 0 | 0
FAZ | 23 | HEATING, VENTILATING AND AIR CONDITIONING | 233423 | POWER VENTILATOR UTILITY SET FANS | ME | Item | 925 | 233423- POWER VENTILATOR UTILITY SET FANS | 233423- POWER VENTILATOR UTILITY SET FANS | D | Type EF-RF-02 | 1 | Nr |  | 0 | 0 | 0
FAZ | 23 | HEATING, VENTILATING AND AIR CONDITIONING | 233423 | POWER VENTILATOR UTILITY SET FANS | ME | Item | 926 | Centrifugal inline fans | Centrifugal inline fans | E | Type EF-RF-03 | 1 | Nr |  | 0 | 0 | 0
FAZ | 23 | HEATING, VENTILATING AND AIR CONDITIONING | 233423 | POWER VENTILATOR UTILITY SET FANS | ME | Item | 927 | 233423- POWER VENTILATOR UTILITY SET FANS | 233423- POWER VENTILATOR UTILITY SET FANS | F | Type EF-RF-05 | 1 | Nr |  | 0 | 0 | 0
FAZ | 23 | HEATING, VENTILATING AND AIR CONDITIONING | 233423 | POWER VENTILATOR UTILITY SET FANS | ME | Item | 928 | Centrifugal inline fans | Centrifugal inline fans | G | Type EF-RF-06 | 1 | Nr |  | 0 | 0 | 0
FAZ | 23 | HEATING, VENTILATING AND AIR CONDITIONING | 233423 | POWER VENTILATOR UTILITY SET FANS | ME | Item | 929 | 233423- POWER VENTILATOR UTILITY SET FANS | 233423- POWER VENTILATOR UTILITY SET FANS | B | Type EF-RF-07 | 1 | Nr | 200 | 200 | 186 | 186
FAZ | 23 | HEATING, VENTILATING AND AIR CONDITIONING | 233423 | POWER VENTILATOR UTILITY SET FANS | ME | Item | 930 | Centrifugal inline fans | Centrifugal inline fans | J | Type EF-RF-08 | 1 | Nr |  | 0 | 0 | 0
FAZ | 23 | HEATING, VENTILATING AND AIR CONDITIONING | 233423 | POWER VENTILATOR UTILITY SET FANS | ME | Item | 931 | 233423- POWER VENTILATOR UTILITY SET FANS | 233423- POWER VENTILATOR UTILITY SET FANS | K | Type EF-RF-09 | 1 | Nr |  | 0 | 0 | 0
FAZ | 23 | HEATING, VENTILATING AND AIR CONDITIONING | 233423 | POWER VENTILATOR UTILITY SET FANS | ME | Item | 932 | Centrifugal inline fans | Centrifugal inline fans | L | Type EF-RF-10 | 1 | Nr |  | 0 | 0 | 0
FAZ | 23 | HEATING, VENTILATING AND AIR CONDITIONING | 233423 | POWER VENTILATOR UTILITY SET FANS | ME | Item | 933 | 233423- POWER VENTILATOR UTILITY SET FANS | 233423- POWER VENTILATOR UTILITY SET FANS | M | Type EF-TR-01 | 1 | Nr |  | 0 | 0 | 0
FAZ | 23 | HEATING, VENTILATING AND AIR CONDITIONING | 233423 | POWER VENTILATOR UTILITY SET FANS | ME | Item | 934 | Centrifugal inline fans | Centrifugal inline fans | N | Type EF-TR-02 | 1 | Nr |  | 0 | 0 | 0
FAZ | 23 | HEATING, VENTILATING AND AIR CONDITIONING | 233423 | POWER VENTILATOR UTILITY SET FANS | ME | Other | 935 | Roof Exhaust fans | Roof Exhaust fans |  | Roof Exhaust fans
FAZ | 23 | HEATING, VENTILATING AND AIR CONDITIONING | 233423 | POWER VENTILATOR UTILITY SET FANS | ME | Item | 936 | Centrifugal inline fans | Centrifugal inline fans | C | Type EF-FF-01 | 1 | Nr | 140 | 140 | 130.2 | 130.2
FAZ | 23 | HEATING, VENTILATING AND AIR CONDITIONING | 233423 | POWER VENTILATOR UTILITY SET FANS | ME | Item | 937 | Roof Exhaust fans | Roof Exhaust fans | Q | Type EF-FF-02 | 1 | Nr |  | 0 | 0 | 0
FAZ | 23 | HEATING, VENTILATING AND AIR CONDITIONING | 233423 | POWER VENTILATOR UTILITY SET FANS | ME | Item | 938 | Centrifugal inline fans | Centrifugal inline fans | R | Type EF-RF-04 | 1 | Nr |  | 0 | 0 | 0
FAZ | 23 | HEATING, VENTILATING AND AIR CONDITIONING | 233423 | POWER VENTILATOR UTILITY SET FANS | ME | Item | 939 | Roof Exhaust fans | Roof Exhaust fans | A | Type EF-TR-01 | 1 | Nr | 1000 | 1000 | 930 | 930
FAZ | 23 | HEATING, VENTILATING AND AIR CONDITIONING | 233423 | POWER VENTILATOR UTILITY SET FANS | ME | Item | 940 | Centrifugal inline fans | Centrifugal inline fans | B | Spare parts as specified on fans | 1 | Item | 375 | 375 | 348.75 | 348.75
FAZ | 23 | HEATING, VENTILATING AND AIR CONDITIONING | 233713 | DIFFUSERS, REGISTERS, AND GRILLES | ME | Other | 941 | 233713 - DIFFUSERS, REGISTERS, AND GRILLES | 233713 - DIFFUSERS, REGISTERS, AND GRILLES |  | 233713 - DIFFUSERS, REGISTERS, AND GRILLES
FAZ | 23 | HEATING, VENTILATING AND AIR CONDITIONING | 233713 | DIFFUSERS, REGISTERS, AND GRILLES | ME | Other | 942 | Diffusers | Diffusers |  | Diffusers
FAZ | 23 | HEATING, VENTILATING AND AIR CONDITIONING | 233713 | DIFFUSERS, REGISTERS, AND GRILLES | ME | Other | 943 | Diffusers | Supply diffusers 600x600 |  | Supply diffusers 600x600
FAZ | 23 | HEATING, VENTILATING AND AIR CONDITIONING | 233713 | DIFFUSERS, REGISTERS, AND GRILLES | ME | Item | 944 | Diffusers | Supply diffusers 600x600 | C | 150 dn | 11 | Nr | 100 | 1100 | 93 | 1023
FAZ | 23 | HEATING, VENTILATING AND AIR CONDITIONING | 233713 | DIFFUSERS, REGISTERS, AND GRILLES | ME | Item | 945 | Diffusers | Supply diffusers 600x600 | D | 200 dn | 3 | Nr | 110 | 330 | 102.3 | 306.9
FAZ | 23 | HEATING, VENTILATING AND AIR CONDITIONING | 233713 | DIFFUSERS, REGISTERS, AND GRILLES | ME | Item | 946 | Diffusers | Supply diffusers 600x600 | E | 250 dn | 1 | Nr | 140 | 140 | 130.2 | 130.2
FAZ | 23 | HEATING, VENTILATING AND AIR CONDITIONING | 233713 | DIFFUSERS, REGISTERS, AND GRILLES | ME | Item | 947 | Diffusers | Supply diffusers 600x600 | F | 300 dn | 7 | Nr |  | 0 | 0 | 0
FAZ | 23 | HEATING, VENTILATING AND AIR CONDITIONING | 233713 | DIFFUSERS, REGISTERS, AND GRILLES | ME | Item | 948 | Diffusers | Supply diffusers 600x600 | G | 350 dn | 5 | Nr |  | 0 | 0 | 0
FAZ | 23 | HEATING, VENTILATING AND AIR CONDITIONING | 233713 | DIFFUSERS, REGISTERS, AND GRILLES | ME | Item | 949 | Diffusers | Supply diffusers 600x600 | F | 400 dn | 2 | Nr | 190 | 380 | 176.7 | 353.4
FAZ | 23 | HEATING, VENTILATING AND AIR CONDITIONING | 233713 | DIFFUSERS, REGISTERS, AND GRILLES | ME | Other | 950 | Diffusers | Return diffusers 600x600 |  | Return diffusers 600x600
FAZ | 23 | HEATING, VENTILATING AND AIR CONDITIONING | 233713 | DIFFUSERS, REGISTERS, AND GRILLES | ME | Item | 951 | Diffusers | Return diffusers 600x600 | G | 150 dn | 2 | Nr | 100 | 200 | 93 | 186
FAZ | 23 | HEATING, VENTILATING AND AIR CONDITIONING | 233713 | DIFFUSERS, REGISTERS, AND GRILLES | ME | Item | 952 | Diffusers | Return diffusers 600x600 | H | 250 dn | 4 | Nr | 110 | 440 | 102.3 | 409.2
FAZ | 23 | HEATING, VENTILATING AND AIR CONDITIONING | 233713 | DIFFUSERS, REGISTERS, AND GRILLES | ME | Item | 953 | Diffusers | Return diffusers 600x600 | L | 300 dn | 10 | Nr |  |  | 0 | 0
FAZ | 23 | HEATING, VENTILATING AND AIR CONDITIONING | 233713 | DIFFUSERS, REGISTERS, AND GRILLES | ME | Item | 954 | Diffusers | Return diffusers 600x600 | M | 350 dn | 1 | Nr |  |  | 0 | 0
FAZ | 23 | HEATING, VENTILATING AND AIR CONDITIONING | 233713 | DIFFUSERS, REGISTERS, AND GRILLES | ME | Item | 955 | Diffusers | Return diffusers 600x600 | J | 400 dn | 1 | Nr | 190 | 190 | 176.7 | 176.7
FAZ | 23 | HEATING, VENTILATING AND AIR CONDITIONING | 233713 | DIFFUSERS, REGISTERS, AND GRILLES | ME | Other | 956 | Diffusers | Exhaust diffusers 600x600 |  | Exhaust diffusers 600x600
FAZ | 23 | HEATING, VENTILATING AND AIR CONDITIONING | 233713 | DIFFUSERS, REGISTERS, AND GRILLES | ME | Item | 957 | Diffusers | Exhaust diffusers 600x600 | P | 150 dn | 9 | Nr |  | 0 | 0 | 0
FAZ | 23 | HEATING, VENTILATING AND AIR CONDITIONING | 233713 | DIFFUSERS, REGISTERS, AND GRILLES | ME | Item | 958 | Diffusers | Exhaust diffusers 600x600 | Q | 250 dn | 6 | Nr |  | 0 | 0 | 0
FAZ | 23 | HEATING, VENTILATING AND AIR CONDITIONING | 233713 | DIFFUSERS, REGISTERS, AND GRILLES | ME | Item | 959 | Diffusers | Exhaust diffusers 600x600 | A | 350 dn | 3 | Nr |  | 0 | 0 | 0
FAZ | 23 | HEATING, VENTILATING AND AIR CONDITIONING | 233713 | DIFFUSERS, REGISTERS, AND GRILLES | ME | Item | 960 | Diffusers | Exhaust diffusers 600x600 | B | 400 dn | 1 | Nr |  | 0 | 0 | 0
FAZ | 23 | HEATING, VENTILATING AND AIR CONDITIONING | 233713 | DIFFUSERS, REGISTERS, AND GRILLES | ME | Other | 961 | Registers | Registers |  | Registers
FAZ | 23 | HEATING, VENTILATING AND AIR CONDITIONING | 233713 | DIFFUSERS, REGISTERS, AND GRILLES | ME | Other | 962 | Registers | Supply registers |  | Supply registers
FAZ | 23 | HEATING, VENTILATING AND AIR CONDITIONING | 233713 | DIFFUSERS, REGISTERS, AND GRILLES | ME | Item | 963 | Registers | Supply registers | A | 350 x 200 | 6 | Nr | 45 | 270 | 41.85 | 251.1
FAZ | 23 | HEATING, VENTILATING AND AIR CONDITIONING | 233713 | DIFFUSERS, REGISTERS, AND GRILLES | ME | Item | 964 | Registers | Supply registers | D | 400 x 250 | 2 | Nr |  | 0 | 0 | 0
FAZ | 23 | HEATING, VENTILATING AND AIR CONDITIONING | 233713 | DIFFUSERS, REGISTERS, AND GRILLES | ME | Item | 965 | Registers | Supply registers | E | 900 x 900 | 1 | Nr |  | 0 | 0 | 0
FAZ | 23 | HEATING, VENTILATING AND AIR CONDITIONING | 233713 | DIFFUSERS, REGISTERS, AND GRILLES | ME | Item | 966 | Registers | Supply registers | B | 600 x 350 | 2 | Nr | 65 | 130 | 60.45 | 120.9
FAZ | 23 | HEATING, VENTILATING AND AIR CONDITIONING | 233713 | DIFFUSERS, REGISTERS, AND GRILLES | ME | Item | 967 | Registers | Supply registers | C | 450 x 300 | 4 | Nr |  |  | 0 | 0
FAZ | 23 | HEATING, VENTILATING AND AIR CONDITIONING | 233713 | DIFFUSERS, REGISTERS, AND GRILLES | ME | Item | 968 | Registers | Supply registers | H | 600 x 300 | 1 | Nr |  | 0 | 0 | 0
FAZ | 23 | HEATING, VENTILATING AND AIR CONDITIONING | 233713 | DIFFUSERS, REGISTERS, AND GRILLES | ME | Other | 969 | Registers | Return air registers |  | Return air registers
FAZ | 23 | HEATING, VENTILATING AND AIR CONDITIONING | 233713 | DIFFUSERS, REGISTERS, AND GRILLES | ME | Item | 970 | Registers | Return air registers | C | 350 x 200 | 6 | Nr | 45 | 270 | 41.85 | 251.1
FAZ | 23 | HEATING, VENTILATING AND AIR CONDITIONING | 233713 | DIFFUSERS, REGISTERS, AND GRILLES | ME | Item | 971 | Registers | Return air registers | K | 400 x 250 | 2 | Nr |  | 0 | 0 | 0
FAZ | 23 | HEATING, VENTILATING AND AIR CONDITIONING | 233713 | DIFFUSERS, REGISTERS, AND GRILLES | ME | Item | 972 | Registers | Return air registers | L | 150 x 150 | 1 | Nr |  | 0 | 0 | 0
FAZ | 23 | HEATING, VENTILATING AND AIR CONDITIONING | 233713 | DIFFUSERS, REGISTERS, AND GRILLES | ME | Item | 973 | Registers | Return air registers | M | 900 x 900 | 1 | Nr |  | 0 | 0 | 0
FAZ | 23 | HEATING, VENTILATING AND AIR CONDITIONING | 233713 | DIFFUSERS, REGISTERS, AND GRILLES | ME | Item | 974 | Registers | Return air registers | D | 600 x 350 | 2 | Nr | 95 | 190 | 88.35 | 176.7
FAZ | 23 | HEATING, VENTILATING AND AIR CONDITIONING | 233713 | DIFFUSERS, REGISTERS, AND GRILLES | ME | Item | 975 | Registers | Return air registers | p | 450 x 300 | 4 | Nr |  |  | 0 | 0
FAZ | 23 | HEATING, VENTILATING AND AIR CONDITIONING | 233713 | DIFFUSERS, REGISTERS, AND GRILLES | ME | Item | 976 | Registers | Return air registers | Q | 600 x 300 | 1 | Nr |  | 0 | 0 | 0
FAZ | 23 | HEATING, VENTILATING AND AIR CONDITIONING | 233713 | DIFFUSERS, REGISTERS, AND GRILLES | ME | Other | 977 | Registers | Exhaust air registers |  | Exhaust air registers
FAZ | 23 | HEATING, VENTILATING AND AIR CONDITIONING | 233713 | DIFFUSERS, REGISTERS, AND GRILLES | ME | Item | 978 | Registers | Exhaust air registers | A | 150 x 150 | 12 | Nr | 30 | 360 | 27.9 | 334.8
FAZ | 23 | HEATING, VENTILATING AND AIR CONDITIONING | 233713 | DIFFUSERS, REGISTERS, AND GRILLES | ME | Item | 979 | Registers | Exhaust air registers | B | 300 x 200 | 1 | Nr |  | 0 | 0 | 0
FAZ | 23 | HEATING, VENTILATING AND AIR CONDITIONING | 233713 | DIFFUSERS, REGISTERS, AND GRILLES | ME | Item | 980 | Registers | Exhaust air registers | B | 200 x 200 | 1 | Nr | 30 | 30 | 27.9 | 27.9
FAZ | 23 | HEATING, VENTILATING AND AIR CONDITIONING | 233713 | DIFFUSERS, REGISTERS, AND GRILLES | ME | Other | 981 | Grilles | Grilles |  | Grilles
FAZ | 23 | HEATING, VENTILATING AND AIR CONDITIONING | 233713 | DIFFUSERS, REGISTERS, AND GRILLES | ME | Other | 982 | Grilles | Door grilles |  | Door grilles
FAZ | 23 | HEATING, VENTILATING AND AIR CONDITIONING | 233713 | DIFFUSERS, REGISTERS, AND GRILLES | ME | Item | 983 | Grilles | Door grilles | C | 200 x 100 | 12 | Nr | 25 | 300 | 23.25 | 279
FAZ | 23 | HEATING, VENTILATING AND AIR CONDITIONING | 233713 | DIFFUSERS, REGISTERS, AND GRILLES | ME | Item | 984 | Grilles | Door grilles | E | 300 x 250 | 1 | Nr |  | 0 | 0 | 0
FAZ | 23 | HEATING, VENTILATING AND AIR CONDITIONING | 233713 | DIFFUSERS, REGISTERS, AND GRILLES | ME | Item | 985 | Grilles | Door grilles | F | 350 x 150 | 2 | Nr |  | 0 | 0 | 0
FAZ | 23 | HEATING, VENTILATING AND AIR CONDITIONING | 235100 | BREECHINGS, CHIMNEYS, AND STACKS | ME | Other | 986 | 235100 - BREECHINGS, CHIMNEYS, AND STACKS | 235100 - BREECHINGS, CHIMNEYS, AND STACKS |  | 235100 - BREECHINGS, CHIMNEYS, AND STACKS
FAZ | 23 | HEATING, VENTILATING AND AIR CONDITIONING | 235100 | BREECHINGS, CHIMNEYS, AND STACKS | ME | Other | 987 | Boiler breeching ductwork | Boiler breeching ductwork |  | Boiler breeching ductwork
FAZ | 23 | HEATING, VENTILATING AND AIR CONDITIONING | 235100 | BREECHINGS, CHIMNEYS, AND STACKS | ME | Item | 988 | 235100 - BREECHINGS, CHIMNEYS, AND STACKS | 235100 - BREECHINGS, CHIMNEYS, AND STACKS | G | 600 dn | 13 | m |  | 0 | 0 | 0
FAZ | 23 | HEATING, VENTILATING AND AIR CONDITIONING | 235223 | CAST IRON BOILERS | ME | Other | 989 | 235223 - CAST IRON BOILERS | 235223 - CAST IRON BOILERS |  | 235223 - CAST IRON BOILERS
FAZ | 23 | HEATING, VENTILATING AND AIR CONDITIONING | 235223 | CAST IRON BOILERS | ME | Other | 990 | Hot-water boilers | Hot-water boilers |  | Hot-water boilers
FAZ | 23 | HEATING, VENTILATING AND AIR CONDITIONING | 235223 | CAST IRON BOILERS | ME | Item | 991 | 235223 - CAST IRON BOILERS | 235223 - CAST IRON BOILERS | H | Type B-GF-01 & 02 | 2 | Nr |  | 0 | 0 | 0
FAZ | 23 | HEATING, VENTILATING AND AIR CONDITIONING | 235223 | CAST IRON BOILERS | ME | Item | 992 | Hot-water boilers | Hot-water boilers | J | Spare parts as specified for and hot water boilers | 1 | Item |  |  | 0 | 0
FAZ | 23 | HEATING, VENTILATING AND AIR CONDITIONING | 237320 | VARIABLE REFRIGERANT VOLUME AIR CONDITIONNING UNITS | ME | Other | 993 | 237320 - VARIABLE REFRIGERANT VOLUME AIR CONDITIONNING UNITS | 237320 - VARIABLE REFRIGERANT VOLUME AIR CONDITIONNING UNITS |  | 237320 - VARIABLE REFRIGERANT VOLUME AIR CONDITIONNING UNITS
FAZ | 23 | HEATING, VENTILATING AND AIR CONDITIONING | 237320 | VARIABLE REFRIGERANT VOLUME AIR CONDITIONNING UNITS | ME | Other | 994 | Indoor Units | Indoor Units |  | Indoor Units
FAZ | 23 | HEATING, VENTILATING AND AIR CONDITIONING | 237320 | VARIABLE REFRIGERANT VOLUME AIR CONDITIONNING UNITS | ME | Item | 995 | 237320 - VARIABLE REFRIGERANT VOLUME AIR CONDITIONNING UNITS | 237320 - VARIABLE REFRIGERANT VOLUME AIR CONDITIONNING UNITS | A | Type VRAC-01 | 3 | Nr | 375 | 1125 | 348.75 | 1046.25
FAZ | 23 | HEATING, VENTILATING AND AIR CONDITIONING | 237320 | VARIABLE REFRIGERANT VOLUME AIR CONDITIONNING UNITS | ME | Item | 996 | Indoor Units | Indoor Units | B | Type VRAC-02 | 2 | Nr | 375 | 750 | 348.75 | 697.5
FAZ | 23 | HEATING, VENTILATING AND AIR CONDITIONING | 237320 | VARIABLE REFRIGERANT VOLUME AIR CONDITIONNING UNITS | ME | Item | 997 | 237320 - VARIABLE REFRIGERANT VOLUME AIR CONDITIONNING UNITS | 237320 - VARIABLE REFRIGERANT VOLUME AIR CONDITIONNING UNITS | C | Type VRAC-03 | 6 | Nr | 500 | 3000 | 465 | 2790
FAZ | 23 | HEATING, VENTILATING AND AIR CONDITIONING | 237320 | VARIABLE REFRIGERANT VOLUME AIR CONDITIONNING UNITS | ME | Item | 998 | Indoor Units | Indoor Units | D | Type VRAC-04 | 2 | Nr |  | 0 | 0 | 0
FAZ | 23 | HEATING, VENTILATING AND AIR CONDITIONING | 237320 | VARIABLE REFRIGERANT VOLUME AIR CONDITIONNING UNITS | ME | Item | 999 | 237320 - VARIABLE REFRIGERANT VOLUME AIR CONDITIONNING UNITS | 237320 - VARIABLE REFRIGERANT VOLUME AIR CONDITIONNING UNITS | D | Type VRAC-05 | 1 | Nr | 600 | 600 | 558 | 558
FAZ | 23 | HEATING, VENTILATING AND AIR CONDITIONING | 237320 | VARIABLE REFRIGERANT VOLUME AIR CONDITIONNING UNITS | ME | Item | 1000 | Indoor Units | Indoor Units | F | Type VRAC-06 | 2 | Nr |  | 0 | 0 | 0
FAZ | 23 | HEATING, VENTILATING AND AIR CONDITIONING | 237320 | VARIABLE REFRIGERANT VOLUME AIR CONDITIONNING UNITS | ME | Item | 1001 | 237320 - VARIABLE REFRIGERANT VOLUME AIR CONDITIONNING UNITS | 237320 - VARIABLE REFRIGERANT VOLUME AIR CONDITIONNING UNITS | G | Type VRAC-07 | 1 | Nr |  | 0 | 0 | 0
FAZ | 23 | HEATING, VENTILATING AND AIR CONDITIONING | 237320 | VARIABLE REFRIGERANT VOLUME AIR CONDITIONNING UNITS | ME | Item | 1002 | Indoor Units | Indoor Units | E | Type VRAC-08 | 3 | Nr | 1000 | 3000 | 930 | 2790
FAZ | 23 | HEATING, VENTILATING AND AIR CONDITIONING | 237320 | VARIABLE REFRIGERANT VOLUME AIR CONDITIONNING UNITS | ME | Other | 1003 | Outdoor Units | Outdoor Units |  | Outdoor Units
FAZ | 23 | HEATING, VENTILATING AND AIR CONDITIONING | 237320 | VARIABLE REFRIGERANT VOLUME AIR CONDITIONNING UNITS | ME | Item | 1004 | Indoor Units | Indoor Units | J | Type VRCU-01 | 1 | Nr |  | 0 | 0 | 0
FAZ | 23 | HEATING, VENTILATING AND AIR CONDITIONING | 237320 | VARIABLE REFRIGERANT VOLUME AIR CONDITIONNING UNITS | ME | Item | 1005 | Outdoor Units | Outdoor Units | K | Type VRCU-02 | 1 | Nr | 16000 | 16000 | 14880 | 14880
FAZ | 23 | HEATING, VENTILATING AND AIR CONDITIONING | 237320 | VARIABLE REFRIGERANT VOLUME AIR CONDITIONNING UNITS | ME | Item | 1006 | Indoor Units | Indoor Units | L | Type VRCU-03 | 1 | Nr |  | 0 | 0 | 0
FAZ | 23 | HEATING, VENTILATING AND AIR CONDITIONING | 237320 | VARIABLE REFRIGERANT VOLUME AIR CONDITIONNING UNITS | ME | Item | 1007 | Outdoor Units | Outdoor Units | F | Refrigerant Piping, complete with all Insulation, Valves and Fittings. | 1 | Item | 29000 | 29000 | 26970 | 26970
FAZ | 23 | HEATING, VENTILATING AND AIR CONDITIONING | 237413 | PACKAGED, OUTDOOR, CENTRAL STATION AIR-HANDLING UNITS | ME | Other | 1008 | 237413 - PACKAGED, OUTDOOR, CENTRAL STATION AIR-HANDLING UNITS | 237413 - PACKAGED, OUTDOOR, CENTRAL STATION AIR-HANDLING UNITS |  | 237413 - PACKAGED, OUTDOOR, CENTRAL STATION AIR-HANDLING UNITS
FAZ | 23 | HEATING, VENTILATING AND AIR CONDITIONING | 237413 | PACKAGED, OUTDOOR, CENTRAL STATION AIR-HANDLING UNITS | ME | Item | 1009 | Outdoor Units | Outdoor Units | A | Type RTU-FF-01 | 1 | Nr |  | 0 | 0 | 0
FAZ | 23 | HEATING, VENTILATING AND AIR CONDITIONING | 237413 | PACKAGED, OUTDOOR, CENTRAL STATION AIR-HANDLING UNITS | ME | Item | 1010 | 237413 - PACKAGED, OUTDOOR, CENTRAL STATION AIR-HANDLING UNITS | 237413 - PACKAGED, OUTDOOR, CENTRAL STATION AIR-HANDLING UNITS | B | Type RTU-RF-01 | 1 | Nr |  | 0 | 0 | 0
FAZ | 23 | HEATING, VENTILATING AND AIR CONDITIONING | 237413 | PACKAGED, OUTDOOR, CENTRAL STATION AIR-HANDLING UNITS | ME | Item | 1011 | Outdoor Units | Outdoor Units | C | Type RTU-RF-02 | 1 | Nr |  | 0 | 0 | 0
FAZ | 23 | HEATING, VENTILATING AND AIR CONDITIONING | 237413 | PACKAGED, OUTDOOR, CENTRAL STATION AIR-HANDLING UNITS | ME | Item | 1012 | 237413 - PACKAGED, OUTDOOR, CENTRAL STATION AIR-HANDLING UNITS | 237413 - PACKAGED, OUTDOOR, CENTRAL STATION AIR-HANDLING UNITS | D | Type RTU-RF-03 | 1 | Nr |  | 0 | 0 | 0
FAZ | 23 | HEATING, VENTILATING AND AIR CONDITIONING | 237413 | PACKAGED, OUTDOOR, CENTRAL STATION AIR-HANDLING UNITS | ME | Item | 1013 | Outdoor Units | Outdoor Units | E | Spare parts as specified for air handling units | 1 | Item |  |  | 0 | 0
FAZ | 23 | HEATING, VENTILATING AND AIR CONDITIONING | 238126 | Split System Air Conditionners | ME | Other | 1014 | 238126 - Split System Air Conditionners | 238126 - Split System Air Conditionners |  | 238126 - Split System Air Conditionners
FAZ | 23 | HEATING, VENTILATING AND AIR CONDITIONING | 238126 | Split System Air Conditionners | ME | Item | 1015 | Outdoor Units | Outdoor Units | A | Type SRAC-GF-01/ SRCU-GF-01 | 3 | Nr | 3200 | 9600 | 2976 | 8928
FAZ | 23 | HEATING, VENTILATING AND AIR CONDITIONING | 238126 | Split System Air Conditionners | ME | Item | 1016 | 238126 - Split System Air Conditionners | 238126 - Split System Air Conditionners | G | Type SRAC-RF-02/ SRCU-RF-02 | 1 | Nr |  | 0 | 0 | 0
FAZ | 23 | HEATING, VENTILATING AND AIR CONDITIONING | 238126 | Split System Air Conditionners | ME | Item | 1017 | Outdoor Units | Outdoor Units | H | Type SRAC-RF-03/ SRCU-RF-03 | 1 | Nr |  | 0 | 0 | 0
FAZ | 23 | HEATING, VENTILATING AND AIR CONDITIONING | 238233 | CONVECTORS | ME | Other | 1018 | 238233 - CONVECTORS | 238233 - CONVECTORS |  | 238233 - CONVECTORS
FAZ | 23 | HEATING, VENTILATING AND AIR CONDITIONING | 238233 | CONVECTORS | ME | Other | 1019 | Radiators | Room Radiators: |  | Radiators
FAZ | 23 | HEATING, VENTILATING AND AIR CONDITIONING | 238233 | CONVECTORS | ME | Other | 1020 | Radiators | Room Radiators: |  | Room Radiators:
FAZ | 23 | HEATING, VENTILATING AND AIR CONDITIONING | 238233 | CONVECTORS | ME | Item | 1021 | Radiators | Room Radiators: | J | Type R4-750 | 4 | Nr |  | 0 | 0 | 0
FAZ | 23 | HEATING, VENTILATING AND AIR CONDITIONING | 238233 | CONVECTORS | ME | Item | 1022 | Radiators | Room Radiators: | K | Type R5-750 | 13 | Nr |  | 0 | 0 | 0
FAZ | 23 | HEATING, VENTILATING AND AIR CONDITIONING | 238233 | CONVECTORS | ME | Item | 1023 | Radiators | Room Radiators: | L | Type R6-750 | 6 | Nr |  | 0 | 0 | 0
FAZ | 23 | HEATING, VENTILATING AND AIR CONDITIONING | 238233 | CONVECTORS | ME | Item | 1024 | Radiators | Room Radiators: | M | Type R9-750 | 1 | Nr |  | 0 | 0 | 0
FAZ | 23 | HEATING, VENTILATING AND AIR CONDITIONING | 238233 | CONVECTORS | ME | Item | 1025 | Radiators | Room Radiators: | N | Type R10-750 | 3 | Nr |  | 0 | 0 | 0
FAZ | 23 | HEATING, VENTILATING AND AIR CONDITIONING | 238233 | CONVECTORS | ME | Item | 1026 | Radiators | Room Radiators: | P | Type R11-750 | 9 | Nr |  | 0 | 0 | 0
FAZ | 23 | HEATING, VENTILATING AND AIR CONDITIONING | 238233 | CONVECTORS | ME | Item | 1027 | Radiators | Room Radiators: | A | Type R12-750 | 9 | Nr |  | 0 | 0 | 0
FAZ | 23 | HEATING, VENTILATING AND AIR CONDITIONING | 238233 | CONVECTORS | ME | Item | 1028 | Radiators | Room Radiators: | B | Type R13-750 | 10 | Nr |  | 0 | 0 | 0
FAZ | 23 | HEATING, VENTILATING AND AIR CONDITIONING | 238233 | CONVECTORS | ME | Item | 1029 | Radiators | Room Radiators: | C | Type R14-750 | 7 | Nr |  | 0 | 0 | 0
FAZ | 23 | HEATING, VENTILATING AND AIR CONDITIONING | 238233 | CONVECTORS | ME | Item | 1030 | Radiators | Room Radiators: | D | Type R15-750 | 4 | Nr |  | 0 | 0 | 0
FAZ | 23 | HEATING, VENTILATING AND AIR CONDITIONING | 238233 | CONVECTORS | ME | Item | 1031 | Radiators | Room Radiators: | E | Type R16-750 | 1 | Nr |  | 0 | 0 | 0
FAZ | 23 | HEATING, VENTILATING AND AIR CONDITIONING | 238233 | CONVECTORS | ME | Other | 1032 | Water Cabinets | Steel cabinet only |  | Water Cabinets
FAZ | 23 | HEATING, VENTILATING AND AIR CONDITIONING | 238233 | CONVECTORS | ME | Other | 1033 | Water Cabinets | Steel cabinet only |  | Steel cabinet only
FAZ | 23 | HEATING, VENTILATING AND AIR CONDITIONING | 238233 | CONVECTORS | ME | Other | 1034 | includes two manifolds, one supply and one return, with all necessary accessories, valves, & fittings required for system operation and maintenance | includes two manifolds, one supply and one return, with all necessary accessories, valves, & fittings required for system operation and maintenance |  | includes two manifolds, one supply and one return, with all necessary accessories, valves, & fittings required for system operation and maintenance
FAZ | 23 | HEATING, VENTILATING AND AIR CONDITIONING | 238233 | CONVECTORS | ME | Other | 1035 | Manifold (number of inlets & outlets as shown on drawings) | Manifold (number of inlets & outlets as shown on drawings) |  | Manifold (number of inlets & outlets as shown on drawings)
FAZ | 23 | HEATING, VENTILATING AND AIR CONDITIONING | 238233 | CONVECTORS | ME | Item | 1036 | Water Cabinets | Steel cabinet only | A | WHC-GF-01 | 1 | Nr | 400 | 400 | 372 | 372
FAZ | 23 | HEATING, VENTILATING AND AIR CONDITIONING | 238233 | CONVECTORS | ME | Item | 1037 | Water Cabinets | Steel cabinet only | B | WHC-FF-01 | 1 | Nr | 360 | 360 | 334.8 | 334.8
FAZ | 23 | HEATING, VENTILATING AND AIR CONDITIONING | 238233 | CONVECTORS | ME | Item | 1038 | Water Cabinets | Steel cabinet only | C | WHC-FF-02 | 1 | Nr | 340 | 340 | 316.2 | 316.2
FAZ | 23 | HEATING, VENTILATING AND AIR CONDITIONING | 238233 | CONVECTORS | ME | Item | 1039 | Water Cabinets | Steel cabinet only | D | WHC-FF-03 | 1 | Nr | 375 | 375 | 348.75 | 348.75
FAZ | 23 | HEATING, VENTILATING AND AIR CONDITIONING | 238233 | CONVECTORS | ME | Item | 1040 | Water Cabinets | Steel cabinet only | E | WHC-SF-01 | 1 | Nr | 375 | 375 | 348.75 | 348.75
FAZ | 23 | HEATING, VENTILATING AND AIR CONDITIONING | 238233 | CONVECTORS | ME | Item | 1041 | Water Cabinets | Steel cabinet only | F | WHC-SF-02 | 1 | Nr | 375 | 375 | 348.75 | 348.75
FAZ | 23 | HEATING, VENTILATING AND AIR CONDITIONING | 238233 | CONVECTORS | ME | Item | 1042 | Water Cabinets | Steel cabinet only | G | WHC-SF-03 | 1 | Nr | 360 | 360 | 334.8 | 334.8
FAZ | 23 | HEATING, VENTILATING AND AIR CONDITIONING | 239000 | SOLAR HEATING SYSTEM | ME | Other | 1043 | 239000 - SOLAR HEATING SYSTEM | 239000 - SOLAR HEATING SYSTEM |  | 239000 - SOLAR HEATING SYSTEM
FAZ | 23 | HEATING, VENTILATING AND AIR CONDITIONING | 239000 | SOLAR HEATING SYSTEM | ME | Other | 1044 | Solar Collectors | Solar Collectors |  | Solar Collectors
FAZ | 23 | HEATING, VENTILATING AND AIR CONDITIONING | 239000 | SOLAR HEATING SYSTEM | ME | Other | 1045 | Type SC-01 | Type SC-01 |  | Type SC-01
FAZ | 23 | HEATING, VENTILATING AND AIR CONDITIONING | 239000 | SOLAR HEATING SYSTEM | ME | Item | 1046 | Solar Collectors | Solar Collectors | A | Hot Water Piping, complete with all Insulation, Valves and Fittings. | 1 | Item |  |  | 0 | 0
FAZ | 23 | HEATING, VENTILATING AND AIR CONDITIONING | 239000 | SOLAR HEATING SYSTEM | ME | Other | 1047 | Type SC-01 | Type SC-01 | BILL NO. 23 - HEATING, VENTILATING AND AIR CONDITIONING
FAZ | 23 | HEATING, VENTILATING AND AIR CONDITIONING | To Summary | To Summary |  | Bill Sum | 1048 | Solar Collectors | Solar Collectors | To Summary |  |  |  | J.D | 105627
FAZ | 26 | ELECTRICAL | 260519 | CONDUCTORS AND CABLES | EL | Other | 1049 | Type SC-01 | Type SC-01 | BILL NO. 26
FAZ | 26 | ELECTRICAL | 260519 | CONDUCTORS AND CABLES | EL | Other | 1050 | Solar Collectors | Solar Collectors | ELECTRICAL
FAZ | 26 | ELECTRICAL | 260519 | CONDUCTORS AND CABLES | EL | Other | 1051 | Type SC-01 | Type SC-01 | Item | Description | Qty | Unit | Rate | Amount
FAZ | 26 | ELECTRICAL | 260519 | CONDUCTORS AND CABLES | EL | Other | 1052 | Solar Collectors | Solar Collectors | [5 empty] | J.D
FAZ | 26 | ELECTRICAL | 260519 | CONDUCTORS AND CABLES | EL | Other | 1053 | General | General |  | General
FAZ | 26 | ELECTRICAL | 260519 | CONDUCTORS AND CABLES | EL | Item | 1054 | Solar Collectors | Solar Collectors | A | Coordination with local power authorities for the substitution of the existing outdoor MV transformer to an outdoor 630kVA MV transformer, including substitution of all the relevants (switchgear, earthing, accessories , outgoings LV-S panel, etc.) as per single line diagram. Payment shall include all fees of corrdination, subscription and any other fees to local power authorities to ensure that power is available to site. | 1 | Item | 3125 | 3125 | 2906.25 | 2906.25
FAZ | 26 | ELECTRICAL | 260519 | CONDUCTORS AND CABLES | EL | Other | 1055 | 260519 - CONDUCTORS AND CABLES | 260519 - CONDUCTORS AND CABLES |  | 260519 - CONDUCTORS AND CABLES
FAZ | 26 | ELECTRICAL | 260519 | CONDUCTORS AND CABLES | EL | Other | 1056 | Single core, copper conductor, PVC insulated, (grounding cables), unarmoured; 0.6/1 kV | Single core, copper conductor, PVC insulated, (grounding cables), unarmoured; 0.6/1 kV |  | Single core, copper conductor, PVC insulated, (grounding cables), unarmoured; 0.6/1 kV
FAZ | 26 | ELECTRICAL | 260519 | CONDUCTORS AND CABLES | EL | Item | 1057 | 260519 - CONDUCTORS AND CABLES | 260519 - CONDUCTORS AND CABLES | B | 6 mm2 | 15 | m | 3 | 45 | 2.79 | 41.85
FAZ | 26 | ELECTRICAL | 260519 | CONDUCTORS AND CABLES | EL | Item | 1058 | Single core, copper conductor, PVC insulated, (grounding cables), unarmoured; 0.6/1 kV | Single core, copper conductor, PVC insulated, (grounding cables), unarmoured; 0.6/1 kV | C | 10 mm2 | 200 | m | 4 | 800 | 3.72 | 744
FAZ | 26 | ELECTRICAL | 260519 | CONDUCTORS AND CABLES | EL | Item | 1059 | 260519 - CONDUCTORS AND CABLES | 260519 - CONDUCTORS AND CABLES | D | 16 mm2 | 200 | m | 5 | 1000 | 4.65 | 930
FAZ | 26 | ELECTRICAL | 260519 | CONDUCTORS AND CABLES | EL | Item | 1060 | Single core, copper conductor, PVC insulated, (grounding cables), unarmoured; 0.6/1 kV | Single core, copper conductor, PVC insulated, (grounding cables), unarmoured; 0.6/1 kV | E | 25 mm2 | 100 | m | 7 | 700 | 6.51 | 651
FAZ | 26 | ELECTRICAL | 260519 | CONDUCTORS AND CABLES | EL | Item | 1061 | 260519 - CONDUCTORS AND CABLES | 260519 - CONDUCTORS AND CABLES | F | 35 mm2 | 30 | m | 8 | 240 | 7.44 | 223.2
FAZ | 26 | ELECTRICAL | 260519 | CONDUCTORS AND CABLES | EL | Item | 1062 | Single core, copper conductor, PVC insulated, (grounding cables), unarmoured; 0.6/1 kV | Single core, copper conductor, PVC insulated, (grounding cables), unarmoured; 0.6/1 kV | G | 70 mm2 | 120 | m | 9 | 1080 | 8.37 | 1004.4
FAZ | 26 | ELECTRICAL | 260519 | CONDUCTORS AND CABLES | EL | Item | 1063 | 260519 - CONDUCTORS AND CABLES | 260519 - CONDUCTORS AND CABLES | H | 120 mm2 | 100 | m | 15 | 1500 | 13.95 | 1395
FAZ | 26 | ELECTRICAL | 260519 | CONDUCTORS AND CABLES | EL | Item | 1064 | Single core, copper conductor, PVC insulated, (grounding cables), unarmoured; 0.6/1 kV | Single core, copper conductor, PVC insulated, (grounding cables), unarmoured; 0.6/1 kV | J | 150 mm2 | 115 | m | 18 | 2070 | 16.74 | 1925.1
FAZ | 26 | ELECTRICAL | 260519 | CONDUCTORS AND CABLES | EL | Item | 1065 | 260519 - CONDUCTORS AND CABLES | 260519 - CONDUCTORS AND CABLES | K | 240 mm2 | 65 | m | 28 | 1820 | 26.04 | 1692.6
FAZ | 26 | ELECTRICAL | 260519 | CONDUCTORS AND CABLES | EL | Other | 1066 | Multi core, copper conductor, XLPE insulated, PVC sheathed feeder cables; unarmoured; 0.6/1 kV | Multi core, copper conductor, XLPE insulated, PVC sheathed feeder cables; unarmoured; 0.6/1 kV |  | Multi core, copper conductor, XLPE insulated, PVC sheathed feeder cables; unarmoured; 0.6/1 kV
FAZ | 26 | ELECTRICAL | 260519 | CONDUCTORS AND CABLES | EL | Item | 1067 | 260519 - CONDUCTORS AND CABLES | 260519 - CONDUCTORS AND CABLES | A | 4x6 mm2 | 15 | m | 12 | 180 | 11.16 | 167.4
FAZ | 26 | ELECTRICAL | 260519 | CONDUCTORS AND CABLES | EL | Item | 1068 | Multi core, copper conductor, XLPE insulated, PVC sheathed feeder cables; unarmoured; 0.6/1 kV | Multi core, copper conductor, XLPE insulated, PVC sheathed feeder cables; unarmoured; 0.6/1 kV | B | 4x10 mm2 | 200 | m | 14 | 2800 | 13.02 | 2604
FAZ | 26 | ELECTRICAL | 260519 | CONDUCTORS AND CABLES | EL | Item | 1069 | 260519 - CONDUCTORS AND CABLES | 260519 - CONDUCTORS AND CABLES | C | 4x16 mm2 | 200 | m | 18 | 3600 | 16.74 | 3348
FAZ | 26 | ELECTRICAL | 260519 | CONDUCTORS AND CABLES | EL | Item | 1070 | Multi core, copper conductor, XLPE insulated, PVC sheathed feeder cables; unarmoured; 0.6/1 kV | Multi core, copper conductor, XLPE insulated, PVC sheathed feeder cables; unarmoured; 0.6/1 kV | D | 4x25 mm2 | 80 | m | 22 | 1760 | 20.46 | 1636.8
FAZ | 26 | ELECTRICAL | 260519 | CONDUCTORS AND CABLES | EL | Item | 1071 | 260519 - CONDUCTORS AND CABLES | 260519 - CONDUCTORS AND CABLES | E | 4x50 mm2 | 100 | m | 30 | 3000 | 27.9 | 2790
FAZ | 26 | ELECTRICAL | 260519 | CONDUCTORS AND CABLES | EL | Item | 1072 | Multi core, copper conductor, XLPE insulated, PVC sheathed feeder cables; unarmoured; 0.6/1 kV | Multi core, copper conductor, XLPE insulated, PVC sheathed feeder cables; unarmoured; 0.6/1 kV | F | 4x120 mm2 | 180 | m | 62 | 11160 | 57.66 | 10378.8
FAZ | 26 | ELECTRICAL | 260519 | CONDUCTORS AND CABLES | EL | Item | 1073 | 260519 - CONDUCTORS AND CABLES | 260519 - CONDUCTORS AND CABLES | G | 4x240 mm2 | 340 | m | 113 | 38420 | 105.09 | 35730.6
FAZ | 26 | ELECTRICAL | 260519 | CONDUCTORS AND CABLES | EL | Item | 1074 | Multi core, copper conductor, XLPE insulated, PVC sheathed feeder cables; unarmoured; 0.6/1 kV | Multi core, copper conductor, XLPE insulated, PVC sheathed feeder cables; unarmoured; 0.6/1 kV | H | 4x300 mm2 | 115 | m | 140 | 16100 | 130.2 | 14973
FAZ | 26 | ELECTRICAL | 260519 | CONDUCTORS AND CABLES | EL | Other | 1075 | FP 400 Fire resistant armoured cables | FP 400 Fire resistant armoured cables |  | FP 400 Fire resistant armoured cables
FAZ | 26 | ELECTRICAL | 260519 | CONDUCTORS AND CABLES | EL | Item | 1076 | Multi core, copper conductor, XLPE insulated, PVC sheathed feeder cables; unarmoured; 0.6/1 kV | Multi core, copper conductor, XLPE insulated, PVC sheathed feeder cables; unarmoured; 0.6/1 kV | J | 4x35 mm2 | 25 | m | 45 | 1125 | 41.85 | 1046.25
FAZ | 26 | ELECTRICAL | 260526 | GROUNDING AND BONDING FOR ELECTRICAL SYSTEMS | EL | Other | 1077 | 260526 - GROUNDING AND BONDING FOR ELECTRICAL SYSTEMS | 260526 - GROUNDING AND BONDING FOR ELECTRICAL SYSTEMS |  | 260526 - GROUNDING AND BONDING FOR ELECTRICAL SYSTEMS
FAZ | 26 | ELECTRICAL | 260526 | GROUNDING AND BONDING FOR ELECTRICAL SYSTEMS | EL | Other | 1078 | Type TN-S complete, for | Type TN-S complete, for |  | Type TN-S complete, for
FAZ | 26 | ELECTRICAL | 260526 | GROUNDING AND BONDING FOR ELECTRICAL SYSTEMS | EL | Item | 1079 | 260526 - GROUNDING AND BONDING FOR ELECTRICAL SYSTEMS | 260526 - GROUNDING AND BONDING FOR ELECTRICAL SYSTEMS | K | Main distribution board (MDB) | 1 | Item | 625 | 625 | 581.25 | 581.25
FAZ | 26 | ELECTRICAL | 260526 | GROUNDING AND BONDING FOR ELECTRICAL SYSTEMS | EL | Item | 1080 | Type TN-S complete, for | Type TN-S complete, for | L | 200kVA standby generator | 1 | Item | 440 | 440 | 409.2 | 409.2
FAZ | 26 | ELECTRICAL | 260526 | GROUNDING AND BONDING FOR ELECTRICAL SYSTEMS | EL | Item | 1081 | 260526 - GROUNDING AND BONDING FOR ELECTRICAL SYSTEMS | 260526 - GROUNDING AND BONDING FOR ELECTRICAL SYSTEMS | M | Distribution panelboards, final branch circuit panelboards, indoor and outdoor lighting installations and wiring accessories | 1 | Item | 440 | 440 | 409.2 | 409.2
FAZ | 26 | ELECTRICAL | 260526 | GROUNDING AND BONDING FOR ELECTRICAL SYSTEMS | EL | Item | 1082 | Type TN-S complete, for | Type TN-S complete, for | N | Signal and communication system | 1 | Item | 440 | 440 | 409.2 | 409.2
FAZ | 26 | ELECTRICAL | 260536 | CABLE TRAYS FOR ELECTRICAL SYSTEMS | EL | Other | 1083 | 260536 - CABLE TRAYS FOR ELECTRICAL SYSTEMS | 260536 - CABLE TRAYS FOR ELECTRICAL SYSTEMS |  | 260536 - CABLE TRAYS FOR ELECTRICAL SYSTEMS
FAZ | 26 | ELECTRICAL | 260536 | CABLE TRAYS FOR ELECTRICAL SYSTEMS | EL | Item | 1084 | Type TN-S complete, for | Type TN-S complete, for | A | Cable tray 60 cm | 40 | m | 65 | 2600 | 60.45 | 2418
FAZ | 26 | ELECTRICAL | 260536 | CABLE TRAYS FOR ELECTRICAL SYSTEMS | EL | Item | 1085 | 260536 - CABLE TRAYS FOR ELECTRICAL SYSTEMS | 260536 - CABLE TRAYS FOR ELECTRICAL SYSTEMS | B | Cable tray 30 cm | 50 | m | 35 | 1750 | 32.55 | 1627.5
FAZ | 26 | ELECTRICAL | 260536 | CABLE TRAYS FOR ELECTRICAL SYSTEMS | EL | Item | 1086 | Type TN-S complete, for | Type TN-S complete, for | C | Cable tray 30 cm with cover | 30 | m | 45 | 1350 | 41.85 | 1255.5
FAZ | 26 | ELECTRICAL | 260543 | UNDERGROUND DUCTS AND RACEWAYS FOR ELECTRICAL SYSTEMS | EL | Other | 1087 | 260543 - UNDERGROUND DUCTS AND RACEWAYS FOR ELECTRICAL SYSTEMS | 260543 - UNDERGROUND DUCTS AND RACEWAYS FOR ELECTRICAL SYSTEMS |  | 260543 - UNDERGROUND DUCTS AND RACEWAYS FOR ELECTRICAL SYSTEMS
FAZ | 26 | ELECTRICAL | 260543 | UNDERGROUND DUCTS AND RACEWAYS FOR ELECTRICAL SYSTEMS | EL | Other | 1088 | Underground cable duct assemblies encased in concrete | Underground cable duct assemblies encased in concrete |  | Underground cable duct assemblies encased in concrete
FAZ | 26 | ELECTRICAL | 260543 | UNDERGROUND DUCTS AND RACEWAYS FOR ELECTRICAL SYSTEMS | EL | Item | 1089 | 260543 - UNDERGROUND DUCTS AND RACEWAYS FOR ELECTRICAL SYSTEMS | 260543 - UNDERGROUND DUCTS AND RACEWAYS FOR ELECTRICAL SYSTEMS | D | Duct bank of 4f150 mm conduits | 12 | m | 45 | 540 | 41.85 | 502.2
FAZ | 26 | ELECTRICAL | 260543 | UNDERGROUND DUCTS AND RACEWAYS FOR ELECTRICAL SYSTEMS | EL | Item | 1090 | Underground cable duct assemblies encased in concrete | Underground cable duct assemblies encased in concrete | E | Duct bank of 2f150 mm conduits | 50 | m | 25 | 1250 | 23.25 | 1162.5
FAZ | 26 | ELECTRICAL | 260543 | UNDERGROUND DUCTS AND RACEWAYS FOR ELECTRICAL SYSTEMS | EL | Other | 1091 | Trenches for directly buried LV cables | Trenches for directly buried LV cables |  | Trenches for directly buried LV cables
FAZ | 26 | ELECTRICAL | 260543 | UNDERGROUND DUCTS AND RACEWAYS FOR ELECTRICAL SYSTEMS | EL | Item | 1092 | Underground cable duct assemblies encased in concrete | Underground cable duct assemblies encased in concrete | F | Trench (widthxdepth: 600x800mm) | 72 | m | 30 | 2160 | 27.9 | 2008.8
FAZ | 26 | ELECTRICAL | 260543 | UNDERGROUND DUCTS AND RACEWAYS FOR ELECTRICAL SYSTEMS | EL | Other | 1093 | Manholes | Manholes |  | Manholes
FAZ | 26 | ELECTRICAL | 260543 | UNDERGROUND DUCTS AND RACEWAYS FOR ELECTRICAL SYSTEMS | EL | Item | 1094 | Underground cable duct assemblies encased in concrete | Underground cable duct assemblies encased in concrete | G | Manhole 800x800x800mm | 8 | Nr | 360 | 2880 | 334.8 | 2678.4
FAZ | 26 | ELECTRICAL | 262413 | SWITCHBOARDS | EL | Other | 1095 | 262413 - SWITCHBOARDS | 262413 - SWITCHBOARDS |  | 262413 - SWITCHBOARDS
FAZ | 26 | ELECTRICAL | 262413 | SWITCHBOARDS | EL | Other | 1096 | LV Main distribution panels including circuit breakers, busbars,etc. , as specified and as shown on drawings | LV Main distribution panels including circuit breakers, busbars,etc. , as specified and as shown on drawings |  | LV Main distribution panels including circuit breakers, busbars,etc. , as specified and as shown on drawings
FAZ | 26 | ELECTRICAL | 262413 | SWITCHBOARDS | EL | Item | 1097 | 262413 - SWITCHBOARDS | 262413 - SWITCHBOARDS | H | MDB | 1 | Nr | 4750 | 4750 | 4417.5 | 4417.5
FAZ | 26 | ELECTRICAL | 262416 | PANELBOARDS | EL | Other | 1098 | 262416 - PANELBOARDS | 262416 - PANELBOARDS |  | 262416 - PANELBOARDS
FAZ | 26 | ELECTRICAL | 262416 | PANELBOARDS | EL | Other | 1099 | Distribution Panelboards (DPs) | Distribution Panelboards (DPs) |  | Distribution Panelboards (DPs)
FAZ | 26 | ELECTRICAL | 262416 | PANELBOARDS | EL | Item | 1100 | 262416 - PANELBOARDS | 262416 - PANELBOARDS | J | EDP | 1 | Nr | 1375 | 1375 | 1278.75 | 1278.75
FAZ | 26 | ELECTRICAL | 262416 | PANELBOARDS | EL | Other | 1101 | Subdistribution panels | Subdistribution panels |  | Subdistribution panels
FAZ | 26 | ELECTRICAL | 262416 | PANELBOARDS | EL | Item | 1102 | 262416 - PANELBOARDS | 262416 - PANELBOARDS | A | SDP-G | 1 | Nr | 940 | 940 | 874.2 | 874.2
FAZ | 26 | ELECTRICAL | 262416 | PANELBOARDS | EL | Item | 1103 | Subdistribution panels | Subdistribution panels | B | SDP-GL | 1 | Nr |  | 0 | 0 | 0
FAZ | 26 | ELECTRICAL | 262416 | PANELBOARDS | EL | Item | 1104 | 262416 - PANELBOARDS | 262416 - PANELBOARDS | B | SDP-R | 1 | Nr | 1375 | 1375 | 1278.75 | 1278.75
FAZ | 26 | ELECTRICAL | 262416 | PANELBOARDS | EL | Item | 1105 | Subdistribution panels | Subdistribution panels | C | ESDP-G | 1 | Nr | 670 | 670 | 623.1 | 623.1
FAZ | 26 | ELECTRICAL | 262416 | PANELBOARDS | EL | Item | 1106 | 262416 - PANELBOARDS | 262416 - PANELBOARDS | D | ESDP-R | 1 | Nr | 670 | 670 | 623.1 | 623.1
FAZ | 26 | ELECTRICAL | 262416 | PANELBOARDS | EL | Other | 1107 | Final branch circuit panels | Final branch circuit panels |  | Final branch circuit panels
FAZ | 26 | ELECTRICAL | 262416 | PANELBOARDS | EL | Item | 1108 | 262416 - PANELBOARDS | 262416 - PANELBOARDS | F | LP-S | 1 | Nr |  | 0 | 0 | 0
FAZ | 26 | ELECTRICAL | 262416 | PANELBOARDS | EL | Item | 1109 | Final branch circuit panels | Final branch circuit panels | G | LP-GL | 1 | Nr |  | 0 | 0 | 0
FAZ | 26 | ELECTRICAL | 262416 | PANELBOARDS | EL | Item | 1110 | 262416 - PANELBOARDS | 262416 - PANELBOARDS | H | LP-G1 | 1 | Nr |  | 0 | 0 | 0
FAZ | 26 | ELECTRICAL | 262416 | PANELBOARDS | EL | Item | 1111 | Final branch circuit panels | Final branch circuit panels | J | LP-G2 | 1 | Nr |  | 0 | 0 | 0
FAZ | 26 | ELECTRICAL | 262416 | PANELBOARDS | EL | Item | 1112 | 262416 - PANELBOARDS | 262416 - PANELBOARDS | E | LP-11 | 1 | Nr | 275 | 275 | 255.75 | 255.75
FAZ | 26 | ELECTRICAL | 262416 | PANELBOARDS | EL | Item | 1113 | Final branch circuit panels | Final branch circuit panels | F | LP-12 | 1 | Nr | 275 | 275 | 255.75 | 255.75
FAZ | 26 | ELECTRICAL | 262416 | PANELBOARDS | EL | Item | 1114 | 262416 - PANELBOARDS | 262416 - PANELBOARDS | M | LP-21 | 1 | Nr |  | 0 | 0 | 0
FAZ | 26 | ELECTRICAL | 262416 | PANELBOARDS | EL | Item | 1115 | Final branch circuit panels | Final branch circuit panels | N | LP-22 | 1 | Nr |  | 0 | 0 | 0
FAZ | 26 | ELECTRICAL | 262416 | PANELBOARDS | EL | Item | 1116 | 262416 - PANELBOARDS | 262416 - PANELBOARDS | P | LP-R | 1 | Nr |  | 0 | 0 | 0
FAZ | 26 | ELECTRICAL | 262416 | PANELBOARDS | EL | Item | 1117 | Final branch circuit panels | Final branch circuit panels | Q | ELP-S | 1 | Nr |  | 0 | 0 | 0
FAZ | 26 | ELECTRICAL | 262416 | PANELBOARDS | EL | Item | 1118 | 262416 - PANELBOARDS | 262416 - PANELBOARDS | R | ELP-G1 | 1 | Nr |  | 0 | 0 | 0
FAZ | 26 | ELECTRICAL | 262416 | PANELBOARDS | EL | Item | 1119 | Final branch circuit panels | Final branch circuit panels | S | ELP-G2 | 1 | Nr |  | 0 | 0 | 0
FAZ | 26 | ELECTRICAL | 262416 | PANELBOARDS | EL | Item | 1120 | 262416 - PANELBOARDS | 262416 - PANELBOARDS | G | ELP-11 | 1 | Nr | 375 | 375 | 348.75 | 348.75
FAZ | 26 | ELECTRICAL | 262416 | PANELBOARDS | EL | Item | 1121 | Final branch circuit panels | Final branch circuit panels | H | ELP-12 | 1 | Nr | 375 | 375 | 348.75 | 348.75
FAZ | 26 | ELECTRICAL | 262416 | PANELBOARDS | EL | Item | 1122 | 262416 - PANELBOARDS | 262416 - PANELBOARDS | A | ELP-21 | 1 | Nr |  | 0 | 0 | 0
FAZ | 26 | ELECTRICAL | 262416 | PANELBOARDS | EL | Item | 1123 | Final branch circuit panels | Final branch circuit panels | B | ELP-22 | 1 | Nr |  | 0 | 0 | 0
FAZ | 26 | ELECTRICAL | 262416 | PANELBOARDS | EL | Item | 1124 | 262416 - PANELBOARDS | 262416 - PANELBOARDS | C | ELP-R | 1 | Nr |  | 0 | 0 | 0
FAZ | 26 | ELECTRICAL | 262416 | PANELBOARDS | EL | Item | 1125 | Final branch circuit panels | Final branch circuit panels | D | ULP-1 | 1 | Nr |  | 0 | 0 | 0
FAZ | 26 | ELECTRICAL | 262419 | MOTOR CONTROL CENTERS | EL | Other | 1126 | 262419 MOTOR CONTROL CENTERS | 262419 MOTOR CONTROL CENTERS |  | 262419 MOTOR CONTROL CENTERS
FAZ | 26 | ELECTRICAL | 262419 | MOTOR CONTROL CENTERS | EL | Item | 1127 | Final branch circuit panels | Final branch circuit panels | A | MCC-RF | 1 | Nr | 800 | 800 | 744 | 744
FAZ | 26 | ELECTRICAL | 262726 | WIRING DEVICES | EL | Other | 1128 | 262726 - WIRING DEVICES | 262726 - WIRING DEVICES |  | 262726 - WIRING DEVICES
FAZ | 26 | ELECTRICAL | 262726 | WIRING DEVICES | EL | Other | 1129 | Switches | Switches |  | Switches
FAZ | 26 | ELECTRICAL | 262726 | WIRING DEVICES | EL | Item | 1130 | 262726 - WIRING DEVICES | 262726 - WIRING DEVICES | B | General lighting switch (S1); one way | 30 | Nr | 8 | 240 | 7.44 | 223.2
FAZ | 26 | ELECTRICAL | 262726 | WIRING DEVICES | EL | Item | 1131 | Switches | Switches | C | General lighting switch (S1); two way | 12 | Nr | 10 | 120 | 9.3 | 111.6
FAZ | 26 | ELECTRICAL | 262726 | WIRING DEVICES | EL | Item | 1132 | 262726 - WIRING DEVICES | 262726 - WIRING DEVICES | D | General lighting switch (S1); one way two gang | 6 | Nr | 10 | 60 | 9.3 | 55.8
FAZ | 26 | ELECTRICAL | 262726 | WIRING DEVICES | EL | Item | 1133 | Switches | Switches | E | General lighting switch (S15); one way | 8 | Nr | 10 | 80 | 9.3 | 74.4
FAZ | 26 | ELECTRICAL | 262726 | WIRING DEVICES | EL | Item | 1134 | 262726 - WIRING DEVICES | 262726 - WIRING DEVICES | F | General lighting switch (S15); two way | 2 | Nr | 15 | 30 | 13.95 | 27.9
FAZ | 26 | ELECTRICAL | 262726 | WIRING DEVICES | EL | Item | 1135 | Switches | Switches | L | Push button | 5 | Nr |  | 0 | 0 | 0
FAZ | 26 | ELECTRICAL | 262726 | WIRING DEVICES | EL | Other | 1136 | Socket Outlets | Socket Outlets |  | Socket Outlets
FAZ | 26 | ELECTRICAL | 262726 | WIRING DEVICES | EL | Item | 1137 | Switches | Switches | G | Type R01; simplex | 34 | Nr | 45 | 1530 | 41.85 | 1422.9
FAZ | 26 | ELECTRICAL | 262726 | WIRING DEVICES | EL | Item | 1138 | Socket Outlets | Socket Outlets | H | Type R01; duplex | 16 | Nr | 55 | 880 | 51.15 | 818.4
FAZ | 26 | ELECTRICAL | 262726 | WIRING DEVICES | EL | Item | 1139 | Switches | Switches | J | Type R05; simplex | 16 | Nr | 75 | 1200 | 69.75 | 1116
FAZ | 26 | ELECTRICAL | 262726 | WIRING DEVICES | EL | Item | 1140 | Socket Outlets | Socket Outlets | K | Type R05; duplex | 1 | Nr | 85 | 85 | 79.05 | 79.05
FAZ | 26 | ELECTRICAL | 262726 | WIRING DEVICES | EL | Item | 1141 | Switches | Switches | R | Type R01; simplex; floor mounted | 2 | Nr |  | 0 | 0 | 0
FAZ | 26 | ELECTRICAL | 262726 | WIRING DEVICES | EL | Item | 1142 | Socket Outlets | Socket Outlets | A | Type R01; duplex; floor mounted | 1 | Nr |  | 0 | 0 | 0
FAZ | 26 | ELECTRICAL | 262726 | WIRING DEVICES | EL | Other | 1143 | Electric Outlets | Electric Outlets |  | Electric Outlets
FAZ | 26 | ELECTRICAL | 262726 | WIRING DEVICES | EL | Item | 1144 | Socket Outlets | Socket Outlets | A | Lighting outlet ;ceiling mounted; 16Amp,2P | 26 | Nr | 60 | 1560 | 55.8 | 1450.8
FAZ | 26 | ELECTRICAL | 262726 | WIRING DEVICES | EL | Item | 1145 | Electric Outlets | Electric Outlets | C | Lighting outlet ;wall mounted; 16Amp,2P | 14 | Nr |  | 0 | 0 | 0
FAZ | 26 | ELECTRICAL | 262816 | ENCLOSED SWITCHES AND CIRCUIT BREAKERS | EL | Other | 1146 | 262816 - ENCLOSED SWITCHES AND CIRCUIT BREAKERS | 262816 - ENCLOSED SWITCHES AND CIRCUIT BREAKERS |  | 262816 - ENCLOSED SWITCHES AND CIRCUIT BREAKERS
FAZ | 26 | ELECTRICAL | 262816 | ENCLOSED SWITCHES AND CIRCUIT BREAKERS | EL | Other | 1147 | Switch Disconnectors (Disconnecting Switches) | Switch Disconnectors (Disconnecting Switches) |  | Switch Disconnectors (Disconnecting Switches)
FAZ | 26 | ELECTRICAL | 262816 | ENCLOSED SWITCHES AND CIRCUIT BREAKERS | EL | Item | 1148 | 262816 - ENCLOSED SWITCHES AND CIRCUIT BREAKERS | 262816 - ENCLOSED SWITCHES AND CIRCUIT BREAKERS | B | 16Amp, 2P | 15 | Nr | 50 | 750 | 46.5 | 697.5
FAZ | 26 | ELECTRICAL | 262816 | ENCLOSED SWITCHES AND CIRCUIT BREAKERS | EL | Item | 1149 | Switch Disconnectors (Disconnecting Switches) | Switch Disconnectors (Disconnecting Switches) | E | 16Amp, 2P, weatherproof | 6 | Nr |  | 0 | 0 | 0
FAZ | 26 | ELECTRICAL | 262816 | ENCLOSED SWITCHES AND CIRCUIT BREAKERS | EL | Item | 1150 | 262816 - ENCLOSED SWITCHES AND CIRCUIT BREAKERS | 262816 - ENCLOSED SWITCHES AND CIRCUIT BREAKERS | F | 16Amp, 2P, weatherproof, pedestal type | 3 | Nr |  | 0 | 0 | 0
FAZ | 26 | ELECTRICAL | 262816 | ENCLOSED SWITCHES AND CIRCUIT BREAKERS | EL | Item | 1151 | Switch Disconnectors (Disconnecting Switches) | Switch Disconnectors (Disconnecting Switches) | C | 20Amp, 2P | 2 | Nr | 100 | 200 | 93 | 186
FAZ | 26 | ELECTRICAL | 262816 | ENCLOSED SWITCHES AND CIRCUIT BREAKERS | EL | Item | 1152 | 262816 - ENCLOSED SWITCHES AND CIRCUIT BREAKERS | 262816 - ENCLOSED SWITCHES AND CIRCUIT BREAKERS | H | 20Amp, 2P, weatherproof, pedestal type | 3 | Nr |  | 0 | 0 | 0
FAZ | 26 | ELECTRICAL | 262816 | ENCLOSED SWITCHES AND CIRCUIT BREAKERS | EL | Item | 1153 | Switch Disconnectors (Disconnecting Switches) | Switch Disconnectors (Disconnecting Switches) | J | 32Amp, 2P | 3 | Nr |  | 0 | 0 | 0
FAZ | 26 | ELECTRICAL | 262816 | ENCLOSED SWITCHES AND CIRCUIT BREAKERS | EL | Item | 1154 | 262816 - ENCLOSED SWITCHES AND CIRCUIT BREAKERS | 262816 - ENCLOSED SWITCHES AND CIRCUIT BREAKERS | K | 32Amp, 2P, pedestal type | 1 | Nr |  | 0 | 0 | 0
FAZ | 26 | ELECTRICAL | 262816 | ENCLOSED SWITCHES AND CIRCUIT BREAKERS | EL | Item | 1155 | Switch Disconnectors (Disconnecting Switches) | Switch Disconnectors (Disconnecting Switches) | L | 32Amp, 2P, weatherproof | 2 | Nr |  | 0 | 0 | 0
FAZ | 26 | ELECTRICAL | 262816 | ENCLOSED SWITCHES AND CIRCUIT BREAKERS | EL | Item | 1156 | 262816 - ENCLOSED SWITCHES AND CIRCUIT BREAKERS | 262816 - ENCLOSED SWITCHES AND CIRCUIT BREAKERS | M | 32Amp, 4P | 1 | Nr |  | 0 | 0 | 0
FAZ | 26 | ELECTRICAL | 262816 | ENCLOSED SWITCHES AND CIRCUIT BREAKERS | EL | Item | 1157 | Switch Disconnectors (Disconnecting Switches) | Switch Disconnectors (Disconnecting Switches) | N | 20Amp, 4P | 2 | Nr | 50 | 100 | 46.5 | 93
FAZ | 26 | ELECTRICAL | 262816 | ENCLOSED SWITCHES AND CIRCUIT BREAKERS | EL | Item | 1158 | 262816 - ENCLOSED SWITCHES AND CIRCUIT BREAKERS | 262816 - ENCLOSED SWITCHES AND CIRCUIT BREAKERS | P | 40Amp, 4P | 3 | Nr |  | 0 | 0 | 0
FAZ | 26 | ELECTRICAL | 262816 | ENCLOSED SWITCHES AND CIRCUIT BREAKERS | EL | Item | 1159 | Switch Disconnectors (Disconnecting Switches) | Switch Disconnectors (Disconnecting Switches) | Q | 63Amp, 4P | 3 | Nr |  | 0 | 0 | 0
FAZ | 26 | ELECTRICAL | 262816 | ENCLOSED SWITCHES AND CIRCUIT BREAKERS | EL | Item | 1160 | 262816 - ENCLOSED SWITCHES AND CIRCUIT BREAKERS | 262816 - ENCLOSED SWITCHES AND CIRCUIT BREAKERS | A | 63Amp, 4P, pedestal type | 1 | Nr |  | 0 | 0 | 0
FAZ | 26 | ELECTRICAL | 262816 | ENCLOSED SWITCHES AND CIRCUIT BREAKERS | EL | Other | 1161 | Switch Disconnectors with Combination Starter | Switch Disconnectors with Combination Starter |  | Switch Disconnectors with Combination Starter
FAZ | 26 | ELECTRICAL | 262816 | ENCLOSED SWITCHES AND CIRCUIT BREAKERS | EL | Item | 1162 | 262816 - ENCLOSED SWITCHES AND CIRCUIT BREAKERS | 262816 - ENCLOSED SWITCHES AND CIRCUIT BREAKERS | A | 16Amp, 2P, weatherproof | 1 | Nr | 50 | 50 | 46.5 | 46.5
FAZ | 26 | ELECTRICAL | 262816 | ENCLOSED SWITCHES AND CIRCUIT BREAKERS | EL | Item | 1163 | Switch Disconnectors with Combination Starter | Switch Disconnectors with Combination Starter | B | 16Amp, 2P, weatherproof, pedestal type | 1 | Nr | 75 | 75 | 69.75 | 69.75
FAZ | 26 | ELECTRICAL | 262816 | ENCLOSED SWITCHES AND CIRCUIT BREAKERS | EL | Item | 1164 | 262816 - ENCLOSED SWITCHES AND CIRCUIT BREAKERS | 262816 - ENCLOSED SWITCHES AND CIRCUIT BREAKERS | C | 16Amp, 4P, weatherproof | 1 | Nr | 100 | 100 | 93 | 93
FAZ | 26 | ELECTRICAL | 262816 | ENCLOSED SWITCHES AND CIRCUIT BREAKERS | EL | Item | 1165 | Switch Disconnectors with Combination Starter | Switch Disconnectors with Combination Starter | D | 20Amp, 4P, weatherproof | 1 | Nr | 75 | 75 | 69.75 | 69.75
FAZ | 26 | ELECTRICAL | 263213 | PACKAGED ENGINE GENERATORS | EL | Other | 1166 | 263213 - PACKAGED ENGINE GENERATORS | 263213 - PACKAGED ENGINE GENERATORS |  | 263213 - PACKAGED ENGINE GENERATORS
FAZ | 26 | ELECTRICAL | 263213 | PACKAGED ENGINE GENERATORS | EL | Other | 1167 | Oudooor sound proof generator, including enclosure, control panel, silencer, gas exhaust pipes, and installation of all accessories and equipment required. | Oudooor sound proof generator, including enclosure, control panel, silencer, gas exhaust pipes, and installation of all accessories and equipment required. |  | Oudooor sound proof generator, including enclosure, control panel, silencer, gas exhaust pipes, and installation of all accessories and equipment required.
FAZ | 26 | ELECTRICAL | 263213 | PACKAGED ENGINE GENERATORS | EL | Item | 1168 | 263213 - PACKAGED ENGINE GENERATORS | 263213 - PACKAGED ENGINE GENERATORS | E | 200 kVA, 400 V, 50 Hz (standby), 1500rpm, three phase, four wire, as shown on drawings | 1 | Nr | 36000 | 36000 | 33480 | 33480
FAZ | 26 | ELECTRICAL | 263213 | PACKAGED ENGINE GENERATORS | EL | Item | 1169 | Oudooor sound proof generator, including enclosure, control panel, silencer, gas exhaust pipes, and installation of all accessories and equipment required. | Oudooor sound proof generator, including enclosure, control panel, silencer, gas exhaust pipes, and installation of all accessories and equipment required. | F | Daily fuel tank (500 Liters) | 1 | Nr | 750 | 750 | 697.5 | 697.5
FAZ | 26 | ELECTRICAL | 263353 | STATIC UNINTERRUPTIBLE POWER SUPPLY | EL | Other | 1170 | 263353 - STATIC UNINTERRUPTIBLE POWER SUPPLY | 263353 - STATIC UNINTERRUPTIBLE POWER SUPPLY |  | 263353 - STATIC UNINTERRUPTIBLE POWER SUPPLY
FAZ | 26 | ELECTRICAL | 263353 | STATIC UNINTERRUPTIBLE POWER SUPPLY | EL | Other | 1171 | UPS system complete, including | UPS system complete, including |  | UPS system complete, including
FAZ | 26 | ELECTRICAL | 263353 | STATIC UNINTERRUPTIBLE POWER SUPPLY | EL | Other | 1172 | battery, charger, inverter, transfer | battery, charger, inverter, transfer |  | battery, charger, inverter, transfer
FAZ | 26 | ELECTRICAL | 263353 | STATIC UNINTERRUPTIBLE POWER SUPPLY | EL | Other | 1173 | switch and manual by pass switch | switch and manual by pass switch |  | switch and manual by pass switch
FAZ | 26 | ELECTRICAL | 263353 | STATIC UNINTERRUPTIBLE POWER SUPPLY | EL | Item | 1174 | battery, charger, inverter, transfer | battery, charger, inverter, transfer | G | UPS, 25 kVA , 3-phase 230V/400V input, 3-phase 230V/400V output | 1 | Nr | 10000 | 10000 | 9300 | 9300
FAZ | 26 | ELECTRICAL | 263600 | TRANSFER SWITCHES | EL | Other | 1175 | 263600 - TRANSFER SWITCHES | 263600 - TRANSFER SWITCHES |  | 263600 - TRANSFER SWITCHES
FAZ | 26 | ELECTRICAL | 263600 | TRANSFER SWITCHES | EL | Other | 1176 | Automatic transfer switch | Automatic transfer switch |  | Automatic transfer switch
FAZ | 26 | ELECTRICAL | 263600 | TRANSFER SWITCHES | EL | Item | 1177 | 263600 - TRANSFER SWITCHES | 263600 - TRANSFER SWITCHES | A | ATS,400 A, 4 poles | 1 | Nr | 1400 | 1400 | 1302 | 1302
FAZ | 26 | ELECTRICAL | 264113 | LIGHTNING PROTECTION FOR STRUCTURES | EL | Other | 1178 | 264113 - LIGHTNING PROTECTION FOR STRUCTURES | 264113 - LIGHTNING PROTECTION FOR STRUCTURES |  | 264113 - LIGHTNING PROTECTION FOR STRUCTURES
FAZ | 26 | ELECTRICAL | 264113 | LIGHTNING PROTECTION FOR STRUCTURES | EL | Item | 1179 | 263600 - TRANSFER SWITCHES | 263600 - TRANSFER SWITCHES | B | Complete faraday cage system for the new building as specified and as shown on drawings | 1 | Item | 8750 | 8750 | 8137.5 | 8137.5
FAZ | 26 | ELECTRICAL | 265100 | INTERIOR LIGHTING | EL | Other | 1180 | 265100 - INTERIOR LIGHTING | 265100 - INTERIOR LIGHTING |  | 265100 - INTERIOR LIGHTING
FAZ | 26 | ELECTRICAL | 265100 | INTERIOR LIGHTING | EL | Other | 1181 | Lighting Fixtures | Lighting Fixtures |  | Lighting Fixtures
FAZ | 26 | ELECTRICAL | 265100 | INTERIOR LIGHTING | EL | Item | 1182 | 265100 - INTERIOR LIGHTING | 265100 - INTERIOR LIGHTING | C | Type A1 | 2 | Nr | 85 | 170 | 79.05 | 158.1
FAZ | 26 | ELECTRICAL | 265100 | INTERIOR LIGHTING | EL | Item | 1183 | Lighting Fixtures | Lighting Fixtures | D | Type A2 | 8 | Nr | 60 | 480 | 55.8 | 446.4
FAZ | 26 | ELECTRICAL | 265100 | INTERIOR LIGHTING | EL | Item | 1184 | 265100 - INTERIOR LIGHTING | 265100 - INTERIOR LIGHTING | E | Type A3 | 23 | Nr | 85 | 1955 | 79.05 | 1818.15
FAZ | 26 | ELECTRICAL | 265100 | INTERIOR LIGHTING | EL | Item | 1185 | Lighting Fixtures | Lighting Fixtures | F | Type A5 | 3 | Nr |  | 0 | 0 | 0
FAZ | 26 | ELECTRICAL | 265100 | INTERIOR LIGHTING | EL | Item | 1186 | 265100 - INTERIOR LIGHTING | 265100 - INTERIOR LIGHTING | G | Type B1 | 3 | Nr |  | 0 | 0 | 0
FAZ | 26 | ELECTRICAL | 265100 | INTERIOR LIGHTING | EL | Item | 1187 | Lighting Fixtures | Lighting Fixtures | F | Type B2 | 39 | Nr | 95 | 3705 | 88.35 | 3445.65
FAZ | 26 | ELECTRICAL | 265100 | INTERIOR LIGHTING | EL | Item | 1188 | 265100 - INTERIOR LIGHTING | 265100 - INTERIOR LIGHTING | G | Type B3 | 2 | Nr | 105 | 210 | 97.65 | 195.3
FAZ | 26 | ELECTRICAL | 265100 | INTERIOR LIGHTING | EL | Item | 1189 | Lighting Fixtures | Lighting Fixtures | H | Type C1 | 11 | Nr | 105 | 1155 | 97.65 | 1074.15
FAZ | 26 | ELECTRICAL | 265100 | INTERIOR LIGHTING | EL | Item | 1190 | 265100 - INTERIOR LIGHTING | 265100 - INTERIOR LIGHTING | J | Type C2 | 2 | Nr | 150 | 300 | 139.5 | 279
FAZ | 26 | ELECTRICAL | 265100 | INTERIOR LIGHTING | EL | Item | 1191 | Lighting Fixtures | Lighting Fixtures | M | Type C3 | 15 | Nr |  | 0 | 0 | 0
FAZ | 26 | ELECTRICAL | 265100 | INTERIOR LIGHTING | EL | Item | 1192 | 265100 - INTERIOR LIGHTING | 265100 - INTERIOR LIGHTING | N | Type C4 | 9 | Nr |  | 0 | 0 | 0
FAZ | 26 | ELECTRICAL | 265100 | INTERIOR LIGHTING | EL | Item | 1193 | Lighting Fixtures | Lighting Fixtures | P | Type C5 | 40 | Nr |  | 0 | 0 | 0
FAZ | 26 | ELECTRICAL | 265100 | INTERIOR LIGHTING | EL | Item | 1194 | 265100 - INTERIOR LIGHTING | 265100 - INTERIOR LIGHTING | K | Type E1 | 5 | Nr | 425 | 2125 | 395.25 | 1976.25
FAZ | 26 | ELECTRICAL | 265100 | INTERIOR LIGHTING | EL | Item | 1195 | Lighting Fixtures | Lighting Fixtures | A | Type E11 | 3 | Nr | 150 | 450 | 139.5 | 418.5
FAZ | 26 | ELECTRICAL | 265100 | INTERIOR LIGHTING | EL | Item | 1196 | 265100 - INTERIOR LIGHTING | 265100 - INTERIOR LIGHTING | B | Type E2 | 16 | Nr |  | 0 | 0 | 0
FAZ | 26 | ELECTRICAL | 265100 | INTERIOR LIGHTING | EL | Item | 1197 | Lighting Fixtures | Lighting Fixtures | B | Type M1 | 6 | Nr | 60 | 360 | 55.8 | 334.8
FAZ | 26 | ELECTRICAL | 265100 | INTERIOR LIGHTING | EL | Item | 1198 | 265100 - INTERIOR LIGHTING | 265100 - INTERIOR LIGHTING | C | Type BH | 2 | Nr | 140 | 280 | 130.2 | 260.4
FAZ | 26 | ELECTRICAL | 265100 | INTERIOR LIGHTING | EL | Item | 1199 | Lighting Fixtures | Lighting Fixtures | D | Type U2 | 10 | Nr | 150 | 1500 | 139.5 | 1395
FAZ | 26 | ELECTRICAL | 265100 | INTERIOR LIGHTING | EL | Item | 1200 | 265100 - INTERIOR LIGHTING | 265100 - INTERIOR LIGHTING | F | Type U3 | 7 | Nr |  | 0 | 0 | 0
FAZ | 26 | ELECTRICAL | 265100 | INTERIOR LIGHTING | EL | Item | 1201 | Lighting Fixtures | Lighting Fixtures | G | Type S1 | 533 | m |  | 0 | 0 | 0
FAZ | 26 | ELECTRICAL | 265100 | INTERIOR LIGHTING | EL | Other | 1202 | 265100 - INTERIOR LIGHTING | 265100 - INTERIOR LIGHTING | BILL NO. 26 - ELECTRICAL |  |  |  | J.D | 193605
FAZ | 26 | ELECTRICAL | To Summary | To Summary |  | Bill Sum | 1203 | Lighting Fixtures | Lighting Fixtures | To Summary
FAZ | 27 | COMMUNICATIONS | 270536 | CABLE TRAYS FOR COMMUNICATIONS SYSTEMS | EL | Other | 1204 | 265100 - INTERIOR LIGHTING | 265100 - INTERIOR LIGHTING | BILL NO. 27
FAZ | 27 | COMMUNICATIONS | 270536 | CABLE TRAYS FOR COMMUNICATIONS SYSTEMS | EL | Other | 1205 | Lighting Fixtures | Lighting Fixtures | COMMUNICATIONS
FAZ | 27 | COMMUNICATIONS | 270536 | CABLE TRAYS FOR COMMUNICATIONS SYSTEMS | EL | Other | 1206 | 265100 - INTERIOR LIGHTING | 265100 - INTERIOR LIGHTING | Item | Description | Qty | Unit | Rate | Amount
FAZ | 27 | COMMUNICATIONS | 270536 | CABLE TRAYS FOR COMMUNICATIONS SYSTEMS | EL | Other | 1207 | Lighting Fixtures | Lighting Fixtures | [5 empty] | J.D
FAZ | 27 | COMMUNICATIONS | 270536 | CABLE TRAYS FOR COMMUNICATIONS SYSTEMS | EL | Other | 1208 | 270536 - CABLE TRAYS FOR COMMUNICATIONS SYSTEMS | 270536 - CABLE TRAYS FOR COMMUNICATIONS SYSTEMS |  | 270536 - CABLE TRAYS FOR COMMUNICATIONS SYSTEMS
FAZ | 27 | COMMUNICATIONS | 270536 | CABLE TRAYS FOR COMMUNICATIONS SYSTEMS | EL | Other | 1209 | Supply, installation, testing, commissioning, putting into satisfactory operation and handing over complete Cable Trays for Communication Systems; including all necessary accessories, fittings, Support, fixation, cable bonding and labelling, cable management, licenses and all required software ; complete; As shown on drawings and described in specifications | Supply, installation, testing, commissioning, putting into satisfactory operation and handing over complete Cable Trays for Communication Systems; including all necessary accessories, fittings, Support, fixation, cable bonding and labelling, cable management, licenses and all required software ; complete; As shown on drawings and described in specifications |  | Supply, installation, testing, commissioning, putting into satisfactory operation and handing over complete Cable Trays for Communication Systems; including all necessary accessories, fittings, Support, fixation, cable bonding and labelling, cable management, licenses and all required software ; complete; As shown on drawings and described in specifications
FAZ | 27 | COMMUNICATIONS | 270536 | CABLE TRAYS FOR COMMUNICATIONS SYSTEMS | EL | Other | 1210 | Covered Cable Trays | Covered Cable Trays |  | Covered Cable Trays
FAZ | 27 | COMMUNICATIONS | 270536 | CABLE TRAYS FOR COMMUNICATIONS SYSTEMS | EL | Item | 1211 | Supply, installation, testing, commissioning, putting into satisfactory operation and handing over complete Cable Trays for Communication Systems; including all necessary accessories, fittings, Support, fixation, cable bonding and labelling, cable management, licenses and all required software ; complete; As shown on drawings and described in specifications | Supply, installation, testing, commissioning, putting into satisfactory operation and handing over complete Cable Trays for Communication Systems; including all necessary accessories, fittings, Support, fixation, cable bonding and labelling, cable management, licenses and all required software ; complete; As shown on drawings and described in specifications | A | Horizontal cable tray 150 x100mm | 150 | m | 40 | 6000 | 37.2 | 5580
FAZ | 27 | COMMUNICATIONS | 270536 | CABLE TRAYS FOR COMMUNICATIONS SYSTEMS | EL | Item | 1212 | Covered Cable Trays | Covered Cable Trays | B | Vertical cable tray 150 x 100 mm | 5 | m | 40 | 200 | 37.2 | 186
FAZ | 27 | COMMUNICATIONS | 271105 | COMMUNICATIONS EQUIPMENT ROOM FITTINGS (TIA) | EL | Other | 1213 | 271105 - COMMUNICATIONS EQUIPMENT ROOM FITTINGS (TIA) | 271105 - COMMUNICATIONS EQUIPMENT ROOM FITTINGS (TIA) |  | 271105 - COMMUNICATIONS EQUIPMENT ROOM FITTINGS (TIA)
FAZ | 27 | COMMUNICATIONS | 271105 | COMMUNICATIONS EQUIPMENT ROOM FITTINGS (TIA) | EL | Other | 1214 | Supply, installation, testing, commissioning, putting into satisfactory operation and handing over complete Communication Equipment Room Fittings ; including all necessary accessories, fittings, Support, fixation, cable bonding and labelling, cable management, licenses and all required software ; complete; As shown on drawings and described in specifications | Supply, installation, testing, commissioning, putting into satisfactory operation and handing over complete Communication Equipment Room Fittings ; including all necessary accessories, fittings, Support, fixation, cable bonding and labelling, cable management, licenses and all required software ; complete; As shown on drawings and described in specifications |  | Supply, installation, testing, commissioning, putting into satisfactory operation and handing over complete Communication Equipment Room Fittings ; including all necessary accessories, fittings, Support, fixation, cable bonding and labelling, cable management, licenses and all required software ; complete; As shown on drawings and described in specifications
FAZ | 27 | COMMUNICATIONS | 271105 | COMMUNICATIONS EQUIPMENT ROOM FITTINGS (TIA) | EL | Other | 1215 | Telecommunications equipment cabinets; wall-mounted; modular type; | Telecommunications equipment cabinets; wall-mounted; modular type; |  | Telecommunications equipment cabinets; wall-mounted; modular type;
FAZ | 27 | COMMUNICATIONS | 271105 | COMMUNICATIONS EQUIPMENT ROOM FITTINGS (TIA) | EL | Item | 1216 | Supply, installation, testing, commissioning, putting into satisfactory operation and handing over complete Communication Equipment Room Fittings ; including all necessary accessories, fittings, Support, fixation, cable bonding and labelling, cable management, licenses and all required software ; complete; As shown on drawings and described in specifications | Supply, installation, testing, commissioning, putting into satisfactory operation and handing over complete Communication Equipment Room Fittings ; including all necessary accessories, fittings, Support, fixation, cable bonding and labelling, cable management, licenses and all required software ; complete; As shown on drawings and described in specifications | A | Wall Mounted Cabinet, door & ventilation provisions as specified; 600 x 600 mm; 24 RU ; | 1 | Nr | 940 | 940 | 874.2 | 874.2
FAZ | 27 | COMMUNICATIONS | 271305 | COMMUNICATIONS BACKBONE CABLING (TIA) | EL | Other | 1217 | 271305 - COMMUNICATIONS BACKBONE CABLING (TIA) | 271305 - COMMUNICATIONS BACKBONE CABLING (TIA) |  | 271305 - COMMUNICATIONS BACKBONE CABLING (TIA)
FAZ | 27 | COMMUNICATIONS | 271305 | COMMUNICATIONS BACKBONE CABLING (TIA) | EL | Other | 1218 | Supply, installation, testing, commissioning, putting into satisfactory operation and handing over complete communication backbone cabling ; including all necessary accessories, fittings, Support, fixation, cable bonding and labelling, cable management, licenses and all required software ; complete; As shown on drawings and described in specifications | Supply, installation, testing, commissioning, putting into satisfactory operation and handing over complete communication backbone cabling ; including all necessary accessories, fittings, Support, fixation, cable bonding and labelling, cable management, licenses and all required software ; complete; As shown on drawings and described in specifications |  | Supply, installation, testing, commissioning, putting into satisfactory operation and handing over complete communication backbone cabling ; including all necessary accessories, fittings, Support, fixation, cable bonding and labelling, cable management, licenses and all required software ; complete; As shown on drawings and described in specifications
FAZ | 27 | COMMUNICATIONS | 271305 | COMMUNICATIONS BACKBONE CABLING (TIA) | EL | Other | 1219 | Backbone Cables: UTP; CAT 3; PVC sheathed; suitable for indoor use as specified; | Backbone Cables: UTP; CAT 3; PVC sheathed; suitable for indoor use as specified; |  | Backbone Cables: UTP; CAT 3; PVC sheathed; suitable for indoor use as specified;
FAZ | 27 | COMMUNICATIONS | 271305 | COMMUNICATIONS BACKBONE CABLING (TIA) | EL | Item | 1220 | Supply, installation, testing, commissioning, putting into satisfactory operation and handing over complete communication backbone cabling ; including all necessary accessories, fittings, Support, fixation, cable bonding and labelling, cable management, licenses and all required software ; complete; As shown on drawings and described in specifications | Supply, installation, testing, commissioning, putting into satisfactory operation and handing over complete communication backbone cabling ; including all necessary accessories, fittings, Support, fixation, cable bonding and labelling, cable management, licenses and all required software ; complete; As shown on drawings and described in specifications | B | 50-Pair Cat 3, UTP Cable; | 170 | m | 40 | 6800 | 37.2 | 6324
FAZ | 27 | COMMUNICATIONS | 271305 | COMMUNICATIONS BACKBONE CABLING (TIA) | EL | Other | 1221 | Main and Intermediate Cross-Connects | Main and Intermediate Cross-Connects |  | Main and Intermediate Cross-Connects
FAZ | 27 | COMMUNICATIONS | 271305 | COMMUNICATIONS BACKBONE CABLING (TIA) | EL | Item | 1222 | Supply, installation, testing, commissioning, putting into satisfactory operation and handing over complete communication backbone cabling ; including all necessary accessories, fittings, Support, fixation, cable bonding and labelling, cable management, licenses and all required software ; complete; As shown on drawings and described in specifications | Supply, installation, testing, commissioning, putting into satisfactory operation and handing over complete communication backbone cabling ; including all necessary accessories, fittings, Support, fixation, cable bonding and labelling, cable management, licenses and all required software ; complete; As shown on drawings and described in specifications | A | Main Distribution Frame (MDF) - 50 Pair | 1 | Nr | 2300 | 2300 | 2139 | 2139
FAZ | 27 | COMMUNICATIONS | 271305 | COMMUNICATIONS BACKBONE CABLING (TIA) | EL | Item | 1223 | Main and Intermediate Cross-Connects | Main and Intermediate Cross-Connects | B | IDC 110 Block (50 Pairs) | 1 | Nr | 2300 | 2300 | 2139 | 2139
FAZ | 27 | COMMUNICATIONS | 271505 | COMMUNICATIONS HORIZONTAL CABLING (TIA) | EL | Other | 1224 | 271505 - COMMUNICATIONS HORIZONTAL CABLING (TIA) | 271505 - COMMUNICATIONS HORIZONTAL CABLING (TIA) |  | 271505 - COMMUNICATIONS HORIZONTAL CABLING (TIA)
FAZ | 27 | COMMUNICATIONS | 271505 | COMMUNICATIONS HORIZONTAL CABLING (TIA) | EL | Other | 1225 | Supply, installation, testing, commissioning, putting into satisfactory operation and handing over complete communication horizontal cabling ; including all necessary accessories, fittings, Support, fixation, cable bonding and labelling, cable management, licenses and all required software ; complete; As shown on drawings and described in specifications | Supply, installation, testing, commissioning, putting into satisfactory operation and handing over complete communication horizontal cabling ; including all necessary accessories, fittings, Support, fixation, cable bonding and labelling, cable management, licenses and all required software ; complete; As shown on drawings and described in specifications |  | Supply, installation, testing, commissioning, putting into satisfactory operation and handing over complete communication horizontal cabling ; including all necessary accessories, fittings, Support, fixation, cable bonding and labelling, cable management, licenses and all required software ; complete; As shown on drawings and described in specifications
FAZ | 27 | COMMUNICATIONS | 271505 | COMMUNICATIONS HORIZONTAL CABLING (TIA) | EL | Other | 1226 | Telecommunications Outlets/Connectors | Telecommunications Outlets/Connectors |  | Telecommunications Outlets/Connectors
FAZ | 27 | COMMUNICATIONS | 271505 | COMMUNICATIONS HORIZONTAL CABLING (TIA) | EL | Item | 1227 | Supply, installation, testing, commissioning, putting into satisfactory operation and handing over complete communication horizontal cabling ; including all necessary accessories, fittings, Support, fixation, cable bonding and labelling, cable management, licenses and all required software ; complete; As shown on drawings and described in specifications | Supply, installation, testing, commissioning, putting into satisfactory operation and handing over complete communication horizontal cabling ; including all necessary accessories, fittings, Support, fixation, cable bonding and labelling, cable management, licenses and all required software ; complete; As shown on drawings and described in specifications | C | Single (1) Cat 6A RJ45 Outlet; Wall-Mounted; | 11 | Nr | 105 | 1155 | 97.65 | 1074.15
FAZ | 27 | COMMUNICATIONS | 271505 | COMMUNICATIONS HORIZONTAL CABLING (TIA) | EL | Item | 1228 | Telecommunications Outlets/Connectors | Telecommunications Outlets/Connectors | D | Single (1) Cat 6A RJ45 Outlet; Ceiling-Mounted; | 4 | Nr | 110 | 440 | 102.3 | 409.2
FAZ | 27 | COMMUNICATIONS | 271505 | COMMUNICATIONS HORIZONTAL CABLING (TIA) | EL | Item | 1229 | Supply, installation, testing, commissioning, putting into satisfactory operation and handing over complete communication horizontal cabling ; including all necessary accessories, fittings, Support, fixation, cable bonding and labelling, cable management, licenses and all required software ; complete; As shown on drawings and described in specifications | Supply, installation, testing, commissioning, putting into satisfactory operation and handing over complete communication horizontal cabling ; including all necessary accessories, fittings, Support, fixation, cable bonding and labelling, cable management, licenses and all required software ; complete; As shown on drawings and described in specifications | E | Duplex (2) Cat 6A RJ45 Outlet; Wall-Mounted; | 5 | Nr | 110 | 550 | 102.3 | 511.5
FAZ | 27 | COMMUNICATIONS | 271505 | COMMUNICATIONS HORIZONTAL CABLING (TIA) | EL | Item | 1230 | Telecommunications Outlets/Connectors | Telecommunications Outlets/Connectors | F | Duplex (2) Cat 6A RJ45 Outlet; Floor-Mounted; | 1 | Nr |  |  | 0 | 0
FAZ | 27 | COMMUNICATIONS | 271505 | COMMUNICATIONS HORIZONTAL CABLING (TIA) | EL | Other | 1231 | Horizontal Cross-connects, | Horizontal Cross-connects, |  | Horizontal Cross-connects,
FAZ | 27 | COMMUNICATIONS | 271505 | COMMUNICATIONS HORIZONTAL CABLING (TIA) | EL | Item | 1232 | Telecommunications Outlets/Connectors | Telecommunications Outlets/Connectors | F | 48-Port Cat 6A UTP/STP RJ45; fully equipped; Patch Panels; | 1 | Nr | 250 | 250 | 232.5 | 232.5
FAZ | 27 | COMMUNICATIONS | 272109 | DATA COMM FOR CAMPUS NETWORK | EL | Other | 1233 | 272109 - DATA COMM FOR CAMPUS NETWORK | 272109 - DATA COMM FOR CAMPUS NETWORK |  | 272109 - DATA COMM FOR CAMPUS NETWORK
FAZ | 27 | COMMUNICATIONS | 272109 | DATA COMM FOR CAMPUS NETWORK | EL | Other | 1234 | Supply, installation, testing, commissioning, putting into satisfactory operation and handing over complete Data Communication Devices ; including all necessary accessories, fittings, Support, fixation, cable bonding and labelling, cable management, licenses and all required software ; complete; As shown on drawings and described in specifications | Supply, installation, testing, commissioning, putting into satisfactory operation and handing over complete Data Communication Devices ; including all necessary accessories, fittings, Support, fixation, cable bonding and labelling, cable management, licenses and all required software ; complete; As shown on drawings and described in specifications |  | Supply, installation, testing, commissioning, putting into satisfactory operation and handing over complete Data Communication Devices ; including all necessary accessories, fittings, Support, fixation, cable bonding and labelling, cable management, licenses and all required software ; complete; As shown on drawings and described in specifications
FAZ | 27 | COMMUNICATIONS | 272109 | DATA COMM FOR CAMPUS NETWORK | EL | Other | 1235 | Active communications and data processing equipment | Active communications and data processing equipment |  | Active communications and data processing equipment
FAZ | 27 | COMMUNICATIONS | 272109 | DATA COMM FOR CAMPUS NETWORK | EL | Item | 1236 | Supply, installation, testing, commissioning, putting into satisfactory operation and handing over complete Data Communication Devices ; including all necessary accessories, fittings, Support, fixation, cable bonding and labelling, cable management, licenses and all required software ; complete; As shown on drawings and described in specifications | Supply, installation, testing, commissioning, putting into satisfactory operation and handing over complete Data Communication Devices ; including all necessary accessories, fittings, Support, fixation, cable bonding and labelling, cable management, licenses and all required software ; complete; As shown on drawings and described in specifications | A | 48-Ports Access data switches ; | 1 | Nr | 1250 | 1250 | 1162.5 | 1162.5
FAZ | 27 | COMMUNICATIONS | 272133 | WIRELESS DATA NETWORK | EL | Other | 1237 | 272133 - WIRELESS DATA NETWORK | 272133 - WIRELESS DATA NETWORK |  | 272133 - WIRELESS DATA NETWORK
FAZ | 27 | COMMUNICATIONS | 272133 | WIRELESS DATA NETWORK | EL | Other | 1238 | Supply, installation, testing, commissioning, putting into satisfactory operation and handing over complete Wireless Data Network ; including all necessary accessories, fittings, Support, fixation, cable bonding and labelling, cable management, licenses and all required software ; complete; As shown on drawings and described in specifications | Supply, installation, testing, commissioning, putting into satisfactory operation and handing over complete Wireless Data Network ; including all necessary accessories, fittings, Support, fixation, cable bonding and labelling, cable management, licenses and all required software ; complete; As shown on drawings and described in specifications |  | Supply, installation, testing, commissioning, putting into satisfactory operation and handing over complete Wireless Data Network ; including all necessary accessories, fittings, Support, fixation, cable bonding and labelling, cable management, licenses and all required software ; complete; As shown on drawings and described in specifications
FAZ | 27 | COMMUNICATIONS | 272133 | WIRELESS DATA NETWORK | EL | Other | 1239 | Wireless data network components | Wireless data network components |  | Wireless data network components
FAZ | 27 | COMMUNICATIONS | 272133 | WIRELESS DATA NETWORK | EL | Item | 1240 | Supply, installation, testing, commissioning, putting into satisfactory operation and handing over complete Wireless Data Network ; including all necessary accessories, fittings, Support, fixation, cable bonding and labelling, cable management, licenses and all required software ; complete; As shown on drawings and described in specifications | Supply, installation, testing, commissioning, putting into satisfactory operation and handing over complete Wireless Data Network ; including all necessary accessories, fittings, Support, fixation, cable bonding and labelling, cable management, licenses and all required software ; complete; As shown on drawings and described in specifications | B | Wireless controllers, | 1 | Item | 3100 | 3100 | 2883 | 2883
FAZ | 27 | COMMUNICATIONS | 272133 | WIRELESS DATA NETWORK | EL | Item | 1241 | Wireless data network components | Wireless data network components | C | Wireless radio access points and antennas; | 4 | Nr | 280 | 1120 | 260.4 | 1041.6
FAZ | 27 | COMMUNICATIONS | 272133 | WIRELESS DATA NETWORK | EL | Item | 1242 | Supply, installation, testing, commissioning, putting into satisfactory operation and handing over complete Wireless Data Network ; including all necessary accessories, fittings, Support, fixation, cable bonding and labelling, cable management, licenses and all required software ; complete; As shown on drawings and described in specifications | Supply, installation, testing, commissioning, putting into satisfactory operation and handing over complete Wireless Data Network ; including all necessary accessories, fittings, Support, fixation, cable bonding and labelling, cable management, licenses and all required software ; complete; As shown on drawings and described in specifications | D | Wireless data network system administration software; | 1 | Item | 780 | 780 | 725.4 | 725.4
FAZ | 27 | COMMUNICATIONS | 272133 | WIRELESS DATA NETWORK | EL | Item | 1243 | Wireless data network components | Wireless data network components | A | Access and security control software; | 1 | Item | 940 | 940 | 874.2 | 874.2
FAZ | 27 | COMMUNICATIONS | 274133 | MASTER ANTENNA TELEVISION SYSTEM | EL | Other | 1244 | 274133- MASTER ANTENNA TELEVISION SYSTEM | 274133- MASTER ANTENNA TELEVISION SYSTEM |  | 274133- MASTER ANTENNA TELEVISION SYSTEM
FAZ | 27 | COMMUNICATIONS | 274133 | MASTER ANTENNA TELEVISION SYSTEM | EL | Other | 1245 | Supply, installation, testing, commissioning, putting into satisfactory operation and handing over complete Master Antenna Television System; including all necessary accessories, fittings, Support, fixation, cable bonding and labelling, cable management, licenses and all required software ; complete; As shown on drawings and described in specifications | Supply, installation, testing, commissioning, putting into satisfactory operation and handing over complete Master Antenna Television System; including all necessary accessories, fittings, Support, fixation, cable bonding and labelling, cable management, licenses and all required software ; complete; As shown on drawings and described in specifications |  | Supply, installation, testing, commissioning, putting into satisfactory operation and handing over complete Master Antenna Television System; including all necessary accessories, fittings, Support, fixation, cable bonding and labelling, cable management, licenses and all required software ; complete; As shown on drawings and described in specifications
FAZ | 27 | COMMUNICATIONS | 274133 | MASTER ANTENNA TELEVISION SYSTEM | EL | Item | 1246 | 274133- MASTER ANTENNA TELEVISION SYSTEM | 274133- MASTER ANTENNA TELEVISION SYSTEM | B | Satellite Dish | 1 | Nr | 250 | 250 | 232.5 | 232.5
FAZ | 27 | COMMUNICATIONS | 274133 | MASTER ANTENNA TELEVISION SYSTEM | EL | Item | 1247 | Supply, installation, testing, commissioning, putting into satisfactory operation and handing over complete Master Antenna Television System; including all necessary accessories, fittings, Support, fixation, cable bonding and labelling, cable management, licenses and all required software ; complete; As shown on drawings and described in specifications | Supply, installation, testing, commissioning, putting into satisfactory operation and handing over complete Master Antenna Television System; including all necessary accessories, fittings, Support, fixation, cable bonding and labelling, cable management, licenses and all required software ; complete; As shown on drawings and described in specifications | C | Quad LNB | 1 | Nr | 125 | 125 | 116.25 | 116.25
FAZ | 27 | COMMUNICATIONS | 274133 | MASTER ANTENNA TELEVISION SYSTEM | EL | Item | 1248 | 274133- MASTER ANTENNA TELEVISION SYSTEM | 274133- MASTER ANTENNA TELEVISION SYSTEM | D | Multiswitch (5 input / 24 output) | 1 | Nr | 940 | 940 | 874.2 | 874.2
FAZ | 27 | COMMUNICATIONS | 274133 | MASTER ANTENNA TELEVISION SYSTEM | EL | Item | 1249 | Supply, installation, testing, commissioning, putting into satisfactory operation and handing over complete Master Antenna Television System; including all necessary accessories, fittings, Support, fixation, cable bonding and labelling, cable management, licenses and all required software ; complete; As shown on drawings and described in specifications | Supply, installation, testing, commissioning, putting into satisfactory operation and handing over complete Master Antenna Television System; including all necessary accessories, fittings, Support, fixation, cable bonding and labelling, cable management, licenses and all required software ; complete; As shown on drawings and described in specifications | E | MATV Outlets; Wall Mounted | 7 | Nr | 130 | 910 | 120.9 | 846.3
FAZ | 27 | COMMUNICATIONS | 274116 | INTEGRATED AUDIOVISUAL SYSTEMS AND EQUIPMENT - FOR AUDITORIUM | EL | Other | 1250 | 274116 - INTEGRATED AUDIOVISUAL SYSTEMS AND EQUIPMENT - FOR AUDITORIUM | 274116 - INTEGRATED AUDIOVISUAL SYSTEMS AND EQUIPMENT - FOR AUDITORIUM |  | 274116 - INTEGRATED AUDIOVISUAL SYSTEMS AND EQUIPMENT - FOR AUDITORIUM
FAZ | 27 | COMMUNICATIONS | 274116 | INTEGRATED AUDIOVISUAL SYSTEMS AND EQUIPMENT - FOR AUDITORIUM | EL | Other | 1251 | Supply, installation, testing, commissioning, putting into satisfactory operation and handing over complete Integrated AV System ; including all necessary accessories, fittings, Support, fixation, cable bonding and labelling, cable management, licenses and all required software ; complete; As shown on drawings and described in specifications | Supply, installation, testing, commissioning, putting into satisfactory operation and handing over complete Integrated AV System ; including all necessary accessories, fittings, Support, fixation, cable bonding and labelling, cable management, licenses and all required software ; complete; As shown on drawings and described in specifications |  | Supply, installation, testing, commissioning, putting into satisfactory operation and handing over complete Integrated AV System ; including all necessary accessories, fittings, Support, fixation, cable bonding and labelling, cable management, licenses and all required software ; complete; As shown on drawings and described in specifications
FAZ | 27 | COMMUNICATIONS | 274116 | INTEGRATED AUDIOVISUAL SYSTEMS AND EQUIPMENT - FOR AUDITORIUM | EL | Other | 1252 | Signal Processing and Central Equipment: | Signal Processing and Central Equipment: |  | Signal Processing and Central Equipment:
FAZ | 27 | COMMUNICATIONS | 274116 | INTEGRATED AUDIOVISUAL SYSTEMS AND EQUIPMENT - FOR AUDITORIUM | EL | Item | 1253 | Supply, installation, testing, commissioning, putting into satisfactory operation and handing over complete Integrated AV System ; including all necessary accessories, fittings, Support, fixation, cable bonding and labelling, cable management, licenses and all required software ; complete; As shown on drawings and described in specifications | Supply, installation, testing, commissioning, putting into satisfactory operation and handing over complete Integrated AV System ; including all necessary accessories, fittings, Support, fixation, cable bonding and labelling, cable management, licenses and all required software ; complete; As shown on drawings and described in specifications | F | Control system; | 1 | Item |  |  | 0 | 0
FAZ | 27 | COMMUNICATIONS | 274116 | INTEGRATED AUDIOVISUAL SYSTEMS AND EQUIPMENT - FOR AUDITORIUM | EL | Item | 1254 | Signal Processing and Central Equipment: | Signal Processing and Central Equipment: | A | Signal Processing Equipment; | 1 | Item |  |  | 0 | 0
FAZ | 27 | COMMUNICATIONS | 274116 | INTEGRATED AUDIOVISUAL SYSTEMS AND EQUIPMENT - FOR AUDITORIUM | EL | Other | 1255 | Video Projection Equipment & Accessories | Video Projection Equipment & Accessories |  | Video Projection Equipment & Accessories
FAZ | 27 | COMMUNICATIONS | 274116 | INTEGRATED AUDIOVISUAL SYSTEMS AND EQUIPMENT - FOR AUDITORIUM | EL | Item | 1256 | Signal Processing and Central Equipment: | Signal Processing and Central Equipment: | B | Projector | 1 | Nr |  |  | 0 | 0
FAZ | 27 | COMMUNICATIONS | 274116 | INTEGRATED AUDIOVISUAL SYSTEMS AND EQUIPMENT - FOR AUDITORIUM | EL | Item | 1257 | Video Projection Equipment & Accessories | Video Projection Equipment & Accessories | C | Projector Mount | 1 | Nr |  |  | 0 | 0
FAZ | 27 | COMMUNICATIONS | 274116 | INTEGRATED AUDIOVISUAL SYSTEMS AND EQUIPMENT - FOR AUDITORIUM | EL | Item | 1258 | Signal Processing and Central Equipment: | Signal Processing and Central Equipment: | D | Motorized screen (267x356 cm) | 1 | Nr |  |  | 0 | 0
FAZ | 27 | COMMUNICATIONS | 274116 | INTEGRATED AUDIOVISUAL SYSTEMS AND EQUIPMENT - FOR AUDITORIUM | EL | Other | 1259 | Sound Re-inforcement Equipment: | Sound Re-inforcement Equipment: |  | Sound Re-inforcement Equipment:
FAZ | 27 | COMMUNICATIONS | 274116 | INTEGRATED AUDIOVISUAL SYSTEMS AND EQUIPMENT - FOR AUDITORIUM | EL | Item | 1260 | Signal Processing and Central Equipment: | Signal Processing and Central Equipment: | E | Ceiling loudspeakers | 10 | Nr |  |  | 0 | 0
FAZ | 27 | COMMUNICATIONS | 274116 | INTEGRATED AUDIOVISUAL SYSTEMS AND EQUIPMENT - FOR AUDITORIUM | EL | Item | 1261 | Sound Re-inforcement Equipment: | Sound Re-inforcement Equipment: | F | Hardwired microphone | 3 | Nr |  |  | 0 | 0
FAZ | 27 | COMMUNICATIONS | 274116 | INTEGRATED AUDIOVISUAL SYSTEMS AND EQUIPMENT - FOR AUDITORIUM | EL | Item | 1262 | Signal Processing and Central Equipment: | Signal Processing and Central Equipment: | G | Wireless microphone | 2 | Nr |  |  | 0 | 0
FAZ | 27 | COMMUNICATIONS | 274116 | INTEGRATED AUDIOVISUAL SYSTEMS AND EQUIPMENT - FOR AUDITORIUM | EL | Other | 1263 | Miscellaneous Components: | Miscellaneous Components: |  | Miscellaneous Components:
FAZ | 27 | COMMUNICATIONS | 274116 | INTEGRATED AUDIOVISUAL SYSTEMS AND EQUIPMENT - FOR AUDITORIUM | EL | Item | 1264 | Signal Processing and Central Equipment: | Signal Processing and Central Equipment: | H | AV floor box | 1 | Nr |  |  | 0 | 0
FAZ | 27 | COMMUNICATIONS | 274116 | INTEGRATED AUDIOVISUAL SYSTEMS AND EQUIPMENT - FOR AUDITORIUM | EL | Item | 1265 | Miscellaneous Components: | Miscellaneous Components: | J | AV wall plat | 1 | Nr |  |  | 0 | 0
FAZ | 27 | COMMUNICATIONS | 274116 | INTEGRATED AUDIOVISUAL SYSTEMS AND EQUIPMENT - FOR AUDITORIUM | EL | Item | 1266 | Signal Processing and Central Equipment: | Signal Processing and Central Equipment: | K | Touch Panel, (Wireless Touch Panel, 10.1"), | 1 | Nr |  |  | 0 | 0
FAZ | 27 | COMMUNICATIONS | 274116 | INTEGRATED AUDIOVISUAL SYSTEMS AND EQUIPMENT - FOR AUDITORIUM | EL | Other | 1267 | A/V Equipment Racks/ Cabinets | A/V Equipment Racks/ Cabinets |  | A/V Equipment Racks/ Cabinets
FAZ | 27 | COMMUNICATIONS | 274116 | INTEGRATED AUDIOVISUAL SYSTEMS AND EQUIPMENT - FOR AUDITORIUM | EL | Item | 1268 | Signal Processing and Central Equipment: | Signal Processing and Central Equipment: | L | A/V Racks/Credenza; | 1 | Nr |  |  | 0 | 0
FAZ | 27 | COMMUNICATIONS | 275118 | PUBLIC ADDRESS / VOICE ALARM (PA/VA) SYSTEM | EL | Other | 1269 | 275118 - PUBLIC ADDRESS / VOICE ALARM (PA/VA) SYSTEM | 275118 - PUBLIC ADDRESS / VOICE ALARM (PA/VA) SYSTEM |  | 275118 - PUBLIC ADDRESS / VOICE ALARM (PA/VA) SYSTEM
FAZ | 27 | COMMUNICATIONS | 275118 | PUBLIC ADDRESS / VOICE ALARM (PA/VA) SYSTEM | EL | Other | 1270 | Supply, installation, testing, commissioning, putting into satisfactory operation and handing over complete Public Address and Voice Alarm (PA/VA) System ; including all necessary accessories, fittings, Support, fixation, cable bonding and labelling, cable management, licenses and all required software ; complete; As shown on drawings and described in specifications | Supply, installation, testing, commissioning, putting into satisfactory operation and handing over complete Public Address and Voice Alarm (PA/VA) System ; including all necessary accessories, fittings, Support, fixation, cable bonding and labelling, cable management, licenses and all required software ; complete; As shown on drawings and described in specifications |  | Supply, installation, testing, commissioning, putting into satisfactory operation and handing over complete Public Address and Voice Alarm (PA/VA) System ; including all necessary accessories, fittings, Support, fixation, cable bonding and labelling, cable management, licenses and all required software ; complete; As shown on drawings and described in specifications
FAZ | 27 | COMMUNICATIONS | 275118 | PUBLIC ADDRESS / VOICE ALARM (PA/VA) SYSTEM | EL | Other | 1271 | Central (Headend) System Components; | Central (Headend) System Components; |  | Central (Headend) System Components;
FAZ | 27 | COMMUNICATIONS | 275118 | PUBLIC ADDRESS / VOICE ALARM (PA/VA) SYSTEM | EL | Item | 1272 | Supply, installation, testing, commissioning, putting into satisfactory operation and handing over complete Public Address and Voice Alarm (PA/VA) System ; including all necessary accessories, fittings, Support, fixation, cable bonding and labelling, cable management, licenses and all required software ; complete; As shown on drawings and described in specifications | Supply, installation, testing, commissioning, putting into satisfactory operation and handing over complete Public Address and Voice Alarm (PA/VA) System ; including all necessary accessories, fittings, Support, fixation, cable bonding and labelling, cable management, licenses and all required software ; complete; As shown on drawings and described in specifications | A | PA system headend equipment, as specified; | 1 | Item | 7800 | 7800 | 7254 | 7254
FAZ | 27 | COMMUNICATIONS | 275118 | PUBLIC ADDRESS / VOICE ALARM (PA/VA) SYSTEM | EL | Other | 1273 | System Peripheral Devices; | System Peripheral Devices; |  | System Peripheral Devices;
FAZ | 27 | COMMUNICATIONS | 275118 | PUBLIC ADDRESS / VOICE ALARM (PA/VA) SYSTEM | EL | Item | 1274 | Supply, installation, testing, commissioning, putting into satisfactory operation and handing over complete Public Address and Voice Alarm (PA/VA) System ; including all necessary accessories, fittings, Support, fixation, cable bonding and labelling, cable management, licenses and all required software ; complete; As shown on drawings and described in specifications | Supply, installation, testing, commissioning, putting into satisfactory operation and handing over complete Public Address and Voice Alarm (PA/VA) System ; including all necessary accessories, fittings, Support, fixation, cable bonding and labelling, cable management, licenses and all required software ; complete; As shown on drawings and described in specifications | B | Paging Microphone | 1 | Nr | 1250 | 1250 | 1162.5 | 1162.5
FAZ | 27 | COMMUNICATIONS | 275118 | PUBLIC ADDRESS / VOICE ALARM (PA/VA) SYSTEM | EL | Item | 1275 | System Peripheral Devices; | System Peripheral Devices; | C | Ceiling mounted speaker (6w) | 90 | Nr | 110 | 9900 | 102.3 | 9207
FAZ | 27 | COMMUNICATIONS | 275118 | PUBLIC ADDRESS / VOICE ALARM (PA/VA) SYSTEM | EL | Item | 1276 | Supply, installation, testing, commissioning, putting into satisfactory operation and handing over complete Public Address and Voice Alarm (PA/VA) System ; including all necessary accessories, fittings, Support, fixation, cable bonding and labelling, cable management, licenses and all required software ; complete; As shown on drawings and described in specifications | Supply, installation, testing, commissioning, putting into satisfactory operation and handing over complete Public Address and Voice Alarm (PA/VA) System ; including all necessary accessories, fittings, Support, fixation, cable bonding and labelling, cable management, licenses and all required software ; complete; As shown on drawings and described in specifications | D | Noise-operated gain controllers (Volume attenuator stations); | 1 | Nr | 780 | 780 | 725.4 | 725.4
FAZ | 27 | COMMUNICATIONS | 275118 | PUBLIC ADDRESS / VOICE ALARM (PA/VA) SYSTEM | EL | Other | 1277 | A/V Equipment Racks/ Cabinets | A/V Equipment Racks/ Cabinets |  | A/V Equipment Racks/ Cabinets
FAZ | 27 | COMMUNICATIONS | 275118 | PUBLIC ADDRESS / VOICE ALARM (PA/VA) SYSTEM | EL | Item | 1278 | Supply, installation, testing, commissioning, putting into satisfactory operation and handing over complete Public Address and Voice Alarm (PA/VA) System ; including all necessary accessories, fittings, Support, fixation, cable bonding and labelling, cable management, licenses and all required software ; complete; As shown on drawings and described in specifications | Supply, installation, testing, commissioning, putting into satisfactory operation and handing over complete Public Address and Voice Alarm (PA/VA) System ; including all necessary accessories, fittings, Support, fixation, cable bonding and labelling, cable management, licenses and all required software ; complete; As shown on drawings and described in specifications | E | Public Address Rack; | 1 | Nr | 4700 | 4700 | 4371 | 4371
FAZ | 27 | COMMUNICATIONS | 275223 | NURSE CALL-CODE BLUE SYSTEMS | EL | Other | 1279 | 275223- NURSE CALL-CODE BLUE SYSTEMS | 275223- NURSE CALL-CODE BLUE SYSTEMS |  | 275223- NURSE CALL-CODE BLUE SYSTEMS
FAZ | 27 | COMMUNICATIONS | 275223 | NURSE CALL-CODE BLUE SYSTEMS | EL | Other | 1280 | Supply, installation, testing, commissioning, putting into satisfactory operation and handing over complete Nurse Call System ; including all necessary accessories, fittings, Support, fixation, cable bonding and labelling, cable management, licenses and all required software ; complete; As shown on drawings and described in specifications | Supply, installation, testing, commissioning, putting into satisfactory operation and handing over complete Nurse Call System ; including all necessary accessories, fittings, Support, fixation, cable bonding and labelling, cable management, licenses and all required software ; complete; As shown on drawings and described in specifications |  | Supply, installation, testing, commissioning, putting into satisfactory operation and handing over complete Nurse Call System ; including all necessary accessories, fittings, Support, fixation, cable bonding and labelling, cable management, licenses and all required software ; complete; As shown on drawings and described in specifications
FAZ | 27 | COMMUNICATIONS | 275223 | NURSE CALL-CODE BLUE SYSTEMS | EL | Item | 1281 | 275223- NURSE CALL-CODE BLUE SYSTEMS | 275223- NURSE CALL-CODE BLUE SYSTEMS | A | Nurse Call Workstation | 1 | Nr | 2500 | 2500 | 2325 | 2325
FAZ | 27 | COMMUNICATIONS | 275223 | NURSE CALL-CODE BLUE SYSTEMS | EL | Item | 1282 | Supply, installation, testing, commissioning, putting into satisfactory operation and handing over complete Nurse Call System ; including all necessary accessories, fittings, Support, fixation, cable bonding and labelling, cable management, licenses and all required software ; complete; As shown on drawings and described in specifications | Supply, installation, testing, commissioning, putting into satisfactory operation and handing over complete Nurse Call System ; including all necessary accessories, fittings, Support, fixation, cable bonding and labelling, cable management, licenses and all required software ; complete; As shown on drawings and described in specifications | B | Nurse Call Type-B | 6 | Nr | 1500 | 9000 | 1395 | 8370
FAZ | 27 | COMMUNICATIONS | 275223 | NURSE CALL-CODE BLUE SYSTEMS | EL | Item | 1283 | 275223- NURSE CALL-CODE BLUE SYSTEMS | 275223- NURSE CALL-CODE BLUE SYSTEMS | C | Nurse Call Type-C | 1 | Nr | 1400 | 1400 | 1302 | 1302
FAZ | 27 | COMMUNICATIONS | 275223 | NURSE CALL-CODE BLUE SYSTEMS | EL | Item | 1284 | Supply, installation, testing, commissioning, putting into satisfactory operation and handing over complete Nurse Call System ; including all necessary accessories, fittings, Support, fixation, cable bonding and labelling, cable management, licenses and all required software ; complete; As shown on drawings and described in specifications | Supply, installation, testing, commissioning, putting into satisfactory operation and handing over complete Nurse Call System ; including all necessary accessories, fittings, Support, fixation, cable bonding and labelling, cable management, licenses and all required software ; complete; As shown on drawings and described in specifications | D | Nurse Call Type-D | 1 | Nr | 1400 | 1400 | 1302 | 1302
FAZ | 27 | COMMUNICATIONS | 275223 | NURSE CALL-CODE BLUE SYSTEMS | EL | Other | 1285 | 275223- NURSE CALL-CODE BLUE SYSTEMS | 275223- NURSE CALL-CODE BLUE SYSTEMS | BILL NO. 27 - COMMUNICATIONS |  |  |  | J.D | 69080
FAZ | 27 | COMMUNICATIONS | To Summary | To Summary |  | Bill Sum | 1286 | Supply, installation, testing, commissioning, putting into satisfactory operation and handing over complete Nurse Call System ; including all necessary accessories, fittings, Support, fixation, cable bonding and labelling, cable management, licenses and all required software ; complete; As shown on drawings and described in specifications | Supply, installation, testing, commissioning, putting into satisfactory operation and handing over complete Nurse Call System ; including all necessary accessories, fittings, Support, fixation, cable bonding and labelling, cable management, licenses and all required software ; complete; As shown on drawings and described in specifications | To Summary
FAZ | 28 | ELECTRONIC SAFETY AND SECURITY | 284621.13 | CONVENTIONAL FIRE ALARM SYSTEM | EL | Other | 1287 | 275223- NURSE CALL-CODE BLUE SYSTEMS | 275223- NURSE CALL-CODE BLUE SYSTEMS | BILL NO. 28
FAZ | 28 | ELECTRONIC SAFETY AND SECURITY | 284621.13 | CONVENTIONAL FIRE ALARM SYSTEM | EL | Other | 1288 | Supply, installation, testing, commissioning, putting into satisfactory operation and handing over complete Nurse Call System ; including all necessary accessories, fittings, Support, fixation, cable bonding and labelling, cable management, licenses and all required software ; complete; As shown on drawings and described in specifications | Supply, installation, testing, commissioning, putting into satisfactory operation and handing over complete Nurse Call System ; including all necessary accessories, fittings, Support, fixation, cable bonding and labelling, cable management, licenses and all required software ; complete; As shown on drawings and described in specifications | ELECTRONIC SAFETY AND SECURITY
FAZ | 28 | ELECTRONIC SAFETY AND SECURITY | 284621.13 | CONVENTIONAL FIRE ALARM SYSTEM | EL | Other | 1289 | 275223- NURSE CALL-CODE BLUE SYSTEMS | 275223- NURSE CALL-CODE BLUE SYSTEMS | Item | Description | Qty | Unit | Rate | Amount
FAZ | 28 | ELECTRONIC SAFETY AND SECURITY | 284621.13 | CONVENTIONAL FIRE ALARM SYSTEM | EL | Other | 1290 | Supply, installation, testing, commissioning, putting into satisfactory operation and handing over complete Nurse Call System ; including all necessary accessories, fittings, Support, fixation, cable bonding and labelling, cable management, licenses and all required software ; complete; As shown on drawings and described in specifications | Supply, installation, testing, commissioning, putting into satisfactory operation and handing over complete Nurse Call System ; including all necessary accessories, fittings, Support, fixation, cable bonding and labelling, cable management, licenses and all required software ; complete; As shown on drawings and described in specifications | [5 empty] | JD
FAZ | 28 | ELECTRONIC SAFETY AND SECURITY | 284621.13 | CONVENTIONAL FIRE ALARM SYSTEM | EL | Other | 1291 | 284621.13 - CONVENTIONAL FIRE ALARM SYSTEM | 284621.13 - CONVENTIONAL FIRE ALARM SYSTEM |  | 284621.13 - CONVENTIONAL FIRE ALARM SYSTEM
FAZ | 28 | ELECTRONIC SAFETY AND SECURITY | 284621.13 | CONVENTIONAL FIRE ALARM SYSTEM | EL | Other | 1292 | Supply, installation, testing, commissioning, putting into satisfactory operation and handing over complete Fire Alarm System ; including all necessary accessories, fittings, Support, fixation, cable bonding and labelling, cable management, licenses and all required software ; complete; As shown on drawings and described in specifications | Fire Alarm Control Unit |  | Supply, installation, testing, commissioning, putting into satisfactory operation and handing over complete Fire Alarm System ; including all necessary accessories, fittings, Support, fixation, cable bonding and labelling, cable management, licenses and all required software ; complete; As shown on drawings and described in specifications
FAZ | 28 | ELECTRONIC SAFETY AND SECURITY | 284621.13 | CONVENTIONAL FIRE ALARM SYSTEM | EL | Other | 1293 | Supply, installation, testing, commissioning, putting into satisfactory operation and handing over complete Fire Alarm System ; including all necessary accessories, fittings, Support, fixation, cable bonding and labelling, cable management, licenses and all required software ; complete; As shown on drawings and described in specifications | Fire Alarm Control Unit |  | Fire Alarm Control Unit |  |  |  | 0
FAZ | 28 | ELECTRONIC SAFETY AND SECURITY | 284621.13 | CONVENTIONAL FIRE ALARM SYSTEM | EL | Item | 1294 | Supply, installation, testing, commissioning, putting into satisfactory operation and handing over complete Fire Alarm System ; including all necessary accessories, fittings, Support, fixation, cable bonding and labelling, cable management, licenses and all required software ; complete; As shown on drawings and described in specifications | Fire Alarm Control Unit | A | Fire Alarm Control Panel (FACP) | 1 | Nr | 2000 | 2000 | 1860 | 1860
FAZ | 28 | ELECTRONIC SAFETY AND SECURITY | 284621.13 | CONVENTIONAL FIRE ALARM SYSTEM | EL | Other | 1295 | Fire-alarm signal initiation devices | Fire-alarm signal initiation devices |  | Fire-alarm signal initiation devices |  |  |  | 0
FAZ | 28 | ELECTRONIC SAFETY AND SECURITY | 284621.13 | CONVENTIONAL FIRE ALARM SYSTEM | EL | Item | 1296 | Supply, installation, testing, commissioning, putting into satisfactory operation and handing over complete Fire Alarm System ; including all necessary accessories, fittings, Support, fixation, cable bonding and labelling, cable management, licenses and all required software ; complete; As shown on drawings and described in specifications | Fire Alarm Control Unit | B | Manual fire alarm station | 4 | Nr | 115 | 460 | 106.95 | 427.8
FAZ | 28 | ELECTRONIC SAFETY AND SECURITY | 284621.13 | CONVENTIONAL FIRE ALARM SYSTEM | EL | Item | 1297 | Fire-alarm signal initiation devices | Fire-alarm signal initiation devices | C | Smoke detectors, photoelectric type; | 40 | Nr | 95 | 3800 | 88.35 | 3534
FAZ | 28 | ELECTRONIC SAFETY AND SECURITY | 284621.13 | CONVENTIONAL FIRE ALARM SYSTEM | EL | Item | 1298 | Supply, installation, testing, commissioning, putting into satisfactory operation and handing over complete Fire Alarm System ; including all necessary accessories, fittings, Support, fixation, cable bonding and labelling, cable management, licenses and all required software ; complete; As shown on drawings and described in specifications | Fire Alarm Control Unit | D | Smoke detectors, photoelectric type; With Sounder Base | 6 | Nr | 95 | 570 | 88.35 | 530.1
FAZ | 28 | ELECTRONIC SAFETY AND SECURITY | 284621.13 | CONVENTIONAL FIRE ALARM SYSTEM | EL | Item | 1299 | Fire-alarm signal initiation devices | Fire-alarm signal initiation devices | E | Combined Optical/Heat detector (Multicriteria detector) | 4 | Nr | 105 | 420 | 97.65 | 390.6
FAZ | 28 | ELECTRONIC SAFETY AND SECURITY | 284621.13 | CONVENTIONAL FIRE ALARM SYSTEM | EL | Item | 1300 | Supply, installation, testing, commissioning, putting into satisfactory operation and handing over complete Fire Alarm System ; including all necessary accessories, fittings, Support, fixation, cable bonding and labelling, cable management, licenses and all required software ; complete; As shown on drawings and described in specifications | Fire Alarm Control Unit | F | Heat detector | 3 | Nr | 95 | 285 | 88.35 | 265.05
FAZ | 28 | ELECTRONIC SAFETY AND SECURITY | 284621.13 | CONVENTIONAL FIRE ALARM SYSTEM | EL | Item | 1301 | Fire-alarm signal initiation devices | Fire-alarm signal initiation devices | G | Duct Smoke Detectors | 1 | Item | 2000 | 2000 | 1860 | 1860
FAZ | 28 | ELECTRONIC SAFETY AND SECURITY | 284621.13 | CONVENTIONAL FIRE ALARM SYSTEM | EL | Other | 1302 | Fire-alarm Notification devices | Fire-alarm Notification devices |  | Fire-alarm Notification devices |  |  |  | 0
FAZ | 28 | ELECTRONIC SAFETY AND SECURITY | 284621.13 | CONVENTIONAL FIRE ALARM SYSTEM | EL | Item | 1303 | Fire-alarm signal initiation devices | Fire-alarm signal initiation devices | A | Wall mounted Strobe light - 15 cd | 12 | Nr | 60 | 720 | 55.8 | 669.6
FAZ | 28 | ELECTRONIC SAFETY AND SECURITY | 284621.13 | CONVENTIONAL FIRE ALARM SYSTEM | EL | Item | 1304 | Fire-alarm Notification devices | Fire-alarm Notification devices | B | Wall mounted Strobe light - 30 cd | 2 | Nr | 85 | 170 | 79.05 | 158.1
FAZ | 28 | ELECTRONIC SAFETY AND SECURITY | 284621.13 | CONVENTIONAL FIRE ALARM SYSTEM | EL | Item | 1305 | Fire-alarm signal initiation devices | Fire-alarm signal initiation devices | C | Wall mounted Strobe light - 60 cd | 2 | Nr |  | 0 | 0 | 0
FAZ | 28 | ELECTRONIC SAFETY AND SECURITY | 284621.13 | CONVENTIONAL FIRE ALARM SYSTEM | EL | Item | 1306 | Fire-alarm Notification devices | Fire-alarm Notification devices | C | Wall mounted Strobe light - 95 cd | 1 | Nr | 175 | 175 | 162.75 | 162.75
FAZ | 28 | ELECTRONIC SAFETY AND SECURITY | 284621.13 | CONVENTIONAL FIRE ALARM SYSTEM | EL | Other | 1307 | Addressable interface devices, | Addressable interface devices, |  | Addressable interface devices, |  |  |  | 0
FAZ | 28 | ELECTRONIC SAFETY AND SECURITY | 284621.13 | CONVENTIONAL FIRE ALARM SYSTEM | EL | Item | 1308 | Fire-alarm Notification devices | Fire-alarm Notification devices | D | Control modules; | 2 | Nr | 175 | 350 | 162.75 | 325.5
FAZ | 28 | ELECTRONIC SAFETY AND SECURITY | 284621.13 | CONVENTIONAL FIRE ALARM SYSTEM | EL | Item | 1309 | Addressable interface devices, | Addressable interface devices, | E | Monitoring modules; | 2 | Nr | 175 | 350 | 162.75 | 325.5
FAZ | 28 | ELECTRONIC SAFETY AND SECURITY | 284621.13 | CONVENTIONAL FIRE ALARM SYSTEM | EL | Item | 1310 | Fire-alarm Notification devices | Fire-alarm Notification devices | F | Line isolation modules; | 1 | Item | 250 | 250 | 232.5 | 232.5
FAZ | 28 | ELECTRONIC SAFETY AND SECURITY | 284621.13 | CONVENTIONAL FIRE ALARM SYSTEM | EL | Item | 1311 | Addressable interface devices, | Addressable interface devices, | G | End of line resistor/devices | 4 | Nr | 25 | 100 | 23.25 | 93
FAZ | 28 | ELECTRONIC SAFETY AND SECURITY | 284621.13 | CONVENTIONAL FIRE ALARM SYSTEM | EL | Other | 1312 | Fire-alarm Notification devices | Fire-alarm Notification devices | BILL NO. 28 - ELECTRONIC SAFETY AND SECURITY |  |  |  | J.D | 11650
FAZ | 28 | ELECTRONIC SAFETY AND SECURITY | To Summary | To Summary |  | Bill Sum | 1313 | Addressable interface devices, | Addressable interface devices, | To Summary
FAZ | 31 | EARTHWORK | 311000 | SITE CLEARING | GE | Other | 1314 | Fire-alarm Notification devices | Fire-alarm Notification devices |  |  | BILL NO. 31
FAZ | 31 | EARTHWORK | 311000 | SITE CLEARING | GE | Other | 1315 | Addressable interface devices, | Addressable interface devices, |  |  | EARTHWORK
FAZ | 31 | EARTHWORK | 311000 | SITE CLEARING | GE | Other | 1316 | Fire-alarm Notification devices | Fire-alarm Notification devices | Item | Description | Qty | Unit | Rate | Amount
FAZ | 31 | EARTHWORK | 311000 | SITE CLEARING | GE | Other | 1317 | Addressable interface devices, | Addressable interface devices, | [5 empty] | J.D
FAZ | 31 | EARTHWORK | 311000 | SITE CLEARING | GE | Other | 1318 | 311000 - SITE CLEARING | 311000 - SITE CLEARING |  | 311000 - SITE CLEARING
FAZ | 31 | EARTHWORK | 311000 | SITE CLEARING | GE | Other | 1319 | Site preparation | Site preparation |  | Site preparation
FAZ | 31 | EARTHWORK | 311000 | SITE CLEARING | GE | Item | 1320 | 311000 - SITE CLEARING | 311000 - SITE CLEARING | A | Clearing the site generally | 1 | Item |  | 0 | 0 | 0
FAZ | 31 | EARTHWORK | 311000 | SITE CLEARING | GE | Other | 1321 | Excavating | Excavating |  | Excavating
FAZ | 31 | EARTHWORK | 311000 | SITE CLEARING | GE | Item | 1322 | 311000 - SITE CLEARING | 311000 - SITE CLEARING | B | Excavation from existing levels for Foundation, Ground Beams, Pits, trenches and beds | 415 | m3 |  | 0 | 0 | 0
FAZ | 31 | EARTHWORK | 311000 | SITE CLEARING | GE | Other | 1323 | Filling | Filling |  | Filling
FAZ | 31 | EARTHWORK | 311000 | SITE CLEARING | GE | Item | 1324 | Filling | Filling | C | Filling from existing levels to makeup levels | 290 | m3 |  | 0 | 0 | 0
FAZ | 31 | EARTHWORK | 311000 | SITE CLEARING | GE | Other | 1325 | Filling | Filling | BILL No. 31 - EARTHWORK
FAZ | 31 | EARTHWORK | To Summary | To Summary |  | Bill Sum | 1326 | Filling | Filling | To Summary |  |  |  | J.D | 0
FAZ | 32 | EXTERIOR IMPROVEMENTS | 321400 | UNIT PAVING | LS | Other | 1327 | Filling | Filling |  |  | BILL NO. 32
FAZ | 32 | EXTERIOR IMPROVEMENTS | 321400 | UNIT PAVING | LS | Other | 1328 | Filling | Filling |  |  | EXTERIOR IMPROVEMENTS
FAZ | 32 | EXTERIOR IMPROVEMENTS | 321400 | UNIT PAVING | LS | Other | 1329 | Filling | Filling | Item | Description | Qty | Unit | Rate | Amount
FAZ | 32 | EXTERIOR IMPROVEMENTS | 311000 | UNIT PAVING | GE | Other | 1330 | Filling | Filling | [5 empty] | J.D
FAZ | 32 | EXTERIOR IMPROVEMENTS | 321400 | UNIT PAVING | LS | Other | 1331 | 321400 - UNIT PAVING | 321400 - UNIT PAVING |  | 321400 - UNIT PAVING
FAZ | 32 | EXTERIOR IMPROVEMENTS | 321400 | UNIT PAVING | LS | Other | 1332 | Precast concrete curb; ordinary Portland cement, smooth finish, reinforced; including fittings and fixings; complete; as specified and as Drg. A-501; detail 12 | Precast concrete curb; ordinary Portland cement, smooth finish, reinforced; including fittings and fixings; complete; as specified and as Drg. A-501; detail 12 |  | Precast concrete curb; ordinary Portland cement, smooth finish, reinforced; including fittings and fixings; complete; as specified and as Drg. A-501; detail 12
FAZ | 32 | EXTERIOR IMPROVEMENTS | 321400 | UNIT PAVING | LS | Item | 1333 | 321400 - UNIT PAVING | 321400 - UNIT PAVING | A | Curb; 150 x 300 high; with haunches | 210 | m |  | 0 | 0 | 0
FAZ | 32 | EXTERIOR IMPROVEMENTS | 321400 | UNIT PAVING | LS | Other | 1334 | Precast concrete tiles; including bedding mortar; to | Precast concrete tiles; including bedding mortar; to |  | Precast concrete tiles; including bedding mortar; to
FAZ | 32 | EXTERIOR IMPROVEMENTS | 321400 | UNIT PAVING | LS | Item | 1335 | 321400 - UNIT PAVING | 321400 - UNIT PAVING | B | Sidewalks and terraces; 40 thick | 464 | m2 |  | 0 | 0 | 0
FAZ | 32 | EXTERIOR IMPROVEMENTS | 321116.16 | AGGREGATE SUBBASE COURSE | GE | Other | 1336 | 321116.16 - AGGREGATE SUBBASE COURSE | 321116.16 - AGGREGATE SUBBASE COURSE |  | 321116.16 - AGGREGATE SUBBASE COURSE
FAZ | 32 | EXTERIOR IMPROVEMENTS | 321116.16 | AGGREGATE SUBBASE COURSE | GE | Item | 1337 | 321400 - UNIT PAVING | 321400 - UNIT PAVING | C | Subgrade Layer, laid and compacted as specified | 150 | m3 |  | 0 | 0 | 0
FAZ | 32 | EXTERIOR IMPROVEMENTS | 321116.16 | AGGREGATE SUBBASE COURSE | GE | Item | 1338 | 321116.16 - AGGREGATE SUBBASE COURSE | 321116.16 - AGGREGATE SUBBASE COURSE | D | Aggregate Base Course; 200 thick; compacted to 100% Modified AASHTO Density, CBR ≥ 80% | 120 | m3 |  | 0 | 0 | 0
FAZ | 32 | EXTERIOR IMPROVEMENTS | 321216 | ASPHALT PAVING | GE | Other | 1339 | 321216 - ASPHALT PAVING | 321216 - ASPHALT PAVING |  | 321216 - ASPHALT PAVING
FAZ | 32 | EXTERIOR IMPROVEMENTS | 321216 | ASPHALT PAVING | GE | Other | 1340 | 0.5 MESAL | 0.5 MESAL |  | 0.5 MESAL
FAZ | 32 | EXTERIOR IMPROVEMENTS | 321216 | ASPHALT PAVING | GE | Item | 1341 | 321216 - ASPHALT PAVING | 321216 - ASPHALT PAVING | E | Bituminous Prime Coat | 600 | m2 |  | 0 | 0 | 0
FAZ | 32 | EXTERIOR IMPROVEMENTS | 321216 | ASPHALT PAVING | GE | Item | 1342 | 0.5 MESAL | 0.5 MESAL | F | Bituminous Tack Coat | 600 | m2 |  | 0 | 0 | 0
FAZ | 32 | EXTERIOR IMPROVEMENTS | 321216 | ASPHALT PAVING | GE | Item | 1343 | 321216 - ASPHALT PAVING | 321216 - ASPHALT PAVING | G | 60 mm Bituminous Base Course | 37 | m3 |  | 0 | 0 | 0
FAZ | 32 | EXTERIOR IMPROVEMENTS | 321216 | ASPHALT PAVING | GE | Item | 1344 | 0.5 MESAL | 0.5 MESAL | H | 40 mm Bituminous Surface Course | 25 | m3 |  | 0 | 0 | 0
FAZ | 32 | EXTERIOR IMPROVEMENTS | 321216 | ASPHALT PAVING | GE | Other | 1345 | 321216 - ASPHALT PAVING | 321216 - ASPHALT PAVING | BILL No. 32 - EXTERIOR IMPROVEMENTS
FAZ | 32 | EXTERIOR IMPROVEMENTS | To Summary | To Summary |  | Bill Sum | 1346 | 0.5 MESAL | 0.5 MESAL | To Summary |  |  |  | J.D | 0
FAZ | Sum | SUMMARY | SUMMARY | SUMMARY |  | Total Sum | 1347 | SUMMARY | SUMMARY | SUMMARY
FAZ | Sum | SUMMARY |  |  |  | Total Sum | 1348 | SUMMARY | SUMMARY |  |  |  | Amount
FAZ | Sum | SUMMARY |  |  |  | Total Sum | 1349 | SUMMARY | SUMMARY |  |  |  | J.D
FAZ | Sum | SUMMARY |  |  |  | Total Sum | 1350 | SUMMARY | SUMMARY | BILL NO. 1 | GENERAL REQUIREMENTS ( 8% is considered) |  | 65000
FAZ | Sum | SUMMARY |  |  |  | Total Sum | 1351 | SUMMARY | SUMMARY | BILL NO. 2 | SITE CONSTRUCTION |  | 1785
FAZ | Sum | SUMMARY |  |  |  | Total Sum | 1352 | SUMMARY | SUMMARY | BILL NO. 3 | CONCRETE |  | 24365
FAZ | Sum | SUMMARY |  |  |  | Total Sum | 1353 | SUMMARY | SUMMARY | BILL NO. 4 | MASONRY |  | 21158
FAZ | Sum | SUMMARY |  |  |  | Total Sum | 1354 | SUMMARY | SUMMARY | BILL NO. 5 | METALS |  | 4325
FAZ | Sum | SUMMARY |  |  |  | Total Sum | 1355 | SUMMARY | SUMMARY | BILL NO. 6 | WOOD AND PLASTICS |  | 3100
FAZ | Sum | SUMMARY |  |  |  | Total Sum | 1356 | SUMMARY | SUMMARY | BILL NO. 7 | THERMAL AND MOISTURE PROTECTION |  | 112461
FAZ | Sum | SUMMARY |  |  |  | Total Sum | 1357 | SUMMARY | SUMMARY | BILL NO. 8 | OPENINGS |  | 71540
FAZ | Sum | SUMMARY |  |  |  | Total Sum | 1358 | SUMMARY | SUMMARY | BILL NO. 9 | FINISHES |  | 103591
FAZ | Sum | SUMMARY |  |  |  | Total Sum | 1359 | SUMMARY | SUMMARY | BILL NO. 10 | SPECIALTIES |  | 8255
FAZ | Sum | SUMMARY |  |  |  | Total Sum | 1360 | SUMMARY | SUMMARY | BILL NO. 11 | EQUIPMENT |  | 0
FAZ | Sum | SUMMARY |  |  |  | Total Sum | 1361 | SUMMARY | SUMMARY | BILL NO. 12 | FURNISHINGS |  | 7270
FAZ | Sum | SUMMARY |  |  |  | Total Sum | 1362 | SUMMARY | SUMMARY | BILL NO. 14 | CONVEYING EQUIPMENT
FAZ | Sum | SUMMARY |  |  |  | Total Sum | 1363 | SUMMARY | SUMMARY | BILL NO. 21 | FIRE SUPPRESSION |  | 25339
FAZ | Sum | SUMMARY |  |  |  | Total Sum | 1364 | SUMMARY | SUMMARY | BILL NO. 22 | PLUMBING |  | 95927
FAZ | Sum | SUMMARY |  |  |  | Total Sum | 1365 | SUMMARY | SUMMARY | BILL NO. 23 | HEATING VENTILATING AND AIR CONDITIONING |  | 105627
FAZ | Sum | SUMMARY |  |  |  | Total Sum | 1366 | SUMMARY | SUMMARY | BILL NO. 26 | ELECTRICAL |  | 193605
FAZ | Sum | SUMMARY |  |  |  | Total Sum | 1367 | SUMMARY | SUMMARY | BILL NO. 27 | COMMUNICATIONS |  | 69080
FAZ | Sum | SUMMARY |  |  |  | Total Sum | 1368 | SUMMARY | SUMMARY | BILL NO. 28 | ELECTRONIC SAFETY AND SECURITY |  | 11650
FAZ | Sum | SUMMARY |  |  |  | Total Sum | 1369 | SUMMARY | SUMMARY | BILL NO. 31 | EARTHWORK
FAZ | Sum | SUMMARY |  |  |  | Total Sum | 1370 | SUMMARY | SUMMARY | BILL NO. 32 | EXTERIOR IMPROVEMENTS
FAZ | Sum | SUMMARY |  |  |  | Total Sum | 1371 | SUMMARY | SUMMARY | TOTAL
FAZ | Sum | SUMMARY |  |  |  | Total Sum | 1372 | SUMMARY | SUMMARY | To Form of Tender |  | J.D | 924078
FAZ old | interleaf |  |  |  |  | Other | 1 |  |  | Fuhais - Jordan
FAZ old | TOC |  |  |  |  | Other | 2 |  |  | TABLE OF CONTENTS
FAZ old | TOC |  |  |  |  | Other | 3 |  |  | 01 | GENERAL REQUIREMENTS
FAZ old | TOC |  |  |  |  | Other | 4 |  |  | 02 | SITE CONSTRUCTION
FAZ old | TOC |  |  |  |  | Other | 5 |  |  | 03 | CONCRETE
FAZ old | TOC |  |  |  |  | Other | 6 |  |  | 04 | MASONRY
FAZ old | TOC |  |  |  |  | Other | 7 |  |  | 05 | METALS
FAZ old | TOC |  |  |  |  | Other | 8 |  |  | 06 | WOOD AND PLASTICS
FAZ old | TOC |  |  |  |  | Other | 9 |  |  | 07 | THERMAL AND MOISTURE PROTECTION
FAZ old | TOC |  |  |  |  | Other | 10 |  |  | 08 | OPENINGS
FAZ old | TOC |  |  |  |  | Other | 11 |  |  | 09 | FINISHES
FAZ old | TOC |  |  |  |  | Other | 12 |  |  | 10 | SPECIALTIES
FAZ old | TOC |  |  |  |  | Other | 13 |  |  | 11 | EQUIPMENT
FAZ old | TOC |  |  |  |  | Other | 14 |  |  | 12 | FURNISHINGS
FAZ old | TOC |  |  |  |  | Other | 15 |  |  | 14 | CONVEYING EQUIPMENT
FAZ old | TOC |  |  |  |  | Other | 16 |  |  | 21 | FIRE SUPPRESSION
FAZ old | TOC |  |  |  |  | Other | 17 |  |  | 22 | PLUMBING
FAZ old | TOC |  |  |  |  | Other | 18 |  |  | 23 | HEATING VENTILATING AND AIR CONDITIONING
FAZ old | TOC |  |  |  |  | Other | 19 |  |  | 26 | ELECTRICAL
FAZ old | TOC |  |  |  |  | Other | 20 |  |  | 27 | COMMUNICATIONS
FAZ old | TOC |  |  |  |  | Other | 21 |  |  | 28 | ELECTRONIC SAFETY AND SECURITY
FAZ old | TOC |  |  |  |  | Other | 22 |  |  | 31 | EARTHWORK
FAZ old | TOC |  |  |  |  | Other | 23 |  |  | 32 | EXTERIOR IMPROVEMENTS
FAZ old | 1 | GENERAL REQUIREMENTS | 010000 | GENERAL REQUIREMENTS | AR | Other | 24 | The Contractor is required to insert and price those Items arising out of the Conditions of Contract and General Requirements of Division 01 of the Specification, which the Contractor considers to have a monetary value and the Contractor wishes to price. Example of such Items are given below. This list may be extended as required. | Conditions of Contract |  |  | BILL NO. 01
FAZ old | 1 | GENERAL REQUIREMENTS | 010000 | GENERAL REQUIREMENTS | AR | Other | 25 | The Contractor is required to insert and price those Items arising out of the Conditions of Contract and General Requirements of Division 01 of the Specification, which the Contractor considers to have a monetary value and the Contractor wishes to price. Example of such Items are given below. This list may be extended as required. | Conditions of Contract |  |  | GENERAL REQUIREMENTS
FAZ old | 1 | GENERAL REQUIREMENTS | 010000 | GENERAL REQUIREMENTS | AR | Other | 26 | The Contractor is required to insert and price those Items arising out of the Conditions of Contract and General Requirements of Division 01 of the Specification, which the Contractor considers to have a monetary value and the Contractor wishes to price. Example of such Items are given below. This list may be extended as required. | Conditions of Contract | Item | Description | Qty | Unit | Rate | Amount
FAZ old | 1 | GENERAL REQUIREMENTS | 010000 | GENERAL REQUIREMENTS | AR | Other | 27 | The Contractor is required to insert and price those Items arising out of the Conditions of Contract and General Requirements of Division 01 of the Specification, which the Contractor considers to have a monetary value and the Contractor wishes to price. Example of such Items are given below. This list may be extended as required. | Conditions of Contract | [5 empty] | J.D
FAZ old | 1 | GENERAL REQUIREMENTS | 010000 | GENERAL REQUIREMENTS | AR | Other | 28 | The Contractor is required to insert and price those Items arising out of the Conditions of Contract and General Requirements of Division 01 of the Specification, which the Contractor considers to have a monetary value and the Contractor wishes to price. Example of such Items are given below. This list may be extended as required. | Conditions of Contract |  | 01 - GENERAL REQUIREMENTS
FAZ old | 1 | GENERAL REQUIREMENTS | 010000 | GENERAL REQUIREMENTS | AR | Other | 29 | The Contractor is required to insert and price those Items arising out of the Conditions of Contract and General Requirements of Division 01 of the Specification, which the Contractor considers to have a monetary value and the Contractor wishes to price. Example of such Items are given below. This list may be extended as required. | Conditions of Contract |  | CONDITIONS OF CONTRACT
FAZ old | 1 | GENERAL REQUIREMENTS | 010000 | GENERAL REQUIREMENTS | AR | Other | 30 | The Contractor is required to insert and price those Items arising out of the Conditions of Contract and General Requirements of Division 01 of the Specification, which the Contractor considers to have a monetary value and the Contractor wishes to price. Example of such Items are given below. This list may be extended as required. | Conditions of Contract |  | The Contractor is required to insert and price those Items arising out of the Conditions of Contract and General Requirements of Division 01 of the Specification, which the Contractor considers to have a monetary value and the Contractor wishes to price. Example of such Items are given below. This list may be extended as required.
FAZ old | 1 | GENERAL REQUIREMENTS | 010000 | GENERAL REQUIREMENTS | AR | Other | 31 | The Contractor is required to insert and price those Items arising out of the Conditions of Contract and General Requirements of Division 01 of the Specification, which the Contractor considers to have a monetary value and the Contractor wishes to price. Example of such Items are given below. This list may be extended as required. | Conditions of Contract |  | Conditions of Contract
FAZ old | 1 | GENERAL REQUIREMENTS | 010000 | GENERAL REQUIREMENTS | AR | Item | 32 | The Contractor is required to insert and price those Items arising out of the Conditions of Contract and General Requirements of Division 01 of the Specification, which the Contractor considers to have a monetary value and the Contractor wishes to price. Example of such Items are given below. This list may be extended as required. | Conditions of Contract | A | Performance Security | 1 | Item | 66638.2 | 66638.2 | 66638.2 | 66638.2
FAZ old | 1 | GENERAL REQUIREMENTS | 010000 | GENERAL REQUIREMENTS | AR | Item | 33 | The Contractor is required to insert and price those Items arising out of the Conditions of Contract and General Requirements of Division 01 of the Specification, which the Contractor considers to have a monetary value and the Contractor wishes to price. Example of such Items are given below. This list may be extended as required. | Conditions of Contract | B | Insurances as per provision of the Conditions of Contract | 1 | Item
FAZ old | 1 | GENERAL REQUIREMENTS | 010000 | GENERAL REQUIREMENTS | AR | Item | 34 | The Contractor is required to insert and price those Items arising out of the Conditions of Contract and General Requirements of Division 01 of the Specification, which the Contractor considers to have a monetary value and the Contractor wishes to price. Example of such Items are given below. This list may be extended as required. | Conditions of Contract | C | Contractor's facilities, Contractor's temporary facilities including establishment, maintenance and removal from Site | 1 | Item
FAZ old | 1 | GENERAL REQUIREMENTS | 010000 | GENERAL REQUIREMENTS | AR | Item | 35 | The Contractor is required to insert and price those Items arising out of the Conditions of Contract and General Requirements of Division 01 of the Specification, which the Contractor considers to have a monetary value and the Contractor wishes to price. Example of such Items are given below. This list may be extended as required. | Conditions of Contract | D | Maintenance, cleaning and provision of services and supplies for, etc. the Engineer's staff offices provided by the Employer (Refer to Section 015000) | 1 | Item
FAZ old | 1 | GENERAL REQUIREMENTS | 010000 | GENERAL REQUIREMENTS | AR | Other | 36 | The Contractor is required to insert and price those Items arising out of the Conditions of Contract and General Requirements of Division 01 of the Specification, which the Contractor considers to have a monetary value and the Contractor wishes to price. Example of such Items are given below. This list may be extended as required. | Conditions of Contract | GENERAL REQUIREMENTS
FAZ old | 1 | GENERAL REQUIREMENTS | To Summary | To Summary |  | Bill Sum | 37 | The Contractor is required to insert and price those Items arising out of the Conditions of Contract and General Requirements of Division 01 of the Specification, which the Contractor considers to have a monetary value and the Contractor wishes to price. Example of such Items are given below. This list may be extended as required. | Conditions of Contract | To Summary |  |  |  | J.D | 0
FAZ old | 2 | SITE CONSTRUCTION | 024119 | SELECTIVE STRUCTURE DEMOLITION | AR | Other | 38 | The Contractor is required to insert and price those Items arising out of the Conditions of Contract and General Requirements of Division 01 of the Specification, which the Contractor considers to have a monetary value and the Contractor wishes to price. Example of such Items are given below. This list may be extended as required. | Conditions of Contract |  |  | BILL NO. 02
FAZ old | 2 | SITE CONSTRUCTION | 024119 | SELECTIVE STRUCTURE DEMOLITION | AR | Other | 39 | The Contractor is required to insert and price those Items arising out of the Conditions of Contract and General Requirements of Division 01 of the Specification, which the Contractor considers to have a monetary value and the Contractor wishes to price. Example of such Items are given below. This list may be extended as required. | Conditions of Contract |  |  | SITE CONSTRUCTION
FAZ old | 2 | SITE CONSTRUCTION | 024119 | SELECTIVE STRUCTURE DEMOLITION | AR | Other | 40 | The Contractor is required to insert and price those Items arising out of the Conditions of Contract and General Requirements of Division 01 of the Specification, which the Contractor considers to have a monetary value and the Contractor wishes to price. Example of such Items are given below. This list may be extended as required. | Conditions of Contract | Item | Description | Qty | Unit | Rate | Amount
FAZ old | 2 | SITE CONSTRUCTION | 024119 | SELECTIVE STRUCTURE DEMOLITION | AR | Other | 41 | The Contractor is required to insert and price those Items arising out of the Conditions of Contract and General Requirements of Division 01 of the Specification, which the Contractor considers to have a monetary value and the Contractor wishes to price. Example of such Items are given below. This list may be extended as required. | Conditions of Contract | [5 empty] | J.D
FAZ old | 2 | SITE CONSTRUCTION | 024119 | SELECTIVE STRUCTURE DEMOLITION | AR | Other | 42 | The Contractor is required to insert and price those Items arising out of the Conditions of Contract and General Requirements of Division 01 of the Specification, which the Contractor considers to have a monetary value and the Contractor wishes to price. Example of such Items are given below. This list may be extended as required. | Conditions of Contract |  | 024119 - SELECTIVE STRUCTURE DEMOLITION
FAZ old | 2 | SITE CONSTRUCTION | 024119 | SELECTIVE STRUCTURE DEMOLITION | AR | Other | 43 | The Contractor is required to insert and price those Items arising out of the Conditions of Contract and General Requirements of Division 01 of the Specification, which the Contractor considers to have a monetary value and the Contractor wishes to price. Example of such Items are given below. This list may be extended as required. | Conditions of Contract |  | NOTES:
FAZ old | 2 | SITE CONSTRUCTION | 024119 | SELECTIVE STRUCTURE DEMOLITION | AR | Other | 44 | The Contractor is required to insert and price those Items arising out of the Conditions of Contract and General Requirements of Division 01 of the Specification, which the Contractor considers to have a monetary value and the Contractor wishes to price. Example of such Items are given below. This list may be extended as required. | Conditions of Contract |  | 1- Should the Employer wish to take any of the materials/furniture from the site before being demolished or after dismantling, contractor shall carefully hand over the selected materials/ items to the employer at a safe location as instructed by the Engineer.
FAZ old | 2 | SITE CONSTRUCTION | 024119 | SELECTIVE STRUCTURE DEMOLITION | AR | Other | 45 | The Contractor is required to insert and price those Items arising out of the Conditions of Contract and General Requirements of Division 01 of the Specification, which the Contractor considers to have a monetary value and the Contractor wishes to price. Example of such Items are given below. This list may be extended as required. | Conditions of Contract |  | 2- Debris of materials shall be removed away from the site to an approved dumping areas.
FAZ old | 2 | SITE CONSTRUCTION | 024119 | SELECTIVE STRUCTURE DEMOLITION | AR | Other | 46 | The Contractor is required to insert and price those Items arising out of the Conditions of Contract and General Requirements of Division 01 of the Specification, which the Contractor considers to have a monetary value and the Contractor wishes to price. Example of such Items are given below. This list may be extended as required. | Conditions of Contract |  | 3- The contractor is to study the scope of works on the existing site and the design of new additional works and submit for the Engineer's approval, details of the methods of shoring, supporting and protecting the existing and the new works.
FAZ old | 2 | SITE CONSTRUCTION | 024119 | SELECTIVE STRUCTURE DEMOLITION | AR | Other | 47 | Demolition | Demolition |  | Demolition
FAZ old | 2 | SITE CONSTRUCTION | 024119 | SELECTIVE STRUCTURE DEMOLITION | AR | Item | 48 | The Contractor is required to insert and price those Items arising out of the Conditions of Contract and General Requirements of Division 01 of the Specification, which the Contractor considers to have a monetary value and the Contractor wishes to price. Example of such Items are given below. This list may be extended as required. | Conditions of Contract | A | Demolishing a column and parapet (Refer to first floor sheets) | 17 | m2 | 25 | 425 | 25 | 425
FAZ old | 2 | SITE CONSTRUCTION | 024119 | SELECTIVE STRUCTURE DEMOLITION | AR | Item | 49 | Demolition | Demolition | B | Demolishing beds (Slab on grade) | 73 | m2 |  | 0 | 0 | 0
FAZ old | 2 | SITE CONSTRUCTION | 024119 | SELECTIVE STRUCTURE DEMOLITION | AR | Item | 50 | The Contractor is required to insert and price those Items arising out of the Conditions of Contract and General Requirements of Division 01 of the Specification, which the Contractor considers to have a monetary value and the Contractor wishes to price. Example of such Items are given below. This list may be extended as required. | Conditions of Contract | C | Demolishing walls | 22 | m2 |  | 0 | 0 | 0
FAZ old | 2 | SITE CONSTRUCTION | 024119 | SELECTIVE STRUCTURE DEMOLITION | AR | Other | 51 | Alteration | Alteration |  | Alteration |  |  | 0
FAZ old | 2 | SITE CONSTRUCTION | 024119 | SELECTIVE STRUCTURE DEMOLITION | AR | Item | 52 | The Contractor is required to insert and price those Items arising out of the Conditions of Contract and General Requirements of Division 01 of the Specification, which the Contractor considers to have a monetary value and the Contractor wishes to price. Example of such Items are given below. This list may be extended as required. | Conditions of Contract | A | Cutting solid slab 250mm locally for shafts | 4 | m2 | 25 | 100 | 25 | 100
FAZ old | 2 | SITE CONSTRUCTION | 024119 | SELECTIVE STRUCTURE DEMOLITION | AR | Item | 53 | Alteration | Alteration | B | Cutting wall 300mm for opening of size 600x200mm | 1 | Nr |  | 0 | 0 | 0
FAZ old | 2 | SITE CONSTRUCTION | 024119 | SELECTIVE STRUCTURE DEMOLITION | AR | Item | 54 | The Contractor is required to insert and price those Items arising out of the Conditions of Contract and General Requirements of Division 01 of the Specification, which the Contractor considers to have a monetary value and the Contractor wishes to price. Example of such Items are given below. This list may be extended as required. | Conditions of Contract | C | Coring through Ground beams 250mm in width | 8 | Nr |  | 0 | 0 | 0
FAZ old | 2 | SITE CONSTRUCTION | 024119 | SELECTIVE STRUCTURE DEMOLITION | AR | Item | 55 | Alteration | Alteration | B | Coring through a 250mm solid slab | 19 | Nr | 50 | 950 | 50 | 950
FAZ old | 2 | SITE CONSTRUCTION | 024119 | SELECTIVE STRUCTURE DEMOLITION | AR | Item | 56 | The Contractor is required to insert and price those Items arising out of the Conditions of Contract and General Requirements of Division 01 of the Specification, which the Contractor considers to have a monetary value and the Contractor wishes to price. Example of such Items are given below. This list may be extended as required. | Conditions of Contract | E | Coring through beams 600mm in width | 8 | Nr |  | 0 | 0 | 0
FAZ old | 2 | SITE CONSTRUCTION | 024119 | SELECTIVE STRUCTURE DEMOLITION | AR | Other | 57 | Architectural Demolition | Demolish and cart away existing block (Solid and/or Hollow) and concrete elements with all finishes; including steel reinforcement, make good all disturbed surround to receive new finishes; complete; as specified, shown on Drawings and Engineer's instructions |  | Architectural Demolition |  |  | 0
FAZ old | 2 | SITE CONSTRUCTION | 024119 | SELECTIVE STRUCTURE DEMOLITION | AR | Other | 58 | Architectural Demolition | Demolish and cart away existing block (Solid and/or Hollow) and concrete elements with all finishes; including steel reinforcement, make good all disturbed surround to receive new finishes; complete; as specified, shown on Drawings and Engineer's instructions |  | Demolish and cart away existing block (Solid and/or Hollow) and concrete elements with all finishes; including steel reinforcement, make good all disturbed surround to receive new finishes; complete; as specified, shown on Drawings and Engineer's instructions |  |  | 0
FAZ old | 2 | SITE CONSTRUCTION | 024119 | SELECTIVE STRUCTURE DEMOLITION | AR | Item | 59 | Architectural Demolition | Demolish and cart away existing block (Solid and/or Hollow) and concrete elements with all finishes; including steel reinforcement, make good all disturbed surround to receive new finishes; complete; as specified, shown on Drawings and Engineer's instructions | C | Block walls of all thicknesses, approximate quantity (36m2) | 1 | Item | 360 | 360 | 360 | 360
FAZ old | 2 | SITE CONSTRUCTION | 024119 | SELECTIVE STRUCTURE DEMOLITION | AR | Other | 60 | Architectural Demolition | Demolish and cart away existing finish; including all related works, make good all disturbed surround to receive new finish; complete; as specified, shown on Drawings and Engineer's instructions |  | Demolish and cart away existing finish; including all related works, make good all disturbed surround to receive new finish; complete; as specified, shown on Drawings and Engineer's instructions |  |  | 0
FAZ old | 2 | SITE CONSTRUCTION | 024119 | SELECTIVE STRUCTURE DEMOLITION | AR | Item | 61 | Architectural Demolition | Demolish and cart away existing finish; including all related works, make good all disturbed surround to receive new finish; complete; as specified, shown on Drawings and Engineer's instructions | G | Floor finish of any type, approximate quantity (30m2) | 1 | Item | 0 | 0 | 0 | 0
FAZ old | 2 | SITE CONSTRUCTION | 024119 | SELECTIVE STRUCTURE DEMOLITION | AR | Item | 62 | Architectural Demolition | Demolish and cart away existing finish; including all related works, make good all disturbed surround to receive new finish; complete; as specified, shown on Drawings and Engineer's instructions | H | Wall finish of any type, approximate quantity (10m2) | 1 | Item | 0 | 0 | 0 | 0
FAZ old | 2 | SITE CONSTRUCTION | 024119 | SELECTIVE STRUCTURE DEMOLITION | AR | Item | 63 | Architectural Demolition | Demolish and cart away existing finish; including all related works, make good all disturbed surround to receive new finish; complete; as specified, shown on Drawings and Engineer's instructions | J | Ceiling finish of any type, approximate quantity (30m2) | 1 | Item | 0 | 0 | 0 | 0
FAZ old | 2 | SITE CONSTRUCTION | 024119 | SELECTIVE STRUCTURE DEMOLITION | AR | Other | 64 | Architectural Demolition | Cut and cart away existing block (Solid and/or Hollow) and concrete elements with all finishes; including steel reinforcement, make good all disturbed surround to receive new finishes, construct all required reinforced concrete stiffening elements; as specified, shown on Drawings and Engineer's instructions |  | Cut and cart away existing block (Solid and/or Hollow) and concrete elements with all finishes; including steel reinforcement, make good all disturbed surround to receive new finishes, construct all required reinforced concrete stiffening elements; as specified, shown on Drawings and Engineer's instructions |  |  | 0
FAZ old | 2 | SITE CONSTRUCTION | 024119 | SELECTIVE STRUCTURE DEMOLITION | AR | Other | 65 | Architectural Demolition | Cut and cart away existing block (Solid and/or Hollow) and concrete elements with all finishes; including steel reinforcement, make good all disturbed surround to receive new finishes, construct all required reinforced concrete stiffening elements; as specified, shown on Drawings and Engineer's instructions |  | Note: Single or double walls must be measured from one side only |  |  | 0
FAZ old | 2 | SITE CONSTRUCTION | 024119 | SELECTIVE STRUCTURE DEMOLITION | AR | Item | 66 | Architectural Demolition | Cut and cart away existing block (Solid and/or Hollow) and concrete elements with all finishes; including steel reinforcement, make good all disturbed surround to receive new finishes, construct all required reinforced concrete stiffening elements; as specified, shown on Drawings and Engineer's instructions | A | Create window opening, approximate area (3m2) | 3 | Nr | 0 | 0 | 0 | 0
FAZ old | 2 | SITE CONSTRUCTION | 024119 | SELECTIVE STRUCTURE DEMOLITION | AR | Item | 67 | Architectural Demolition | Cut and cart away existing block (Solid and/or Hollow) and concrete elements with all finishes; including steel reinforcement, make good all disturbed surround to receive new finishes, construct all required reinforced concrete stiffening elements; as specified, shown on Drawings and Engineer's instructions | B | Create door opening, approximate area (2.5m2) | 10 | Nr | 0 | 0 | 0 | 0
FAZ old | 2 | SITE CONSTRUCTION | 024119 | SELECTIVE STRUCTURE DEMOLITION | AR | Item | 68 | Architectural Demolition | Cut and cart away existing block (Solid and/or Hollow) and concrete elements with all finishes; including steel reinforcement, make good all disturbed surround to receive new finishes, construct all required reinforced concrete stiffening elements; as specified, shown on Drawings and Engineer's instructions | C | Resize and enlarge of window opening, approximate resized area (2m2) | 5 | Nr | 0 | 0 | 0 | 0
FAZ old | 2 | SITE CONSTRUCTION | 024119 | SELECTIVE STRUCTURE DEMOLITION | AR | Item | 69 | Architectural Demolition | Cut and cart away existing block (Solid and/or Hollow) and concrete elements with all finishes; including steel reinforcement, make good all disturbed surround to receive new finishes, construct all required reinforced concrete stiffening elements; as specified, shown on Drawings and Engineer's instructions | A | Create Fire Cabinet openings, approximate area (1m2) | 1 | Nr | 125 | 125 | 125 | 125
FAZ old | 2 | SITE CONSTRUCTION | 024119 | SELECTIVE STRUCTURE DEMOLITION | AR | Item | 70 | Architectural Demolition | Cut and cart away existing block (Solid and/or Hollow) and concrete elements with all finishes; including steel reinforcement, make good all disturbed surround to receive new finishes, construct all required reinforced concrete stiffening elements; as specified, shown on Drawings and Engineer's instructions | E | Create Electrical openings, approximate area (1m2) | 1 | Nr |  |  | 0 | 0
FAZ old | 2 | SITE CONSTRUCTION | 024119 | SELECTIVE STRUCTURE DEMOLITION | AR | Other | 71 | Architectural Demolition | Cut and cart away existing block (Solid and/or Hollow) and concrete elements with all finishes; including steel reinforcement, make good all disturbed surround to receive new finishes, construct all required reinforced concrete stiffening elements; as specified, shown on Drawings and Engineer's instructions | BILL NO. 02 - SITE CONSTRUCTION
FAZ old | 2 | SITE CONSTRUCTION | To Summary | To Summary |  | Bill Sum | 72 | Architectural Demolition | Cut and cart away existing block (Solid and/or Hollow) and concrete elements with all finishes; including steel reinforcement, make good all disturbed surround to receive new finishes, construct all required reinforced concrete stiffening elements; as specified, shown on Drawings and Engineer's instructions | To Summary |  |  |  | J.D | 1960
FAZ old | 3 | CONCRETE | 033000 | CAST - IN PLACE CONCRETE | ST | Other | 73 | Architectural Demolition | Cut and cart away existing block (Solid and/or Hollow) and concrete elements with all finishes; including steel reinforcement, make good all disturbed surround to receive new finishes, construct all required reinforced concrete stiffening elements; as specified, shown on Drawings and Engineer's instructions |  |  | BILL NO. 03
FAZ old | 3 | CONCRETE | 033000 | CAST - IN PLACE CONCRETE | ST | Other | 74 | Architectural Demolition | Cut and cart away existing block (Solid and/or Hollow) and concrete elements with all finishes; including steel reinforcement, make good all disturbed surround to receive new finishes, construct all required reinforced concrete stiffening elements; as specified, shown on Drawings and Engineer's instructions |  |  | CONCRETE
FAZ old | 3 | CONCRETE | 024119 | CAST - IN PLACE CONCRETE | AR | Other | 75 | Architectural Demolition | Cut and cart away existing block (Solid and/or Hollow) and concrete elements with all finishes; including steel reinforcement, make good all disturbed surround to receive new finishes, construct all required reinforced concrete stiffening elements; as specified, shown on Drawings and Engineer's instructions | Item | Description | Qty | Unit | Rate | Amount
FAZ old | 3 | CONCRETE | 024119 | CAST - IN PLACE CONCRETE | AR | Other | 76 | Architectural Demolition | Cut and cart away existing block (Solid and/or Hollow) and concrete elements with all finishes; including steel reinforcement, make good all disturbed surround to receive new finishes, construct all required reinforced concrete stiffening elements; as specified, shown on Drawings and Engineer's instructions | [5 empty] | J.D
FAZ old | 3 | CONCRETE | 033000 | CAST - IN PLACE CONCRETE | ST | Other | 77 | Architectural Demolition | Cut and cart away existing block (Solid and/or Hollow) and concrete elements with all finishes; including steel reinforcement, make good all disturbed surround to receive new finishes, construct all required reinforced concrete stiffening elements; as specified, shown on Drawings and Engineer's instructions |  | 033000 - CAST - IN PLACE CONCRETE
FAZ old | 3 | CONCRETE | 033000 | CAST - IN PLACE CONCRETE | ST | Other | 78 | Concrete; Compressive strength on cylinder 110 kg/cm2; Ordinary Portland cement (Type I ); plain | Concrete; Compressive strength on cylinder 110 kg/cm2; Ordinary Portland cement (Type I ); plain |  | Concrete; Compressive strength on cylinder 110 kg/cm2; Ordinary Portland cement (Type I ); plain
FAZ old | 3 | CONCRETE | 033000 | CAST - IN PLACE CONCRETE | ST | Item | 79 | Architectural Demolition | Cut and cart away existing block (Solid and/or Hollow) and concrete elements with all finishes; including steel reinforcement, make good all disturbed surround to receive new finishes, construct all required reinforced concrete stiffening elements; as specified, shown on Drawings and Engineer's instructions | A | Beds (Slab on grade) | 38 | m3 | 0 | 0 | 0 | 0
FAZ old | 3 | CONCRETE | 033000 | CAST - IN PLACE CONCRETE | ST | Item | 80 | Concrete; Compressive strength on cylinder 110 kg/cm2; Ordinary Portland cement (Type I ); plain | Concrete; Compressive strength on cylinder 110 kg/cm2; Ordinary Portland cement (Type I ); plain | B | Foundation | 6 | m3 | 0 | 0 | 0 | 0
FAZ old | 3 | CONCRETE | 033000 | CAST - IN PLACE CONCRETE | ST | Item | 81 | Architectural Demolition | Cut and cart away existing block (Solid and/or Hollow) and concrete elements with all finishes; including steel reinforcement, make good all disturbed surround to receive new finishes, construct all required reinforced concrete stiffening elements; as specified, shown on Drawings and Engineer's instructions | C | Ground beams | 5 | m3 | 0 | 0 | 0 | 0
FAZ old | 3 | CONCRETE | 033000 | CAST - IN PLACE CONCRETE | ST | Other | 82 | Concrete; Compression strength on cylinder 300 kg/cm2; Ordinary Portland cement Type I; including basic and plain finish formwork reinforced | Concrete; Compression strength on cylinder 300 kg/cm2; Ordinary Portland cement Type I; including basic and plain finish formwork reinforced |  | Concrete; Compression strength on cylinder 300 kg/cm2; Ordinary Portland cement Type I; including basic and plain finish formwork reinforced |  |  | 0
FAZ old | 3 | CONCRETE | 033000 | CAST - IN PLACE CONCRETE | ST | Item | 83 | Architectural Demolition | Cut and cart away existing block (Solid and/or Hollow) and concrete elements with all finishes; including steel reinforcement, make good all disturbed surround to receive new finishes, construct all required reinforced concrete stiffening elements; as specified, shown on Drawings and Engineer's instructions | D | Strip Footings | 80 | m3 | 0 | 0 | 0 | 0
FAZ old | 3 | CONCRETE | 033000 | CAST - IN PLACE CONCRETE | ST | Item | 84 | Concrete; Compression strength on cylinder 300 kg/cm2; Ordinary Portland cement Type I; including basic and plain finish formwork reinforced | Concrete; Compression strength on cylinder 300 kg/cm2; Ordinary Portland cement Type I; including basic and plain finish formwork reinforced | E | Ground Beams | 30 | m3 | 0 | 0 | 0 | 0
FAZ old | 3 | CONCRETE | 033000 | CAST - IN PLACE CONCRETE | ST | Item | 85 | Architectural Demolition | Cut and cart away existing block (Solid and/or Hollow) and concrete elements with all finishes; including steel reinforcement, make good all disturbed surround to receive new finishes, construct all required reinforced concrete stiffening elements; as specified, shown on Drawings and Engineer's instructions | F | Columns | 1 | m3 | 0 | 0 | 0 | 0
FAZ old | 3 | CONCRETE | 033000 | CAST - IN PLACE CONCRETE | ST | Item | 86 | Concrete; Compression strength on cylinder 300 kg/cm2; Ordinary Portland cement Type I; including basic and plain finish formwork reinforced | Concrete; Compression strength on cylinder 300 kg/cm2; Ordinary Portland cement Type I; including basic and plain finish formwork reinforced | G | Retaining walls | 50 | m3 | 0 | 0 | 0 | 0
FAZ old | 3 | CONCRETE | 033000 | CAST - IN PLACE CONCRETE | ST | Item | 87 | Architectural Demolition | Cut and cart away existing block (Solid and/or Hollow) and concrete elements with all finishes; including steel reinforcement, make good all disturbed surround to receive new finishes, construct all required reinforced concrete stiffening elements; as specified, shown on Drawings and Engineer's instructions | A | Solid Slab | 20 | m3 | 119 | 2380 | 119 | 2380
FAZ old | 3 | CONCRETE | 033000 | CAST - IN PLACE CONCRETE | ST | Item | 88 | Concrete; Compression strength on cylinder 300 kg/cm2; Ordinary Portland cement Type I; including basic and plain finish formwork reinforced | Concrete; Compression strength on cylinder 300 kg/cm2; Ordinary Portland cement Type I; including basic and plain finish formwork reinforced | B | Beams | 5 | m3 | 125 | 625 | 125 | 625
FAZ old | 3 | CONCRETE | 033000 | CAST - IN PLACE CONCRETE | ST | Item | 89 | Architectural Demolition | Cut and cart away existing block (Solid and/or Hollow) and concrete elements with all finishes; including steel reinforcement, make good all disturbed surround to receive new finishes, construct all required reinforced concrete stiffening elements; as specified, shown on Drawings and Engineer's instructions | K | Stairs | 1 | m3 | 0 | 0 | 0 | 0
FAZ old | 3 | CONCRETE | 033000 | CAST - IN PLACE CONCRETE | ST | Item | 90 | Concrete; Compression strength on cylinder 300 kg/cm2; Ordinary Portland cement Type I; including basic and plain finish formwork reinforced | Concrete; Compression strength on cylinder 300 kg/cm2; Ordinary Portland cement Type I; including basic and plain finish formwork reinforced | C | Upstands | 5 | m3 | 125 | 625 | 125 | 625
FAZ old | 3 | CONCRETE | 033000 | CAST - IN PLACE CONCRETE | ST | Item | 91 | Architectural Demolition | Cut and cart away existing block (Solid and/or Hollow) and concrete elements with all finishes; including steel reinforcement, make good all disturbed surround to receive new finishes, construct all required reinforced concrete stiffening elements; as specified, shown on Drawings and Engineer's instructions | D | Precast panel (Thickness of 100mm, as shown on drawings) | 32 | m2 | 38 | 1216 | 38 | 1216
FAZ old | 3 | CONCRETE | 033000 | CAST - IN PLACE CONCRETE | ST | Item | 92 | Concrete; Compression strength on cylinder 300 kg/cm2; Ordinary Portland cement Type I; including basic and plain finish formwork reinforced | Concrete; Compression strength on cylinder 300 kg/cm2; Ordinary Portland cement Type I; including basic and plain finish formwork reinforced | E | Concrete pads | 2 | m3 | 125 | 250 | 125 | 250
FAZ old | 3 | CONCRETE | 033000 | CAST - IN PLACE CONCRETE | ST | Other | 93 | Concrete; Compression strength on cylinder 250 kg/cm2; Ordinary Portland cement Type I; including basic and plain finish formwork reinforced | Concrete; Compression strength on cylinder 250 kg/cm2; Ordinary Portland cement Type I; including basic and plain finish formwork reinforced |  | Concrete; Compression strength on cylinder 250 kg/cm2; Ordinary Portland cement Type I; including basic and plain finish formwork reinforced |  |  | 0
FAZ old | 3 | CONCRETE | 033000 | CAST - IN PLACE CONCRETE | ST | Item | 94 | Concrete; Compression strength on cylinder 300 kg/cm2; Ordinary Portland cement Type I; including basic and plain finish formwork reinforced | Concrete; Compression strength on cylinder 300 kg/cm2; Ordinary Portland cement Type I; including basic and plain finish formwork reinforced | B | Beds (Slab on grade) | 93 | m3 | 0 | 0 | 0 | 0
FAZ old | 3 | CONCRETE | 033000 | CAST - IN PLACE CONCRETE | ST | Other | 95 | Bar reinforcement | Bar reinforcement |  | Bar reinforcement |  |  | 0
FAZ old | 3 | CONCRETE | 033000 | CAST - IN PLACE CONCRETE | ST | Item | 96 | Concrete; Compression strength on cylinder 300 kg/cm2; Ordinary Portland cement Type I; including basic and plain finish formwork reinforced | Concrete; Compression strength on cylinder 300 kg/cm2; Ordinary Portland cement Type I; including basic and plain finish formwork reinforced | A | High yield steel | 2.5 | T | 938 | 2345 | 938 | 2345
FAZ old | 3 | CONCRETE | 033000 | CAST - IN PLACE CONCRETE | ST | Other | 97 | Dowel Bars Planted With Epoxy Mortar | Dowel Bars Planted With Epoxy Mortar |  | Dowel Bars Planted With Epoxy Mortar |  |  | 0
FAZ old | 3 | CONCRETE | 033000 | CAST - IN PLACE CONCRETE | ST | Item | 98 | Concrete; Compression strength on cylinder 300 kg/cm2; Ordinary Portland cement Type I; including basic and plain finish formwork reinforced | Concrete; Compression strength on cylinder 300 kg/cm2; Ordinary Portland cement Type I; including basic and plain finish formwork reinforced | B | T10 bars | 210 | Nr | 7 | 1470 | 7 | 1470
FAZ old | 3 | CONCRETE | 033000 | CAST - IN PLACE CONCRETE | ST | Item | 99 | Dowel Bars Planted With Epoxy Mortar | Dowel Bars Planted With Epoxy Mortar | C | T12 bars | 330 | Nr | 8 | 2640 | 8 | 2640
FAZ old | 3 | CONCRETE | 033000 | CAST - IN PLACE CONCRETE | ST | Item | 100 | Concrete; Compression strength on cylinder 300 kg/cm2; Ordinary Portland cement Type I; including basic and plain finish formwork reinforced | Concrete; Compression strength on cylinder 300 kg/cm2; Ordinary Portland cement Type I; including basic and plain finish formwork reinforced | D | T14 bars | 102 | Nr | 9 | 918 | 9 | 918
FAZ old | 3 | CONCRETE | 033000 | CAST - IN PLACE CONCRETE | ST | Item | 101 | Dowel Bars Planted With Epoxy Mortar | Dowel Bars Planted With Epoxy Mortar | G | T18 bars | 30 | Nr | 0 | 0 | 0 | 0
FAZ old | 3 | CONCRETE | 033000 | CAST - IN PLACE CONCRETE | ST | Item | 102 | Concrete; Compression strength on cylinder 300 kg/cm2; Ordinary Portland cement Type I; including basic and plain finish formwork reinforced | Concrete; Compression strength on cylinder 300 kg/cm2; Ordinary Portland cement Type I; including basic and plain finish formwork reinforced | E | T20 bars | 4 | Nr | 13 | 52 | 13 | 52
FAZ old | 3 | CONCRETE | 033000 | CAST - IN PLACE CONCRETE | ST | Item | 103 | Dowel Bars Planted With Epoxy Mortar | Dowel Bars Planted With Epoxy Mortar | F | T25 bars | 8 | Nr | 17 | 136 | 17 | 136
FAZ old | 3 | CONCRETE | 035440 | CEMENT BASED SCREED | AR | Other | 104 | 035440 - CEMENT BASED SCREED | 035440 - CEMENT BASED SCREED |  | 035440 - CEMENT BASED SCREED
FAZ old | 3 | CONCRETE | 035440 | CEMENT BASED SCREED | AR | Other | 105 | Cement-sand screed; finished to receive sheet membrane; laid to falls and cross falls; to | Cement-sand screed; finished to receive sheet membrane; laid to falls and cross falls; to |  | Cement-sand screed; finished to receive sheet membrane; laid to falls and cross falls; to
FAZ old | 3 | CONCRETE | 035440 | CEMENT BASED SCREED | AR | Item | 106 | 035440 - CEMENT BASED SCREED | 035440 - CEMENT BASED SCREED | A | Roofs; 30 minimum thick | 1144 | m2 | 5 | 5720 | 5 | 5720
FAZ old | 3 | CONCRETE | 035440 | CEMENT BASED SCREED | AR | Item | 107 | Cement-sand screed; finished to receive sheet membrane; laid to falls and cross falls; to | Cement-sand screed; finished to receive sheet membrane; laid to falls and cross falls; to | B | Balcony; 50 minimum thick | 138 | m2 | 6 | 828 | 6 | 828
FAZ old | 3 | CONCRETE | 035440 | CEMENT BASED SCREED | AR | Item | 108 | 035440 - CEMENT BASED SCREED | 035440 - CEMENT BASED SCREED | C | Triangular fillet; 50 x 50 | 419 | m | 1.5 | 628.5 | 1.5 | 628.5
FAZ old | 3 | CONCRETE | 035440 | CEMENT BASED SCREED | AR | Other | 109 | Cement-sand screed topping; trowelled finish; to receive finish; to | Cement-sand screed topping; trowelled finish; to receive finish; to |  | Cement-sand screed topping; trowelled finish; to receive finish; to
FAZ old | 3 | CONCRETE | 035440 | CEMENT BASED SCREED | AR | Item | 110 | 035440 - CEMENT BASED SCREED | 035440 - CEMENT BASED SCREED | D | Floors; 100 thick | 64 | m2 | 8 | 512 | 8 | 512
FAZ old | 3 | CONCRETE | 035440 | CEMENT BASED SCREED | AR | Item | 111 | Cement-sand screed topping; trowelled finish; to receive finish; to | Cement-sand screed topping; trowelled finish; to receive finish; to | E | Trench; 30 minimum; laid to falls | 8 | m2 | 10 | 80 | 10 | 80
FAZ old | 3 | CONCRETE | 035440 | CEMENT BASED SCREED | AR | Item | 112 | 035440 - CEMENT BASED SCREED | 035440 - CEMENT BASED SCREED | F | Skirtings; 100 high | 70 | m | 3 | 210 | 3 | 210
FAZ old | 3 | CONCRETE | 035440 | CEMENT BASED SCREED | AR | Other | 113 | Cement-sand screed filling; to receive finish; to | Cement-sand screed filling; to receive finish; to |  | Cement-sand screed filling; to receive finish; to
FAZ old | 3 | CONCRETE | 035440 | CEMENT BASED SCREED | AR | Item | 114 | 035440 - CEMENT BASED SCREED | 035440 - CEMENT BASED SCREED | G | To Sunken slabs | 3 | m2 | 0 | 0 | 0 | 0
FAZ old | 3 | CONCRETE | 035440 | CEMENT BASED SCREED | AR | Other | 115 | Cement-sand screed filling; to receive finish; to | Cement-sand screed filling; to receive finish; to | BILL NO. 03 - CONCRETE
FAZ old | 3 | CONCRETE | To Summary | To Summary |  | Bill Sum | 116 | 035440 - CEMENT BASED SCREED | 035440 - CEMENT BASED SCREED | To Summary |  |  |  | J.D | 20635.5
FAZ old | 4 | MASONRY | 042000 | UNIT MASONRY | AR | Other | 117 | Cement-sand screed filling; to receive finish; to | Cement-sand screed filling; to receive finish; to |  |  | BILL NO. 4
FAZ old | 4 | MASONRY | 042000 | UNIT MASONRY | AR | Other | 118 | 035440 - CEMENT BASED SCREED | 035440 - CEMENT BASED SCREED |  |  | MASONRY
FAZ old | 4 | MASONRY | 042000 | UNIT MASONRY | AR | Other | 119 | Cement-sand screed filling; to receive finish; to | Cement-sand screed filling; to receive finish; to | Item | Description | Qty | Unit | Rate | Amount
FAZ old | 4 | MASONRY | 042000 | UNIT MASONRY | AR | Other | 120 | 035440 - CEMENT BASED SCREED | 035440 - CEMENT BASED SCREED | [5 empty] | J.D
FAZ old | 4 | MASONRY | 042000 | UNIT MASONRY | AR | Other | 121 | 042000 - UNIT MASONRY | 042000 - UNIT MASONRY |  | 042000 - UNIT MASONRY
FAZ old | 4 | MASONRY | 042000 | UNIT MASONRY | AR | Other | 122 | Concrete hollow blocks; ordinary Portland cement; including mortar bedding and jointing; to | Concrete hollow blocks; ordinary Portland cement; including mortar bedding and jointing; to |  | Concrete hollow blocks; ordinary Portland cement; including mortar bedding and jointing; to
FAZ old | 4 | MASONRY | 042000 | UNIT MASONRY | AR | Item | 123 | 042000 - UNIT MASONRY | 042000 - UNIT MASONRY | A | Walls; 100 thick | 517 | m2 |  | 0 | 0 | 0
FAZ old | 4 | MASONRY | 042000 | UNIT MASONRY | AR | Item | 124 | Concrete hollow blocks; ordinary Portland cement; including mortar bedding and jointing; to | Concrete hollow blocks; ordinary Portland cement; including mortar bedding and jointing; to | B | Walls; 100 thick curved | 60 | m2 |  | 0 | 0 | 0
FAZ old | 4 | MASONRY | 042000 | UNIT MASONRY | AR | Item | 125 | 042000 - UNIT MASONRY | 042000 - UNIT MASONRY | C | Walls; 150 thick | 164 | m2 |  | 0 | 0 | 0
FAZ old | 4 | MASONRY | 042000 | UNIT MASONRY | AR | Other | 126 | Concrete blocks; ordinary Portland cement; including mortar bedding and jointing; fire rated; to | Concrete blocks; ordinary Portland cement; including mortar bedding and jointing; fire rated; to |  | Concrete blocks; ordinary Portland cement; including mortar bedding and jointing; fire rated; to
FAZ old | 4 | MASONRY | 042000 | UNIT MASONRY | AR | Item | 127 | 042000 - UNIT MASONRY | 042000 - UNIT MASONRY | D | Walls; 200 thick; 30 minutes | 34 | m2 |  | 0 | 0 | 0
FAZ old | 4 | MASONRY | 042000 | UNIT MASONRY | AR | Item | 128 | Concrete blocks; ordinary Portland cement; including mortar bedding and jointing; fire rated; to | Concrete blocks; ordinary Portland cement; including mortar bedding and jointing; fire rated; to | A | Walls; 100 thick; 60 minutes | 14 | m2 | 13 | 182 | 13 | 182
FAZ old | 4 | MASONRY | 042000 | UNIT MASONRY | AR | Item | 129 | 042000 - UNIT MASONRY | 042000 - UNIT MASONRY | F | Walls; 150 thick; 60 minutes | 135 | m2 |  | 0 | 0 | 0
FAZ old | 4 | MASONRY | 042000 | UNIT MASONRY | AR | Item | 130 | Concrete blocks; ordinary Portland cement; including mortar bedding and jointing; fire rated; to | Concrete blocks; ordinary Portland cement; including mortar bedding and jointing; fire rated; to | G | Walls; 200 thick; 60 minutes | 56 | m2 |  | 0 | 0 | 0
FAZ old | 4 | MASONRY | 042300 | GLASS UNIT MASONRY | AR | Other | 131 | 042300 - GLASS UNIT MASONRY | 042300 - GLASS UNIT MASONRY |  | 042300 - GLASS UNIT MASONRY
FAZ old | 4 | MASONRY | 042313 | VERTICAL GLASS UNIT MASONRY | AR | Other | 132 | 042313 - VERTICAL GLASS UNIT MASONRY | 042313 - VERTICAL GLASS UNIT MASONRY |  | 042313 - VERTICAL GLASS UNIT MASONRY
FAZ old | 4 | MASONRY | 042313 | VERTICAL GLASS UNIT MASONRY | AR | Other | 133 | Glass block partitions; including all necessary fixings and fittings materials; as specified and as shown on Drawings | Glass block partitions; including all necessary fixings and fittings materials; as specified and as shown on Drawings |  | Glass block partitions; including all necessary fixings and fittings materials; as specified and as shown on Drawings
FAZ old | 4 | MASONRY | 042313 | VERTICAL GLASS UNIT MASONRY | AR | Item | 134 | 042313 - VERTICAL GLASS UNIT MASONRY | 042313 - VERTICAL GLASS UNIT MASONRY | B | To external elevations | 7 | m2 | 188 | 1316 | 188 | 1316
FAZ old | 4 | MASONRY | 042313 | VERTICAL GLASS UNIT MASONRY | AR | Item | 135 | Glass block partitions; including all necessary fixings and fittings materials; as specified and as shown on Drawings | Glass block partitions; including all necessary fixings and fittings materials; as specified and as shown on Drawings | C | Partitions | 22 | m2 | 188 | 4136 | 188 | 4136
FAZ old | 4 | MASONRY | 044200 | EXTERIOR STONE CLADDING | AR | Other | 136 | 044200 - EXTERIOR STONE CLADDING | 044200 - EXTERIOR STONE CLADDING |  | 044200 - EXTERIOR STONE CLADDING
FAZ old | 4 | MASONRY | 044200 | EXTERIOR STONE CLADDING | AR | Other | 137 | Limestone cladding slabs and features; 30 mm thick; best quality limestone; including backing mortar, water repellents, and all necessary fixings and fittings materials; as specified and as shown on Drawings | Limestone cladding slabs and features; 30 mm thick; best quality limestone; including backing mortar, water repellents, and all necessary fixings and fittings materials; as specified and as shown on Drawings |  | Limestone cladding slabs and features; 30 mm thick; best quality limestone; including backing mortar, water repellents, and all necessary fixings and fittings materials; as specified and as shown on Drawings
FAZ old | 4 | MASONRY | 044200 | EXTERIOR STONE CLADDING | AR | Item | 138 | 044200 - EXTERIOR STONE CLADDING | 044200 - EXTERIOR STONE CLADDING | A | Walls; 30 thick | 268 | m2 | 53 | 14204 | 53 | 14204
FAZ old | 4 | MASONRY | 044200 | EXTERIOR STONE CLADDING | AR | Item | 139 | Limestone cladding slabs and features; 30 mm thick; best quality limestone; including backing mortar, water repellents, and all necessary fixings and fittings materials; as specified and as shown on Drawings | Limestone cladding slabs and features; 30 mm thick; best quality limestone; including backing mortar, water repellents, and all necessary fixings and fittings materials; as specified and as shown on Drawings | B | Copings; 30 thick | 30 | m2 | 44 | 1320 | 44 | 1320
FAZ old | 4 | MASONRY | 044200 | EXTERIOR STONE CLADDING | AR | Other | 140 | 044200 - EXTERIOR STONE CLADDING | 044200 - EXTERIOR STONE CLADDING | BILL N0. 4 - MASONRY
FAZ old | 4 | MASONRY | To Summary | To Summary |  | Bill Sum | 141 | Limestone cladding slabs and features; 30 mm thick; best quality limestone; including backing mortar, water repellents, and all necessary fixings and fittings materials; as specified and as shown on Drawings | Limestone cladding slabs and features; 30 mm thick; best quality limestone; including backing mortar, water repellents, and all necessary fixings and fittings materials; as specified and as shown on Drawings | To Summary |  |  |  | J.D | 21158
FAZ old | 5 | METALS | 055000 | METAL FABRICATIONS | AR | Other | 142 | 044200 - EXTERIOR STONE CLADDING | 044200 - EXTERIOR STONE CLADDING | BILL NO. 5
FAZ old | 5 | METALS | 055000 | METAL FABRICATIONS | AR | Other | 143 | Limestone cladding slabs and features; 30 mm thick; best quality limestone; including backing mortar, water repellents, and all necessary fixings and fittings materials; as specified and as shown on Drawings | Limestone cladding slabs and features; 30 mm thick; best quality limestone; including backing mortar, water repellents, and all necessary fixings and fittings materials; as specified and as shown on Drawings | METALS
FAZ old | 5 | METALS | 055000 | METAL FABRICATIONS | AR | Other | 144 | 044200 - EXTERIOR STONE CLADDING | 044200 - EXTERIOR STONE CLADDING | Item | Description | Qty | Unit | Rate | Amount
FAZ old | 5 | METALS | 055000 | METAL FABRICATIONS | AR | Other | 145 | Limestone cladding slabs and features; 30 mm thick; best quality limestone; including backing mortar, water repellents, and all necessary fixings and fittings materials; as specified and as shown on Drawings | Limestone cladding slabs and features; 30 mm thick; best quality limestone; including backing mortar, water repellents, and all necessary fixings and fittings materials; as specified and as shown on Drawings | [5 empty] | J.D
FAZ old | 5 | METALS | 055000 | METAL FABRICATIONS | AR | Other | 146 | 055000 - METAL FABRICATIONS | 055000 - METAL FABRICATIONS |  | 055000 - METAL FABRICATIONS
FAZ old | 5 | METALS | 055000 | METAL FABRICATIONS | AR | Other | 147 | Access ladders; galvanized mild steel; comprising flat strings and bar rungs; including brackets, anchor bolts, polyurethane paint, fittings and fixings; complete; as specified and as Drg. A-502 | Access ladders; galvanized mild steel; comprising flat strings and bar rungs; including brackets, anchor bolts, polyurethane paint, fittings and fixings; complete; as specified and as Drg. A-502 |  | Access ladders; galvanized mild steel; comprising flat strings and bar rungs; including brackets, anchor bolts, polyurethane paint, fittings and fixings; complete; as specified and as Drg. A-502
FAZ old | 5 | METALS | 055000 | METAL FABRICATIONS | AR | Item | 148 | 055000 - METAL FABRICATIONS | 055000 - METAL FABRICATIONS | A | Size 400 x 3100 rise; detail 1 | 1 | Nr | 288 | 288 | 288 | 288
FAZ old | 5 | METALS | 055000 | METAL FABRICATIONS | AR | Item | 149 | Access ladders; galvanized mild steel; comprising flat strings and bar rungs; including brackets, anchor bolts, polyurethane paint, fittings and fixings; complete; as specified and as Drg. A-502 | Access ladders; galvanized mild steel; comprising flat strings and bar rungs; including brackets, anchor bolts, polyurethane paint, fittings and fixings; complete; as specified and as Drg. A-502 | B | Size 450 x 3500 rise; with extended; detail 4 | 1 | Nr | 313 | 313 | 313 | 313
FAZ old | 5 | METALS | 055000 | METAL FABRICATIONS | AR | Item | 150 | 055000 - METAL FABRICATIONS | 055000 - METAL FABRICATIONS | C | Size 450 x 3800 rise; with extended; detail 4 | 1 | Nr | 344 | 344 | 344 | 344
FAZ old | 5 | METALS | 055000 | METAL FABRICATIONS | AR | Item | 151 | Access ladders; galvanized mild steel; comprising flat strings and bar rungs; including brackets, anchor bolts, polyurethane paint, fittings and fixings; complete; as specified and as Drg. A-502 | Access ladders; galvanized mild steel; comprising flat strings and bar rungs; including brackets, anchor bolts, polyurethane paint, fittings and fixings; complete; as specified and as Drg. A-502 | D | Size 450 x 4000 rise; with extended; detail 4 | 1 | Nr | 357 | 357 | 357 | 357
FAZ old | 5 | METALS | 055000 | METAL FABRICATIONS | AR | Other | 152 | Burglar bar protection; comprising steel bar welded to steel box frame; including epoxy paint, ironmongery, fittings and fixings; complete; as specified and as Drg. A-600 | Burglar bar protection; comprising steel bar welded to steel box frame; including epoxy paint, ironmongery, fittings and fixings; complete; as specified and as Drg. A-600 |  | Burglar bar protection; comprising steel bar welded to steel box frame; including epoxy paint, ironmongery, fittings and fixings; complete; as specified and as Drg. A-600 |  |  | 0
FAZ old | 5 | METALS | 055000 | METAL FABRICATIONS | AR | Item | 153 | Access ladders; galvanized mild steel; comprising flat strings and bar rungs; including brackets, anchor bolts, polyurethane paint, fittings and fixings; complete; as specified and as Drg. A-502 | Access ladders; galvanized mild steel; comprising flat strings and bar rungs; including brackets, anchor bolts, polyurethane paint, fittings and fixings; complete; as specified and as Drg. A-502 | E | Type 02; size 1800 x 2300 high | 1 | Nr | 0 | 0 | 0 | 0
FAZ old | 5 | METALS | 055213 | PIPE AND TUBE RAILINGS | AR | Other | 154 | 055213 - PIPE AND TUBE RAILINGS | 055213 - PIPE AND TUBE RAILINGS |  | 055213 - PIPE AND TUBE RAILINGS |  |  | 0
FAZ old | 5 | METALS | 055213 | PIPE AND TUBE RAILINGS | AR | Other | 155 | Balustrades and handrails; constructed from galvanized tubular steel, finish to receive paint; comprising 60 diameter top rail, 25 diameter intermediate rails, 37.5 diameter posts; including mild steel cover flange, anchored to concrete; fittings and fixings; complete; as specified and as Drg. A-501; detail 1 | Balustrades and handrails; constructed from galvanized tubular steel, finish to receive paint; comprising 60 diameter top rail, 25 diameter intermediate rails, 37.5 diameter posts; including mild steel cover flange, anchored to concrete; fittings and fixings; complete; as specified and as Drg. A-501; detail 1 |  | Balustrades and handrails; constructed from galvanized tubular steel, finish to receive paint; comprising 60 diameter top rail, 25 diameter intermediate rails, 37.5 diameter posts; including mild steel cover flange, anchored to concrete; fittings and fixings; complete; as specified and as Drg. A-501; detail 1 |  |  | 0
FAZ old | 5 | METALS | 055213 | PIPE AND TUBE RAILINGS | AR | Item | 156 | 055213 - PIPE AND TUBE RAILINGS | 055213 - PIPE AND TUBE RAILINGS | A | 600 high; horizontal | 25 | m | 0 | 0 | 0 | 0
FAZ old | 5 | METALS | 055213 | PIPE AND TUBE RAILINGS | AR | Other | 157 | Steel handrail and balustrades; comprising 60 diameter tubular steel section handrail, 25 diameter steel rail and 40 x 10 steel support; including steel cover flange, anchored to concrete; fittings and fixings; complete; as specified and as Drg. A-503; detail 10 | Steel handrail and balustrades; comprising 60 diameter tubular steel section handrail, 25 diameter steel rail and 40 x 10 steel support; including steel cover flange, anchored to concrete; fittings and fixings; complete; as specified and as Drg. A-503; detail 10 |  | Steel handrail and balustrades; comprising 60 diameter tubular steel section handrail, 25 diameter steel rail and 40 x 10 steel support; including steel cover flange, anchored to concrete; fittings and fixings; complete; as specified and as Drg. A-503; detail 10 |  |  | 0
FAZ old | 5 | METALS | 055213 | PIPE AND TUBE RAILINGS | AR | Item | 158 | 055213 - PIPE AND TUBE RAILINGS | 055213 - PIPE AND TUBE RAILINGS | B | 200 high; top of wall; horizontal | 3 | m | 0 | 0 | 0 | 0
FAZ old | 5 | METALS | 055213 | PIPE AND TUBE RAILINGS | AR | Item | 159 | Steel handrail and balustrades; comprising 60 diameter tubular steel section handrail, 25 diameter steel rail and 40 x 10 steel support; including steel cover flange, anchored to concrete; fittings and fixings; complete; as specified and as Drg. A-503; detail 10 | Steel handrail and balustrades; comprising 60 diameter tubular steel section handrail, 25 diameter steel rail and 40 x 10 steel support; including steel cover flange, anchored to concrete; fittings and fixings; complete; as specified and as Drg. A-503; detail 10 | C | 200 high; top of wall; raking | 29 | m | 0 | 0 | 0 | 0
FAZ old | 5 | METALS | 055300 | METAL GRATINGS | AR | Other | 160 | 055300 - METAL GRATINGS | 055300 - METAL GRATINGS |  | 055300 - METAL GRATINGS |  |  | 0
FAZ old | 5 | METALS | 055300 | METAL GRATINGS | AR | Other | 161 | Trench cover, ductile iron grating; comprising solid rectangular bearing bars; including galvanized steel angle frame set in concrete, fixings and fittings; complete; as specified and as Drg. A-501; detail 8 | Trench cover, ductile iron grating; comprising solid rectangular bearing bars; including galvanized steel angle frame set in concrete, fixings and fittings; complete; as specified and as Drg. A-501; detail 8 |  | Trench cover, ductile iron grating; comprising solid rectangular bearing bars; including galvanized steel angle frame set in concrete, fixings and fittings; complete; as specified and as Drg. A-501; detail 8 |  |  | 0
FAZ old | 5 | METALS | 055300 | METAL GRATINGS | AR | Item | 162 | 055300 - METAL GRATINGS | 055300 - METAL GRATINGS | A | 300 wide | 6 | m | 125 | 750 | 125 | 750
FAZ old | 5 | METALS | 055300 | METAL GRATINGS | AR | Item | 163 | Trench cover, ductile iron grating; comprising solid rectangular bearing bars; including galvanized steel angle frame set in concrete, fixings and fittings; complete; as specified and as Drg. A-501; detail 8 | Trench cover, ductile iron grating; comprising solid rectangular bearing bars; including galvanized steel angle frame set in concrete, fixings and fittings; complete; as specified and as Drg. A-501; detail 8 | B | Cover; 1000 x 1000 | 1 | Nr | 350 | 350 | 350 | 350
FAZ old | 5 | METALS | 057300 | DECORATIVE METAL RAILINGS | AR | Other | 164 | 057300 - DECORATIVE METAL RAILINGS | 057300 - DECORATIVE METAL RAILINGS |  | 057300 - DECORATIVE METAL RAILINGS |  |  | 0
FAZ old | 5 | METALS | 057300 | DECORATIVE METAL RAILINGS | AR | Other | 165 | Glass balustrades and handrails; comprising 76 diameter aluminum tubular section handrail, clear laminated tempered glass baluster, 50 x 50 aluminum hollow section bottom rail and posts; including flanges, fittings and fixings; complete; as specified and as Drg. A-503; detail 9 | Glass balustrades and handrails; comprising 76 diameter aluminum tubular section handrail, clear laminated tempered glass baluster, 50 x 50 aluminum hollow section bottom rail and posts; including flanges, fittings and fixings; complete; as specified and as Drg. A-503; detail 9 |  | Glass balustrades and handrails; comprising 76 diameter aluminum tubular section handrail, clear laminated tempered glass baluster, 50 x 50 aluminum hollow section bottom rail and posts; including flanges, fittings and fixings; complete; as specified and as Drg. A-503; detail 9 |  |  | 0
FAZ old | 5 | METALS | 057300 | DECORATIVE METAL RAILINGS | AR | Item | 166 | 057300 - DECORATIVE METAL RAILINGS | 057300 - DECORATIVE METAL RAILINGS | A | 700 high horizontal | 12 | m | 163 | 1956 | 163 | 1956
FAZ old | 5 | METALS | 057300 | DECORATIVE METAL RAILINGS | AR | Other | 167 | Glass balustrades and handrails; comprising 76 diameter aluminum tubular section handrail, clear laminated tempered glass baluster, 50 x 50 aluminum hollow section bottom rail and posts; including flanges, fittings and fixings; complete; as specified and as Drg. A-503; detail 9 | Glass balustrades and handrails; comprising 76 diameter aluminum tubular section handrail, clear laminated tempered glass baluster, 50 x 50 aluminum hollow section bottom rail and posts; including flanges, fittings and fixings; complete; as specified and as Drg. A-503; detail 9 | BILL No. 5 - METALS
FAZ old | 5 | METALS | To Summary | To Summary |  | Bill Sum | 168 | 057300 - DECORATIVE METAL RAILINGS | 057300 - DECORATIVE METAL RAILINGS | To Summary |  |  |  | J.D | 4358
FAZ old | 6 | WOOD AND PLASTICS | 066200 | CAST PLASTIC (GRP) FABRICATIONS | AR | Other | 169 | Glass balustrades and handrails; comprising 76 diameter aluminum tubular section handrail, clear laminated tempered glass baluster, 50 x 50 aluminum hollow section bottom rail and posts; including flanges, fittings and fixings; complete; as specified and as Drg. A-503; detail 9 | Glass balustrades and handrails; comprising 76 diameter aluminum tubular section handrail, clear laminated tempered glass baluster, 50 x 50 aluminum hollow section bottom rail and posts; including flanges, fittings and fixings; complete; as specified and as Drg. A-503; detail 9 |  |  | BILL NO. 6
FAZ old | 6 | WOOD AND PLASTICS | 066200 | CAST PLASTIC (GRP) FABRICATIONS | AR | Other | 170 | 057300 - DECORATIVE METAL RAILINGS | 057300 - DECORATIVE METAL RAILINGS |  |  | WOOD AND PLASTICS
FAZ old | 6 | WOOD AND PLASTICS | 066200 | CAST PLASTIC (GRP) FABRICATIONS | AR | Other | 171 | Glass balustrades and handrails; comprising 76 diameter aluminum tubular section handrail, clear laminated tempered glass baluster, 50 x 50 aluminum hollow section bottom rail and posts; including flanges, fittings and fixings; complete; as specified and as Drg. A-503; detail 9 | Glass balustrades and handrails; comprising 76 diameter aluminum tubular section handrail, clear laminated tempered glass baluster, 50 x 50 aluminum hollow section bottom rail and posts; including flanges, fittings and fixings; complete; as specified and as Drg. A-503; detail 9 | Item | Description | Qty | Unit | Rate | Amount
FAZ old | 6 | WOOD AND PLASTICS | 066200 | CAST PLASTIC (GRP) FABRICATIONS | AR | Other | 172 | 057300 - DECORATIVE METAL RAILINGS | 057300 - DECORATIVE METAL RAILINGS | [5 empty] | J.D
FAZ old | 6 | WOOD AND PLASTICS | 066200 | CAST PLASTIC (GRP) FABRICATIONS | AR | Other | 173 | 066200 - CAST PLASTIC (GRP) FABRICATIONS | 066200 - CAST PLASTIC (GRP) FABRICATIONS |  | 066200 - CAST PLASTIC (GRP) FABRICATIONS
FAZ old | 6 | WOOD AND PLASTICS | 066200 | CAST PLASTIC (GRP) FABRICATIONS | AR | Other | 174 | GRP access ladder; fiber-glass composite ladder; made of pultruded tubing comprising flat strings and bar rungs coated with abrasive materials for slip resistance; including softwood stiffener, stainless steel expansion bolts, fittings and fixings; complete; as specified and as Drg. A-502; detail 5 | GRP access ladder; fiber-glass composite ladder; made of pultruded tubing comprising flat strings and bar rungs coated with abrasive materials for slip resistance; including softwood stiffener, stainless steel expansion bolts, fittings and fixings; complete; as specified and as Drg. A-502; detail 5 |  | GRP access ladder; fiber-glass composite ladder; made of pultruded tubing comprising flat strings and bar rungs coated with abrasive materials for slip resistance; including softwood stiffener, stainless steel expansion bolts, fittings and fixings; complete; as specified and as Drg. A-502; detail 5
FAZ old | 6 | WOOD AND PLASTICS | 066200 | CAST PLASTIC (GRP) FABRICATIONS | AR | Item | 175 | 066200 - CAST PLASTIC (GRP) FABRICATIONS | 066200 - CAST PLASTIC (GRP) FABRICATIONS | A | Size 450 wide x 3100 rise | 2 | Nr | 750 | 1500 | 750 | 1500
FAZ old | 6 | WOOD AND PLASTICS | 066200 | CAST PLASTIC (GRP) FABRICATIONS | AR | Item | 176 | GRP access ladder; fiber-glass composite ladder; made of pultruded tubing comprising flat strings and bar rungs coated with abrasive materials for slip resistance; including softwood stiffener, stainless steel expansion bolts, fittings and fixings; complete; as specified and as Drg. A-502; detail 5 | GRP access ladder; fiber-glass composite ladder; made of pultruded tubing comprising flat strings and bar rungs coated with abrasive materials for slip resistance; including softwood stiffener, stainless steel expansion bolts, fittings and fixings; complete; as specified and as Drg. A-502; detail 5 | B | Size 450 wide x 3450 rise | 2 | Nr | 800 | 1600 | 800 | 1600
FAZ old | 6 | WOOD AND PLASTICS | 066200 | CAST PLASTIC (GRP) FABRICATIONS | AR | Other | 177 | 066200 - CAST PLASTIC (GRP) FABRICATIONS | 066200 - CAST PLASTIC (GRP) FABRICATIONS | BILL No. 6 - WOOD AND PLASTICS
FAZ old | 6 | WOOD AND PLASTICS | To Summary | To Summary |  | Bill Sum | 178 | GRP access ladder; fiber-glass composite ladder; made of pultruded tubing comprising flat strings and bar rungs coated with abrasive materials for slip resistance; including softwood stiffener, stainless steel expansion bolts, fittings and fixings; complete; as specified and as Drg. A-502; detail 5 | GRP access ladder; fiber-glass composite ladder; made of pultruded tubing comprising flat strings and bar rungs coated with abrasive materials for slip resistance; including softwood stiffener, stainless steel expansion bolts, fittings and fixings; complete; as specified and as Drg. A-502; detail 5 | To Summary |  |  |  | J.D | 3100
FAZ old | 7 | THERMAL AND MOISTURE PROTECTION | 071113 | BITUMINOUS DAMPROOFING | ST | Other | 179 | 066200 - CAST PLASTIC (GRP) FABRICATIONS | 066200 - CAST PLASTIC (GRP) FABRICATIONS | BILL NO. 7
FAZ old | 7 | THERMAL AND MOISTURE PROTECTION | 071113 | BITUMINOUS DAMPROOFING | ST | Other | 180 | GRP access ladder; fiber-glass composite ladder; made of pultruded tubing comprising flat strings and bar rungs coated with abrasive materials for slip resistance; including softwood stiffener, stainless steel expansion bolts, fittings and fixings; complete; as specified and as Drg. A-502; detail 5 | GRP access ladder; fiber-glass composite ladder; made of pultruded tubing comprising flat strings and bar rungs coated with abrasive materials for slip resistance; including softwood stiffener, stainless steel expansion bolts, fittings and fixings; complete; as specified and as Drg. A-502; detail 5 | THERMAL AND MOISTURE PROTECTION
FAZ old | 7 | THERMAL AND MOISTURE PROTECTION | 071113 | BITUMINOUS DAMPROOFING | ST | Other | 181 | 066200 - CAST PLASTIC (GRP) FABRICATIONS | 066200 - CAST PLASTIC (GRP) FABRICATIONS | Item | Description | Qty | Unit | Rate | Amount
FAZ old | 7 | THERMAL AND MOISTURE PROTECTION | 071113 | BITUMINOUS DAMPROOFING | ST | Other | 182 | GRP access ladder; fiber-glass composite ladder; made of pultruded tubing comprising flat strings and bar rungs coated with abrasive materials for slip resistance; including softwood stiffener, stainless steel expansion bolts, fittings and fixings; complete; as specified and as Drg. A-502; detail 5 | GRP access ladder; fiber-glass composite ladder; made of pultruded tubing comprising flat strings and bar rungs coated with abrasive materials for slip resistance; including softwood stiffener, stainless steel expansion bolts, fittings and fixings; complete; as specified and as Drg. A-502; detail 5 | [5 empty] | J.D
FAZ old | 7 | THERMAL AND MOISTURE PROTECTION | 071113 | BITUMINOUS DAMPROOFING | ST | Other | 183 | 071113 - BITUMINOUS DAMPROOFING | 071113 - BITUMINOUS DAMPROOFING |  | 071113 - BITUMINOUS DAMPROOFING
FAZ old | 7 | THERMAL AND MOISTURE PROTECTION | 071113 | BITUMINOUS DAMPROOFING | ST | Item | 184 | GRP access ladder; fiber-glass composite ladder; made of pultruded tubing comprising flat strings and bar rungs coated with abrasive materials for slip resistance; including softwood stiffener, stainless steel expansion bolts, fittings and fixings; complete; as specified and as Drg. A-502; detail 5 | GRP access ladder; fiber-glass composite ladder; made of pultruded tubing comprising flat strings and bar rungs coated with abrasive materials for slip resistance; including softwood stiffener, stainless steel expansion bolts, fittings and fixings; complete; as specified and as Drg. A-502; detail 5 | A | Foundation and Walls | 420 | m2 |  | 0 | 0 | 0
FAZ old | 7 | THERMAL AND MOISTURE PROTECTION | 071113 | BITUMINOUS DAMPROOFING | ST | Item | 185 | 071113 - BITUMINOUS DAMPROOFING | 071113 - BITUMINOUS DAMPROOFING | B | Ground Beams | 105 | m2 |  | 0 | 0 | 0
FAZ old | 7 | THERMAL AND MOISTURE PROTECTION | 071416 | COLD FLUID APPLIED WATERPROOFING | AR | Other | 186 | 071416 - COLD FLUID APPLIED WATERPROOFING | 071416 - COLD FLUID APPLIED WATERPROOFING |  | 071416 - COLD FLUID APPLIED WATERPROOFING
FAZ old | 7 | THERMAL AND MOISTURE PROTECTION | 071416 | COLD FLUID APPLIED WATERPROOFING | AR | Other | 187 | Liquid applied waterproofing membrane; single component modified polyurethane, bitumen free, waterproofing; to | Liquid applied waterproofing membrane; single component modified polyurethane, bitumen free, waterproofing; to |  | Liquid applied waterproofing membrane; single component modified polyurethane, bitumen free, waterproofing; to
FAZ old | 7 | THERMAL AND MOISTURE PROTECTION | 071416 | COLD FLUID APPLIED WATERPROOFING | AR | Item | 188 | 071416 - COLD FLUID APPLIED WATERPROOFING | 071416 - COLD FLUID APPLIED WATERPROOFING | A | Floors and upstands in wet areas | 36 | m2 | 16 | 576 | 16 | 576
FAZ old | 7 | THERMAL AND MOISTURE PROTECTION | 071800 | TRAFFIC COATINGS | AR | Other | 189 | 071800 - TRAFFIC COATINGS | 071800 - TRAFFIC COATINGS |  | 071800 - TRAFFIC COATINGS
FAZ old | 7 | THERMAL AND MOISTURE PROTECTION | 071800 | TRAFFIC COATINGS | AR | Other | 190 | Fluid applied deck coating; polyurethane elastomeric coating, to trowelled smooth surfaces; to | Fluid applied deck coating; polyurethane elastomeric coating, to trowelled smooth surfaces; to |  | Fluid applied deck coating; polyurethane elastomeric coating, to trowelled smooth surfaces; to
FAZ old | 7 | THERMAL AND MOISTURE PROTECTION | 071800 | TRAFFIC COATINGS | AR | Item | 191 | 071800 - TRAFFIC COATINGS | 071800 - TRAFFIC COATINGS | B | Floors | 64 | m2 | 18 | 1152 | 18 | 1152
FAZ old | 7 | THERMAL AND MOISTURE PROTECTION | 072100 | THERMAL INSULATION | AR | Other | 192 | 072100 - THERMAL INSULATION | 072100 - THERMAL INSULATION |  | 072100 - THERMAL INSULATION
FAZ old | 7 | THERMAL AND MOISTURE PROTECTION | 072100 | THERMAL INSULATION | AR | Other | 193 | Extruded polystyrene insulation boards; including fittings and fixings; to | Extruded polystyrene insulation boards; including fittings and fixings; to |  | Extruded polystyrene insulation boards; including fittings and fixings; to
FAZ old | 7 | THERMAL AND MOISTURE PROTECTION | 072100 | THERMAL INSULATION | AR | Item | 194 | 072100 - THERMAL INSULATION | 072100 - THERMAL INSULATION | C | Elevation, 50 thick | 40 | m2 | 8 | 320 | 8 | 320
FAZ old | 7 | THERMAL AND MOISTURE PROTECTION | 072100 | THERMAL INSULATION | AR | Item | 195 | Extruded polystyrene insulation boards; including fittings and fixings; to | Extruded polystyrene insulation boards; including fittings and fixings; to | D | Roofs; 50 thick | 1065 | m2 | 8 | 8520 | 8 | 8520
FAZ old | 7 | THERMAL AND MOISTURE PROTECTION | 075323 | ETHYLENE-PROPYLENE DIENE-MONOMER (EPDM) ROOFING | AR | Other | 196 | 075323 - ETHYLENE-PROPYLENE DIENE-MONOMER (EPDM) ROOFING | 075323 - ETHYLENE-PROPYLENE DIENE-MONOMER (EPDM) ROOFING |  | 075323 - ETHYLENE-PROPYLENE DIENE-MONOMER (EPDM) ROOFING
FAZ old | 7 | THERMAL AND MOISTURE PROTECTION | 075323 | ETHYLENE-PROPYLENE DIENE-MONOMER (EPDM) ROOFING | AR | Other | 197 | EPDM sheet roofing; flexible sheet formed from a terpolymer of ethylene propylene diene, black colour, fully bonded; to | EPDM sheet roofing; flexible sheet formed from a terpolymer of ethylene propylene diene, black colour, fully bonded; to |  | EPDM sheet roofing; flexible sheet formed from a terpolymer of ethylene propylene diene, black colour, fully bonded; to
FAZ old | 7 | THERMAL AND MOISTURE PROTECTION | 075323 | ETHYLENE-PROPYLENE DIENE-MONOMER (EPDM) ROOFING | AR | Item | 198 | 075323 - ETHYLENE-PROPYLENE DIENE-MONOMER (EPDM) ROOFING | 075323 - ETHYLENE-PROPYLENE DIENE-MONOMER (EPDM) ROOFING | A | Roofs | 1144 | m2 | 40 | 45760 | 40 | 45760
FAZ old | 7 | THERMAL AND MOISTURE PROTECTION | 075323 | ETHYLENE-PROPYLENE DIENE-MONOMER (EPDM) ROOFING | AR | Item | 199 | EPDM sheet roofing; flexible sheet formed from a terpolymer of ethylene propylene diene, black colour, fully bonded; to | EPDM sheet roofing; flexible sheet formed from a terpolymer of ethylene propylene diene, black colour, fully bonded; to | B | Balcony | 138 | m2 | 38 | 5244 | 38 | 5244
FAZ old | 7 | THERMAL AND MOISTURE PROTECTION | 075323 | ETHYLENE-PROPYLENE DIENE-MONOMER (EPDM) ROOFING | AR | Item | 200 | 075323 - ETHYLENE-PROPYLENE DIENE-MONOMER (EPDM) ROOFING | 075323 - ETHYLENE-PROPYLENE DIENE-MONOMER (EPDM) ROOFING | C | Upstands | 243 | m2 | 38 | 9234 | 38 | 9234
FAZ old | 7 | THERMAL AND MOISTURE PROTECTION | 075323 | ETHYLENE-PROPYLENE DIENE-MONOMER (EPDM) ROOFING | AR | Other | 201 | Filter membrane; vapour permeable geotextile, non woven thermally bonded continuous polypropylene filments; to | Filter membrane; vapour permeable geotextile, non woven thermally bonded continuous polypropylene filments; to |  | Filter membrane; vapour permeable geotextile, non woven thermally bonded continuous polypropylene filments; to
FAZ old | 7 | THERMAL AND MOISTURE PROTECTION | 075323 | ETHYLENE-PROPYLENE DIENE-MONOMER (EPDM) ROOFING | AR | Item | 202 | 075323 - ETHYLENE-PROPYLENE DIENE-MONOMER (EPDM) ROOFING | 075323 - ETHYLENE-PROPYLENE DIENE-MONOMER (EPDM) ROOFING | D | Roofs | 1065 | m2 | 25 | 26625 | 25 | 26625
FAZ old | 7 | THERMAL AND MOISTURE PROTECTION | 075323 | ETHYLENE-PROPYLENE DIENE-MONOMER (EPDM) ROOFING | AR | Other | 203 | Elastomeric coating; U.V. protection to waterproof membrane; to | Elastomeric coating; U.V. protection to waterproof membrane; to |  | Elastomeric coating; U.V. protection to waterproof membrane; to
FAZ old | 7 | THERMAL AND MOISTURE PROTECTION | 075323 | ETHYLENE-PROPYLENE DIENE-MONOMER (EPDM) ROOFING | AR | Item | 204 | 075323 - ETHYLENE-PROPYLENE DIENE-MONOMER (EPDM) ROOFING | 075323 - ETHYLENE-PROPYLENE DIENE-MONOMER (EPDM) ROOFING | E | Upstands | 63 | m2 | 25 | 1575 | 25 | 1575
FAZ old | 7 | THERMAL AND MOISTURE PROTECTION | 075323 | ETHYLENE-PROPYLENE DIENE-MONOMER (EPDM) ROOFING | AR | Other | 205 | Protective covering ballast; crushed gravel; to | Protective covering ballast; crushed gravel; to |  | Protective covering ballast; crushed gravel; to
FAZ old | 7 | THERMAL AND MOISTURE PROTECTION | 075323 | ETHYLENE-PROPYLENE DIENE-MONOMER (EPDM) ROOFING | AR | Item | 206 | 075323 - ETHYLENE-PROPYLENE DIENE-MONOMER (EPDM) ROOFING | 075323 - ETHYLENE-PROPYLENE DIENE-MONOMER (EPDM) ROOFING | F | Roof; 50 thick | 1065 | m2 | 5 | 5325 | 5 | 5325
FAZ old | 7 | THERMAL AND MOISTURE PROTECTION | 077200 | ROOF ACCESSORIES | AR | Other | 207 | 077200 - ROOF ACCESSORIES | 077200 - ROOF ACCESSORIES |  | 077200 - ROOF ACCESSORIES
FAZ old | 7 | THERMAL AND MOISTURE PROTECTION | 077200 | ROOF ACCESSORIES | AR | Other | 208 | Accessories; aluminum alloy; as Drg. FD-A-502; detail 6 | Accessories; aluminum alloy; as Drg. FD-A-502; detail 6 |  | Accessories; aluminum alloy; as Drg. FD-A-502; detail 6
FAZ old | 7 | THERMAL AND MOISTURE PROTECTION | 077200 | ROOF ACCESSORIES | AR | Item | 209 | 077200 - ROOF ACCESSORIES | 077200 - ROOF ACCESSORIES | G | Pressure plate; 40 x 3 thick; including backing cord and sealant | 419 | m | 15 | 6285 | 15 | 6285
FAZ old | 7 | THERMAL AND MOISTURE PROTECTION | 077200 | ROOF ACCESSORIES | AR | Other | 210 | Accessories; galvanized steel | Accessories; galvanized steel |  | Accessories; galvanized steel
FAZ old | 7 | THERMAL AND MOISTURE PROTECTION | 077200 | ROOF ACCESSORIES | AR | Item | 211 | 077200 - ROOF ACCESSORIES | 077200 - ROOF ACCESSORIES | A | Rainwater spouts; 75 diameter, 370 long, including stainless steel saddle band, neoprene gaskets; complete; as specified and as Drg. FD-A-502; detail 9 | 12 | Nr | 36 | 432 | 36 | 432
FAZ old | 7 | THERMAL AND MOISTURE PROTECTION | 077200 | ROOF ACCESSORIES | AR | Other | 212 | Access hatches; comprising 2 thick galvanized pressed steel skin cover, steel angle frame set in concrete; including ironmongery, stay chain, padlock, neoprene gaskets, timber nailer, epoxy paint, fittings and fixings; complete; as specified and as Drg. FD-A-502; detail 2 | Access hatches; comprising 2 thick galvanized pressed steel skin cover, steel angle frame set in concrete; including ironmongery, stay chain, padlock, neoprene gaskets, timber nailer, epoxy paint, fittings and fixings; complete; as specified and as Drg. FD-A-502; detail 2 |  | Access hatches; comprising 2 thick galvanized pressed steel skin cover, steel angle frame set in concrete; including ironmongery, stay chain, padlock, neoprene gaskets, timber nailer, epoxy paint, fittings and fixings; complete; as specified and as Drg. FD-A-502; detail 2
FAZ old | 7 | THERMAL AND MOISTURE PROTECTION | 077200 | ROOF ACCESSORIES | AR | Item | 213 | 077200 - ROOF ACCESSORIES | 077200 - ROOF ACCESSORIES | B | Size 1000 x 1000 | 4 | Nr | 216 | 864 | 216 | 864
FAZ old | 7 | THERMAL AND MOISTURE PROTECTION | 077200 | ROOF ACCESSORIES | AR | Item | 214 | Access hatches; comprising 2 thick galvanized pressed steel skin cover, steel angle frame set in concrete; including ironmongery, stay chain, padlock, neoprene gaskets, timber nailer, epoxy paint, fittings and fixings; complete; as specified and as Drg. FD-A-502; detail 2 | Access hatches; comprising 2 thick galvanized pressed steel skin cover, steel angle frame set in concrete; including ironmongery, stay chain, padlock, neoprene gaskets, timber nailer, epoxy paint, fittings and fixings; complete; as specified and as Drg. FD-A-502; detail 2 | C | Size 850 x 850 | 2 | Nr | 150 | 300 | 150 | 300
FAZ old | 7 | THERMAL AND MOISTURE PROTECTION | 079200 | JOINT SEALANTS | AR | Other | 215 | 079200 - JOINT SEALANTS | 079200 - JOINT SEALANTS |  | 079200 - JOINT SEALANTS
FAZ old | 7 | THERMAL AND MOISTURE PROTECTION | 079200 | JOINT SEALANTS | AR | Other | 216 | Expansion joints; in finish; including metal angle trim, plaster stop and architraves, filler pieces, sealant and backing cord as appropriate; complete; as specified and as Drg. FD-A-502; detail 10 | Expansion joints; in finish; including metal angle trim, plaster stop and architraves, filler pieces, sealant and backing cord as appropriate; complete; as specified and as Drg. FD-A-502; detail 10 |  | Expansion joints; in finish; including metal angle trim, plaster stop and architraves, filler pieces, sealant and backing cord as appropriate; complete; as specified and as Drg. FD-A-502; detail 10
FAZ old | 7 | THERMAL AND MOISTURE PROTECTION | 079200 | JOINT SEALANTS | AR | Item | 217 | 079200 - JOINT SEALANTS | 079200 - JOINT SEALANTS | D | Ceramic floor to plaster wall | 37 | m |  | 0 | 0 | 0
FAZ old | 7 | THERMAL AND MOISTURE PROTECTION | 079200 | JOINT SEALANTS | AR | Item | 218 | Expansion joints; in finish; including metal angle trim, plaster stop and architraves, filler pieces, sealant and backing cord as appropriate; complete; as specified and as Drg. FD-A-502; detail 10 | Expansion joints; in finish; including metal angle trim, plaster stop and architraves, filler pieces, sealant and backing cord as appropriate; complete; as specified and as Drg. FD-A-502; detail 10 | D | Floor to floor | 2 | m | 35 | 70 | 35 | 70
FAZ old | 7 | THERMAL AND MOISTURE PROTECTION | 079200 | JOINT SEALANTS | AR | Item | 219 | 079200 - JOINT SEALANTS | 079200 - JOINT SEALANTS | F | Floor to wall; ceramic | 3 | m |  | 0 | 0 | 0
FAZ old | 7 | THERMAL AND MOISTURE PROTECTION | 079200 | JOINT SEALANTS | AR | Item | 220 | Expansion joints; in finish; including metal angle trim, plaster stop and architraves, filler pieces, sealant and backing cord as appropriate; complete; as specified and as Drg. FD-A-502; detail 10 | Expansion joints; in finish; including metal angle trim, plaster stop and architraves, filler pieces, sealant and backing cord as appropriate; complete; as specified and as Drg. FD-A-502; detail 10 | G | Ceiling to wall; plaster | 18 | m |  | 0 | 0 | 0
FAZ old | 7 | THERMAL AND MOISTURE PROTECTION | 079200 | JOINT SEALANTS | AR | Item | 221 | 079200 - JOINT SEALANTS | 079200 - JOINT SEALANTS | A | Wall to wall; plaster | 7 | m | 35 | 245 | 35 | 245
FAZ old | 7 | THERMAL AND MOISTURE PROTECTION | 079200 | JOINT SEALANTS | AR | Item | 222 | Expansion joints; in finish; including metal angle trim, plaster stop and architraves, filler pieces, sealant and backing cord as appropriate; complete; as specified and as Drg. FD-A-502; detail 10 | Expansion joints; in finish; including metal angle trim, plaster stop and architraves, filler pieces, sealant and backing cord as appropriate; complete; as specified and as Drg. FD-A-502; detail 10 | B | Twin curb upstand | 17 | m |  | 0 | 0 | 0
FAZ old | 7 | THERMAL AND MOISTURE PROTECTION | 079200 | JOINT SEALANTS | AR | Other | 223 | 079200 - JOINT SEALANTS | 079200 - JOINT SEALANTS | BILL NO. 7 - THERMAL AND MOISTURE PROTECTION
FAZ old | 7 | THERMAL AND MOISTURE PROTECTION | To Summary | To Summary |  | Bill Sum | 224 | Expansion joints; in finish; including metal angle trim, plaster stop and architraves, filler pieces, sealant and backing cord as appropriate; complete; as specified and as Drg. FD-A-502; detail 10 | Expansion joints; in finish; including metal angle trim, plaster stop and architraves, filler pieces, sealant and backing cord as appropriate; complete; as specified and as Drg. FD-A-502; detail 10 | To Summary |  |  |  | J.D | 112527
FAZ old | 8 | OPENINGS | 081113 | HOLLOW METAL DOORS AND FRAMES | AR | Other | 225 | 079200 - JOINT SEALANTS | 079200 - JOINT SEALANTS |  |  | BILL NO. 8
FAZ old | 8 | OPENINGS | 081113 | HOLLOW METAL DOORS AND FRAMES | AR | Other | 226 | Expansion joints; in finish; including metal angle trim, plaster stop and architraves, filler pieces, sealant and backing cord as appropriate; complete; as specified and as Drg. FD-A-502; detail 10 | Expansion joints; in finish; including metal angle trim, plaster stop and architraves, filler pieces, sealant and backing cord as appropriate; complete; as specified and as Drg. FD-A-502; detail 10 |  |  | OPENINGS
FAZ old | 8 | OPENINGS | 081113 | HOLLOW METAL DOORS AND FRAMES | AR | Other | 227 | 079200 - JOINT SEALANTS | 079200 - JOINT SEALANTS | Item | Description | Qty | Unit | Rate | Amount
FAZ old | 8 | OPENINGS | 081113 | HOLLOW METAL DOORS AND FRAMES | AR | Other | 228 | Expansion joints; in finish; including metal angle trim, plaster stop and architraves, filler pieces, sealant and backing cord as appropriate; complete; as specified and as Drg. FD-A-502; detail 10 | Expansion joints; in finish; including metal angle trim, plaster stop and architraves, filler pieces, sealant and backing cord as appropriate; complete; as specified and as Drg. FD-A-502; detail 10 | [5 empty] | J.D
FAZ old | 8 | OPENINGS | 081113 | HOLLOW METAL DOORS AND FRAMES | AR | Other | 229 | 081113 - HOLLOW METAL DOORS AND FRAMES | 081113 - HOLLOW METAL DOORS AND FRAMES |  | 081113 - HOLLOW METAL DOORS AND FRAMES
FAZ old | 8 | OPENINGS | 081113 | HOLLOW METAL DOORS AND FRAMES | AR | Other | 230 | Flush steel doors; 43 mm thick; leaf construction type 3.constructed from steel section frame; galvanized steel sheet both skins, factory primed for painting; including fittings and fixings; complete; as specified and as Drg. A-611 | Flush steel doors; 43 mm thick; leaf construction type 3.constructed from steel section frame; galvanized steel sheet both skins, factory primed for painting; including fittings and fixings; complete; as specified and as Drg. A-611 |  | Flush steel doors; 43 mm thick; leaf construction type 3.constructed from steel section frame; galvanized steel sheet both skins, factory primed for painting; including fittings and fixings; complete; as specified and as Drg. A-611
FAZ old | 8 | OPENINGS | 081113 | HOLLOW METAL DOORS AND FRAMES | AR | Item | 231 | 081113 - HOLLOW METAL DOORS AND FRAMES | 081113 - HOLLOW METAL DOORS AND FRAMES | A | Leaf size S1; 1050 x 2200 high | 3 | Nr | 0 | 0 | 0 | 0
FAZ old | 8 | OPENINGS | 081113 | HOLLOW METAL DOORS AND FRAMES | AR | Item | 232 | Flush steel doors; 43 mm thick; leaf construction type 3.constructed from steel section frame; galvanized steel sheet both skins, factory primed for painting; including fittings and fixings; complete; as specified and as Drg. A-611 | Flush steel doors; 43 mm thick; leaf construction type 3.constructed from steel section frame; galvanized steel sheet both skins, factory primed for painting; including fittings and fixings; complete; as specified and as Drg. A-611 | B | Leaf size S10; 1660 x 2200 high; double leaf; with glass vision panels | 1 | Nr | 0 | 0 | 0 | 0
FAZ old | 8 | OPENINGS | 081113 | HOLLOW METAL DOORS AND FRAMES | AR | Item | 233 | 081113 - HOLLOW METAL DOORS AND FRAMES | 081113 - HOLLOW METAL DOORS AND FRAMES | C | Leaf size S12; 930 x 2200 high; with glass vision panel | 1 | Nr | 0 | 0 | 0 | 0
FAZ old | 8 | OPENINGS | 081113 | HOLLOW METAL DOORS AND FRAMES | AR | Item | 234 | Flush steel doors; 43 mm thick; leaf construction type 3.constructed from steel section frame; galvanized steel sheet both skins, factory primed for painting; including fittings and fixings; complete; as specified and as Drg. A-611 | Flush steel doors; 43 mm thick; leaf construction type 3.constructed from steel section frame; galvanized steel sheet both skins, factory primed for painting; including fittings and fixings; complete; as specified and as Drg. A-611 | D | Leaf size S16; 1233 x 2200 high | 1 | Nr | 0 | 0 | 0 | 0
FAZ old | 8 | OPENINGS | 081113 | HOLLOW METAL DOORS AND FRAMES | AR | Item | 235 | 081113 - HOLLOW METAL DOORS AND FRAMES | 081113 - HOLLOW METAL DOORS AND FRAMES | E | Leaf size S18; 1233 x 2200 high | 2 | Nr | 0 | 0 | 0 | 0
FAZ old | 8 | OPENINGS | 081113 | HOLLOW METAL DOORS AND FRAMES | AR | Item | 236 | Flush steel doors; 43 mm thick; leaf construction type 3.constructed from steel section frame; galvanized steel sheet both skins, factory primed for painting; including fittings and fixings; complete; as specified and as Drg. A-611 | Flush steel doors; 43 mm thick; leaf construction type 3.constructed from steel section frame; galvanized steel sheet both skins, factory primed for painting; including fittings and fixings; complete; as specified and as Drg. A-611 | F | Leaf size S21; 1400 x 2200 high; double leaf | 1 | Nr | 0 | 0 | 0 | 0
FAZ old | 8 | OPENINGS | 081113 | HOLLOW METAL DOORS AND FRAMES | AR | Item | 237 | 081113 - HOLLOW METAL DOORS AND FRAMES | 081113 - HOLLOW METAL DOORS AND FRAMES | G | Leaf size S22; 900 x 2200 high; with glass vision panel | 1 | Nr | 0 | 0 | 0 | 0
FAZ old | 8 | OPENINGS | 081113 | HOLLOW METAL DOORS AND FRAMES | AR | Item | 238 | Flush steel doors; 43 mm thick; leaf construction type 3.constructed from steel section frame; galvanized steel sheet both skins, factory primed for painting; including fittings and fixings; complete; as specified and as Drg. A-611 | Flush steel doors; 43 mm thick; leaf construction type 3.constructed from steel section frame; galvanized steel sheet both skins, factory primed for painting; including fittings and fixings; complete; as specified and as Drg. A-611 | H | Leaf size S7; 1080 x 2200 high; with glass vision panel | 5 | Nr | 0 | 0 | 0 | 0
FAZ old | 8 | OPENINGS | 081113 | HOLLOW METAL DOORS AND FRAMES | AR | Item | 239 | 081113 - HOLLOW METAL DOORS AND FRAMES | 081113 - HOLLOW METAL DOORS AND FRAMES | A | Leaf size S6; 1100 x 2200 high | 1 | Nr | 332 | 332 | 332 | 332
FAZ old | 8 | OPENINGS | 081113 | HOLLOW METAL DOORS AND FRAMES | AR | Item | 240 | Flush steel doors; 43 mm thick; leaf construction type 3.constructed from steel section frame; galvanized steel sheet both skins, factory primed for painting; including fittings and fixings; complete; as specified and as Drg. A-611 | Flush steel doors; 43 mm thick; leaf construction type 3.constructed from steel section frame; galvanized steel sheet both skins, factory primed for painting; including fittings and fixings; complete; as specified and as Drg. A-611 | K | Leaf size S23; 1690 x 2200 high; double leaf; with glass vision panel | 1 | Nr | 0 | 0 | 0 | 0
FAZ old | 8 | OPENINGS | 081113 | HOLLOW METAL DOORS AND FRAMES | AR | Other | 241 | Flush steel doors; 43 mm thick; leaf construction type 4; fire rated; constructed from steel section frame; infill with non combustible thermal insulating material, galvanized steel sheet both skins, factory primed for painting; including intumescent strip, fittings and fixings; complete; as specified and as Drg. A-611 | Flush steel doors; 43 mm thick; leaf construction type 4; fire rated; constructed from steel section frame; infill with non combustible thermal insulating material, galvanized steel sheet both skins, factory primed for painting; including intumescent strip, fittings and fixings; complete; as specified and as Drg. A-611 |  | Flush steel doors; 43 mm thick; leaf construction type 4; fire rated; constructed from steel section frame; infill with non combustible thermal insulating material, galvanized steel sheet both skins, factory primed for painting; including intumescent strip, fittings and fixings; complete; as specified and as Drg. A-611 |  |  | 0
FAZ old | 8 | OPENINGS | 081113 | HOLLOW METAL DOORS AND FRAMES | AR | Item | 242 | Flush steel doors; 43 mm thick; leaf construction type 3.constructed from steel section frame; galvanized steel sheet both skins, factory primed for painting; including fittings and fixings; complete; as specified and as Drg. A-611 | Flush steel doors; 43 mm thick; leaf construction type 3.constructed from steel section frame; galvanized steel sheet both skins, factory primed for painting; including fittings and fixings; complete; as specified and as Drg. A-611 | A | Leaf size S7; 1080 x 2200 high; 60 minutes; with glass vision panel | 1 | Nr | 488 | 488 | 488 | 488
FAZ old | 8 | OPENINGS | 081113 | HOLLOW METAL DOORS AND FRAMES | AR | Item | 243 | Flush steel doors; 43 mm thick; leaf construction type 4; fire rated; constructed from steel section frame; infill with non combustible thermal insulating material, galvanized steel sheet both skins, factory primed for painting; including intumescent strip, fittings and fixings; complete; as specified and as Drg. A-611 | Flush steel doors; 43 mm thick; leaf construction type 4; fire rated; constructed from steel section frame; infill with non combustible thermal insulating material, galvanized steel sheet both skins, factory primed for painting; including intumescent strip, fittings and fixings; complete; as specified and as Drg. A-611 | B | Leaf size S1; 1050 x 2200 high; 60 minutes | 1 | Nr | 0 | 0 | 0 | 0
FAZ old | 8 | OPENINGS | 081113 | HOLLOW METAL DOORS AND FRAMES | AR | Item | 244 | Flush steel doors; 43 mm thick; leaf construction type 3.constructed from steel section frame; galvanized steel sheet both skins, factory primed for painting; including fittings and fixings; complete; as specified and as Drg. A-611 | Flush steel doors; 43 mm thick; leaf construction type 3.constructed from steel section frame; galvanized steel sheet both skins, factory primed for painting; including fittings and fixings; complete; as specified and as Drg. A-611 | C | Leaf size S10; 1660 x 2200 high; 45 minutes; double leaf; with glass vision panel | 2 | Nr | 0 | 0 | 0 | 0
FAZ old | 8 | OPENINGS | 081113 | HOLLOW METAL DOORS AND FRAMES | AR | Item | 245 | Flush steel doors; 43 mm thick; leaf construction type 4; fire rated; constructed from steel section frame; infill with non combustible thermal insulating material, galvanized steel sheet both skins, factory primed for painting; including intumescent strip, fittings and fixings; complete; as specified and as Drg. A-611 | Flush steel doors; 43 mm thick; leaf construction type 4; fire rated; constructed from steel section frame; infill with non combustible thermal insulating material, galvanized steel sheet both skins, factory primed for painting; including intumescent strip, fittings and fixings; complete; as specified and as Drg. A-611 | D | Leaf size S18; 1233 x 2200 high; 60 minutes | 1 | Nr | 0 | 0 | 0 | 0
FAZ old | 8 | OPENINGS | 081113 | HOLLOW METAL DOORS AND FRAMES | AR | Item | 246 | Flush steel doors; 43 mm thick; leaf construction type 3.constructed from steel section frame; galvanized steel sheet both skins, factory primed for painting; including fittings and fixings; complete; as specified and as Drg. A-611 | Flush steel doors; 43 mm thick; leaf construction type 3.constructed from steel section frame; galvanized steel sheet both skins, factory primed for painting; including fittings and fixings; complete; as specified and as Drg. A-611 | B | Leaf size S3; 900 x 2200 high; 60 minutes | 3 | Nr | 375 | 1125 | 375 | 1125
FAZ old | 8 | OPENINGS | 081113 | HOLLOW METAL DOORS AND FRAMES | AR | Item | 247 | Flush steel doors; 43 mm thick; leaf construction type 4; fire rated; constructed from steel section frame; infill with non combustible thermal insulating material, galvanized steel sheet both skins, factory primed for painting; including intumescent strip, fittings and fixings; complete; as specified and as Drg. A-611 | Flush steel doors; 43 mm thick; leaf construction type 4; fire rated; constructed from steel section frame; infill with non combustible thermal insulating material, galvanized steel sheet both skins, factory primed for painting; including intumescent strip, fittings and fixings; complete; as specified and as Drg. A-611 | F | Leaf size S11; 1605 x 2200 high; 60 minutes; double leaf; with glass vision panel | 1 | Nr | 0 | 0 | 0 | 0
FAZ old | 8 | OPENINGS | 081113 | HOLLOW METAL DOORS AND FRAMES | AR | Item | 248 | Flush steel doors; 43 mm thick; leaf construction type 3.constructed from steel section frame; galvanized steel sheet both skins, factory primed for painting; including fittings and fixings; complete; as specified and as Drg. A-611 | Flush steel doors; 43 mm thick; leaf construction type 3.constructed from steel section frame; galvanized steel sheet both skins, factory primed for painting; including fittings and fixings; complete; as specified and as Drg. A-611 | C | Leaf size S23; 1690 x 2200 high; 90 minutes; double leaf; with glass vision panel | 1 | Nr | 938 | 938 | 938 | 938
FAZ old | 8 | OPENINGS | 081113 | HOLLOW METAL DOORS AND FRAMES | AR | Other | 249 | Louvered steel doors; 43 mm thick; leaf construction type 5; galvanized; zinc coated and factory primed for painting; including fittings and fixings; complete; as specified and as Drg. A-611 | Louvered steel doors; 43 mm thick; leaf construction type 5; galvanized; zinc coated and factory primed for painting; including fittings and fixings; complete; as specified and as Drg. A-611 |  | Louvered steel doors; 43 mm thick; leaf construction type 5; galvanized; zinc coated and factory primed for painting; including fittings and fixings; complete; as specified and as Drg. A-611 |  |  | 0
FAZ old | 8 | OPENINGS | 081113 | HOLLOW METAL DOORS AND FRAMES | AR | Item | 250 | Flush steel doors; 43 mm thick; leaf construction type 3.constructed from steel section frame; galvanized steel sheet both skins, factory primed for painting; including fittings and fixings; complete; as specified and as Drg. A-611 | Flush steel doors; 43 mm thick; leaf construction type 3.constructed from steel section frame; galvanized steel sheet both skins, factory primed for painting; including fittings and fixings; complete; as specified and as Drg. A-611 | A | Leaf size S5; 1830 x 2000 high; double leaf | 2 | Nr | 800 | 1600 | 800 | 1600
FAZ old | 8 | OPENINGS | 081113 | HOLLOW METAL DOORS AND FRAMES | AR | Item | 251 | Louvered steel doors; 43 mm thick; leaf construction type 5; galvanized; zinc coated and factory primed for painting; including fittings and fixings; complete; as specified and as Drg. A-611 | Louvered steel doors; 43 mm thick; leaf construction type 5; galvanized; zinc coated and factory primed for painting; including fittings and fixings; complete; as specified and as Drg. A-611 | B | Leaf size S17; 1830 x 2000 high; double leaf | 1 | Nr | 0 | 0 | 0 | 0
FAZ old | 8 | OPENINGS | 081113 | HOLLOW METAL DOORS AND FRAMES | AR | Item | 252 | Flush steel doors; 43 mm thick; leaf construction type 3.constructed from steel section frame; galvanized steel sheet both skins, factory primed for painting; including fittings and fixings; complete; as specified and as Drg. A-611 | Flush steel doors; 43 mm thick; leaf construction type 3.constructed from steel section frame; galvanized steel sheet both skins, factory primed for painting; including fittings and fixings; complete; as specified and as Drg. A-611 | C | Leaf size S9; 1080 x 2000 high | 1 | Nr | 0 | 0 | 0 | 0
FAZ old | 8 | OPENINGS | 081113 | HOLLOW METAL DOORS AND FRAMES | AR | Other | 253 | Special doors; including ironmongery, accessories, painting, fittings and fixings; complete; as specified and as Drg. A-611 | Special doors; including ironmongery, accessories, painting, fittings and fixings; complete; as specified and as Drg. A-611 |  | Special doors; including ironmongery, accessories, painting, fittings and fixings; complete; as specified and as Drg. A-611 |  |  | 0
FAZ old | 8 | OPENINGS | 081113 | HOLLOW METAL DOORS AND FRAMES | AR | Item | 254 | Flush steel doors; 43 mm thick; leaf construction type 3.constructed from steel section frame; galvanized steel sheet both skins, factory primed for painting; including fittings and fixings; complete; as specified and as Drg. A-611 | Flush steel doors; 43 mm thick; leaf construction type 3.constructed from steel section frame; galvanized steel sheet both skins, factory primed for painting; including fittings and fixings; complete; as specified and as Drg. A-611 | D | Leaf size S14; 930 x 2200 high; with glass vision panel; room G31 | 1 | Nr | 0 | 0 | 0 | 0
FAZ old | 8 | OPENINGS | 081113 | HOLLOW METAL DOORS AND FRAMES | AR | Item | 255 | Special doors; including ironmongery, accessories, painting, fittings and fixings; complete; as specified and as Drg. A-611 | Special doors; including ironmongery, accessories, painting, fittings and fixings; complete; as specified and as Drg. A-611 | E | Leaf size S20; 800 x 2200 high; rooms G35, G37 | 2 | Nr | 0 | 0 | 0 | 0
FAZ old | 8 | OPENINGS | 081113 | HOLLOW METAL DOORS AND FRAMES | AR | Item | 256 | Flush steel doors; 43 mm thick; leaf construction type 3.constructed from steel section frame; galvanized steel sheet both skins, factory primed for painting; including fittings and fixings; complete; as specified and as Drg. A-611 | Flush steel doors; 43 mm thick; leaf construction type 3.constructed from steel section frame; galvanized steel sheet both skins, factory primed for painting; including fittings and fixings; complete; as specified and as Drg. A-611 | F | Leaf size S20; 800 x 2200 high; with glass vision panel; rooms G34, G38 | 2 | Nr | 0 | 0 | 0 | 0
FAZ old | 8 | OPENINGS | 081113 | HOLLOW METAL DOORS AND FRAMES | AR | Item | 257 | Special doors; including ironmongery, accessories, painting, fittings and fixings; complete; as specified and as Drg. A-611 | Special doors; including ironmongery, accessories, painting, fittings and fixings; complete; as specified and as Drg. A-611 | G | Leaf size S22; 900 x 2200 high; with glass vision panel; rooms G39 | 1 | Nr | 0 | 0 | 0 | 0
FAZ old | 8 | OPENINGS | 081113 | HOLLOW METAL DOORS AND FRAMES | AR | Other | 258 | Steel hollow door frames; zinc coated and factory primed for painting; including fixings and fillings solid with mortar; as specified and as Drg. A-611 | Steel hollow door frames; zinc coated and factory primed for painting; including fixings and fillings solid with mortar; as specified and as Drg. A-611 |  | Steel hollow door frames; zinc coated and factory primed for painting; including fixings and fillings solid with mortar; as specified and as Drg. A-611 |  |  | 0
FAZ old | 8 | OPENINGS | 081113 | HOLLOW METAL DOORS AND FRAMES | AR | Item | 259 | Special doors; including ironmongery, accessories, painting, fittings and fixings; complete; as specified and as Drg. A-611 | Special doors; including ironmongery, accessories, painting, fittings and fixings; complete; as specified and as Drg. A-611 | B | Type A | 300 | m | 22 | 6600 | 22 | 6600
FAZ old | 8 | OPENINGS | 081113 | HOLLOW METAL DOORS AND FRAMES | AR | Item | 260 | Steel hollow door frames; zinc coated and factory primed for painting; including fixings and fillings solid with mortar; as specified and as Drg. A-611 | Steel hollow door frames; zinc coated and factory primed for painting; including fixings and fillings solid with mortar; as specified and as Drg. A-611 | J | Type C | 7 | m | 0 |  | 0 | 0
FAZ old | 8 | OPENINGS | 081113 | HOLLOW METAL DOORS AND FRAMES | AR | Other | 261 | Steel hollow door frames; fire rated, zinc coated and factory primed for painting; including fixings and filling solid with mortar; as specified and as Drg. A-611 | Steel hollow door frames; fire rated, zinc coated and factory primed for painting; including fixings and filling solid with mortar; as specified and as Drg. A-611 |  | Steel hollow door frames; fire rated, zinc coated and factory primed for painting; including fixings and filling solid with mortar; as specified and as Drg. A-611 |  |  | 0
FAZ old | 8 | OPENINGS | 081113 | HOLLOW METAL DOORS AND FRAMES | AR | Item | 262 | Steel hollow door frames; zinc coated and factory primed for painting; including fixings and fillings solid with mortar; as specified and as Drg. A-611 | Steel hollow door frames; zinc coated and factory primed for painting; including fixings and fillings solid with mortar; as specified and as Drg. A-611 | A | Type A; 20 minutes | 65 | m | 0 |  | 0 | 0
FAZ old | 8 | OPENINGS | 081113 | HOLLOW METAL DOORS AND FRAMES | AR | Item | 263 | Steel hollow door frames; fire rated, zinc coated and factory primed for painting; including fixings and filling solid with mortar; as specified and as Drg. A-611 | Steel hollow door frames; fire rated, zinc coated and factory primed for painting; including fixings and filling solid with mortar; as specified and as Drg. A-611 | B | Type A; 45 minutes | 44 | m | 0 | 0 | 0 | 0
FAZ old | 8 | OPENINGS | 081113 | HOLLOW METAL DOORS AND FRAMES | AR | Item | 264 | Steel hollow door frames; zinc coated and factory primed for painting; including fixings and fillings solid with mortar; as specified and as Drg. A-611 | Steel hollow door frames; zinc coated and factory primed for painting; including fixings and fillings solid with mortar; as specified and as Drg. A-611 | C | Type A; 60 minutes | 109 | m | 0 |  | 0 | 0
FAZ old | 8 | OPENINGS | 081113 | HOLLOW METAL DOORS AND FRAMES | AR | Item | 265 | Steel hollow door frames; fire rated, zinc coated and factory primed for painting; including fixings and filling solid with mortar; as specified and as Drg. A-611 | Steel hollow door frames; fire rated, zinc coated and factory primed for painting; including fixings and filling solid with mortar; as specified and as Drg. A-611 | A | Type C; 90 minutes | 5 | m | 29 | 145 | 29 | 145
FAZ old | 8 | OPENINGS | 081416 | FLUSH WOOD DOORS | AR | Other | 266 | 081416 - FLUSH WOOD DOORS | 081416 - FLUSH WOOD DOORS |  | 081416 - FLUSH WOOD DOORS |  |  | 0
FAZ old | 8 | OPENINGS | 081416 | FLUSH WOOD DOORS | AR | Other | 267 | Flush wood doors; semi-solid core, 43 thick, leaf construction type 1; comprising preservative treated softwood framing and noggins faced both sides with 6 mm plywood glued and pressed to framing and lipped on all edges with hardwood, veneered faced, finished to receive clear finish paint; including fittings and fixings; complete; as specified and as Drg. A-611 | Flush wood doors; semi-solid core, 43 thick, leaf construction type 1; comprising preservative treated softwood framing and noggins faced both sides with 6 mm plywood glued and pressed to framing and lipped on all edges with hardwood, veneered faced, finished to receive clear finish paint; including fittings and fixings; complete; as specified and as Drg. A-611 |  | Flush wood doors; semi-solid core, 43 thick, leaf construction type 1; comprising preservative treated softwood framing and noggins faced both sides with 6 mm plywood glued and pressed to framing and lipped on all edges with hardwood, veneered faced, finished to receive clear finish paint; including fittings and fixings; complete; as specified and as Drg. A-611 |  |  | 0
FAZ old | 8 | OPENINGS | 081416 | FLUSH WOOD DOORS | AR | Item | 268 | 081416 - FLUSH WOOD DOORS | 081416 - FLUSH WOOD DOORS | E | Leaf size W5; 1530 x 2200 high; double leaf; with glass vision panel | 4 | Nr | 0 |  | 0 | 0
FAZ old | 8 | OPENINGS | 081416 | FLUSH WOOD DOORS | AR | Other | 269 | Flush wood doors; semi-solid core, 43 thick, leaf construction type 1; comprising preservative treated softwood framing and noggins faced both sides with 6 mm plywood glued and pressed to framing and lipped on all edges with hardwood, faced with plastic laminated finish; including fittings and fixings; complete; as specified and as Drg. A-611 | Flush wood doors; semi-solid core, 43 thick, leaf construction type 1; comprising preservative treated softwood framing and noggins faced both sides with 6 mm plywood glued and pressed to framing and lipped on all edges with hardwood, faced with plastic laminated finish; including fittings and fixings; complete; as specified and as Drg. A-611 |  | Flush wood doors; semi-solid core, 43 thick, leaf construction type 1; comprising preservative treated softwood framing and noggins faced both sides with 6 mm plywood glued and pressed to framing and lipped on all edges with hardwood, faced with plastic laminated finish; including fittings and fixings; complete; as specified and as Drg. A-611 |  |  | 0
FAZ old | 8 | OPENINGS | 081416 | FLUSH WOOD DOORS | AR | Item | 270 | 081416 - FLUSH WOOD DOORS | 081416 - FLUSH WOOD DOORS | A | Leaf size W1; 730 x 2200 high | 3 | Nr | 261 | 783 | 261 | 783
FAZ old | 8 | OPENINGS | 081416 | FLUSH WOOD DOORS | AR | Item | 271 | Flush wood doors; semi-solid core, 43 thick, leaf construction type 1; comprising preservative treated softwood framing and noggins faced both sides with 6 mm plywood glued and pressed to framing and lipped on all edges with hardwood, faced with plastic laminated finish; including fittings and fixings; complete; as specified and as Drg. A-611 | Flush wood doors; semi-solid core, 43 thick, leaf construction type 1; comprising preservative treated softwood framing and noggins faced both sides with 6 mm plywood glued and pressed to framing and lipped on all edges with hardwood, faced with plastic laminated finish; including fittings and fixings; complete; as specified and as Drg. A-611 | B | Leaf size W11; 930 x 2200 high; with glass vision panel | 2 | Nr | 0 |  | 0 | 0
FAZ old | 8 | OPENINGS | 081416 | FLUSH WOOD DOORS | AR | Item | 272 | 081416 - FLUSH WOOD DOORS | 081416 - FLUSH WOOD DOORS | C | Leaf size W12; 1080 x 2200 high; with glass vision panel | 1 | Nr | 0 |  | 0 | 0
FAZ old | 8 | OPENINGS | 081416 | FLUSH WOOD DOORS | AR | Item | 273 | Flush wood doors; semi-solid core, 43 thick, leaf construction type 1; comprising preservative treated softwood framing and noggins faced both sides with 6 mm plywood glued and pressed to framing and lipped on all edges with hardwood, faced with plastic laminated finish; including fittings and fixings; complete; as specified and as Drg. A-611 | Flush wood doors; semi-solid core, 43 thick, leaf construction type 1; comprising preservative treated softwood framing and noggins faced both sides with 6 mm plywood glued and pressed to framing and lipped on all edges with hardwood, faced with plastic laminated finish; including fittings and fixings; complete; as specified and as Drg. A-611 | B | Leaf size W14; 900 x 2200 high; with glass vision panel | 1 | Nr | 327 | 327 | 327 | 327
FAZ old | 8 | OPENINGS | 081416 | FLUSH WOOD DOORS | AR | Item | 274 | 081416 - FLUSH WOOD DOORS | 081416 - FLUSH WOOD DOORS | E | Leaf size W2; 830 x 2200 high | 5 | Nr | 0 |  | 0 | 0
FAZ old | 8 | OPENINGS | 081416 | FLUSH WOOD DOORS | AR | Item | 275 | Flush wood doors; semi-solid core, 43 thick, leaf construction type 1; comprising preservative treated softwood framing and noggins faced both sides with 6 mm plywood glued and pressed to framing and lipped on all edges with hardwood, faced with plastic laminated finish; including fittings and fixings; complete; as specified and as Drg. A-611 | Flush wood doors; semi-solid core, 43 thick, leaf construction type 1; comprising preservative treated softwood framing and noggins faced both sides with 6 mm plywood glued and pressed to framing and lipped on all edges with hardwood, faced with plastic laminated finish; including fittings and fixings; complete; as specified and as Drg. A-611 | C | Leaf size W3; 930 x 2200 high | 9 | Nr | 276 | 2484 | 276 | 2484
FAZ old | 8 | OPENINGS | 081416 | FLUSH WOOD DOORS | AR | Item | 276 | 081416 - FLUSH WOOD DOORS | 081416 - FLUSH WOOD DOORS | D | Leaf size W4; 1080 x 2200 high | 6 | Nr | 283 | 1698 | 283 | 1698
FAZ old | 8 | OPENINGS | 081416 | FLUSH WOOD DOORS | AR | Item | 277 | Flush wood doors; semi-solid core, 43 thick, leaf construction type 1; comprising preservative treated softwood framing and noggins faced both sides with 6 mm plywood glued and pressed to framing and lipped on all edges with hardwood, faced with plastic laminated finish; including fittings and fixings; complete; as specified and as Drg. A-611 | Flush wood doors; semi-solid core, 43 thick, leaf construction type 1; comprising preservative treated softwood framing and noggins faced both sides with 6 mm plywood glued and pressed to framing and lipped on all edges with hardwood, faced with plastic laminated finish; including fittings and fixings; complete; as specified and as Drg. A-611 | H | Leaf size W6; 1830 x 2200 high; double leaf; | 1 | Nr | 0 |  | 0 | 0
FAZ old | 8 | OPENINGS | 081416 | FLUSH WOOD DOORS | AR | Item | 278 | 081416 - FLUSH WOOD DOORS | 081416 - FLUSH WOOD DOORS | E | Leaf size W9; 900 x 2200 high | 1 | Nr | 276 | 276 | 276 | 276
FAZ old | 8 | OPENINGS | 081416 | FLUSH WOOD DOORS | AR | Other | 279 | Flush wood doors; solid core, 43 thick, leaf construction type 2, fire rated, comprising hardwood framing and noggins; particle core faced both sides with 6 mm plywood lipped on all edges with hardwood, veneered faced, finished to receive clear finish paint; including intumescent strip, fittings and fixings; complete; as specified and as Drg. A-611 | Flush wood doors; solid core, 43 thick, leaf construction type 2, fire rated, comprising hardwood framing and noggins; particle core faced both sides with 6 mm plywood lipped on all edges with hardwood, veneered faced, finished to receive clear finish paint; including intumescent strip, fittings and fixings; complete; as specified and as Drg. A-611 |  | Flush wood doors; solid core, 43 thick, leaf construction type 2, fire rated, comprising hardwood framing and noggins; particle core faced both sides with 6 mm plywood lipped on all edges with hardwood, veneered faced, finished to receive clear finish paint; including intumescent strip, fittings and fixings; complete; as specified and as Drg. A-611 |  |  | 0
FAZ old | 8 | OPENINGS | 081416 | FLUSH WOOD DOORS | AR | Item | 280 | 081416 - FLUSH WOOD DOORS | 081416 - FLUSH WOOD DOORS | A | Leaf size W10; 1530 x 2200 high; 60 minutes; double leaf | 1 | Nr | 0 |  | 0 | 0
FAZ old | 8 | OPENINGS | 081416 | FLUSH WOOD DOORS | AR | Other | 281 | Flush wood doors; solid core, 43 thick, leaf construction type 2, fire rated, comprising hardwood framing and noggins; particle core faced both sides with 6 mm plywood lipped on all edges with hardwood, faced with plastic laminated finish; including intumescent strip, fittings and fixings; complete; as specified and as Drg. A-611 | Flush wood doors; solid core, 43 thick, leaf construction type 2, fire rated, comprising hardwood framing and noggins; particle core faced both sides with 6 mm plywood lipped on all edges with hardwood, faced with plastic laminated finish; including intumescent strip, fittings and fixings; complete; as specified and as Drg. A-611 |  | Flush wood doors; solid core, 43 thick, leaf construction type 2, fire rated, comprising hardwood framing and noggins; particle core faced both sides with 6 mm plywood lipped on all edges with hardwood, faced with plastic laminated finish; including intumescent strip, fittings and fixings; complete; as specified and as Drg. A-611 |  |  | 0
FAZ old | 8 | OPENINGS | 081416 | FLUSH WOOD DOORS | AR | Item | 282 | 081416 - FLUSH WOOD DOORS | 081416 - FLUSH WOOD DOORS | B | Leaf size W1; 730 x 2200 high; 45 minutes | 1 | Nr |  | 0 | 0 | 0
FAZ old | 8 | OPENINGS | 081416 | FLUSH WOOD DOORS | AR | Item | 283 | Flush wood doors; solid core, 43 thick, leaf construction type 2, fire rated, comprising hardwood framing and noggins; particle core faced both sides with 6 mm plywood lipped on all edges with hardwood, faced with plastic laminated finish; including intumescent strip, fittings and fixings; complete; as specified and as Drg. A-611 | Flush wood doors; solid core, 43 thick, leaf construction type 2, fire rated, comprising hardwood framing and noggins; particle core faced both sides with 6 mm plywood lipped on all edges with hardwood, faced with plastic laminated finish; including intumescent strip, fittings and fixings; complete; as specified and as Drg. A-611 | C | Leaf size W1; 730 x 2200 high; 60 minutes | 2 | Nr |  | 0 | 0 | 0
FAZ old | 8 | OPENINGS | 081416 | FLUSH WOOD DOORS | AR | Item | 284 | 081416 - FLUSH WOOD DOORS | 081416 - FLUSH WOOD DOORS | D | Leaf size W10; 1530 x 2200 high; 60 minutes; double leaf | 1 | Nr |  | 0 | 0 | 0
FAZ old | 8 | OPENINGS | 081416 | FLUSH WOOD DOORS | AR | Item | 285 | Flush wood doors; solid core, 43 thick, leaf construction type 2, fire rated, comprising hardwood framing and noggins; particle core faced both sides with 6 mm plywood lipped on all edges with hardwood, faced with plastic laminated finish; including intumescent strip, fittings and fixings; complete; as specified and as Drg. A-611 | Flush wood doors; solid core, 43 thick, leaf construction type 2, fire rated, comprising hardwood framing and noggins; particle core faced both sides with 6 mm plywood lipped on all edges with hardwood, faced with plastic laminated finish; including intumescent strip, fittings and fixings; complete; as specified and as Drg. A-611 | A | Leaf size W3; 930 x 2200 high; 60 minutes | 1 | Nr | 508 | 508 | 508 | 508
FAZ old | 8 | OPENINGS | 081416 | FLUSH WOOD DOORS | AR | Item | 286 | 081416 - FLUSH WOOD DOORS | 081416 - FLUSH WOOD DOORS | B | Leaf size W3; 930 x 2200 high; 20 minutes | 2 | Nr | 399 | 798 | 399 | 798
FAZ old | 8 | OPENINGS | 081416 | FLUSH WOOD DOORS | AR | Item | 287 | Flush wood doors; solid core, 43 thick, leaf construction type 2, fire rated, comprising hardwood framing and noggins; particle core faced both sides with 6 mm plywood lipped on all edges with hardwood, faced with plastic laminated finish; including intumescent strip, fittings and fixings; complete; as specified and as Drg. A-611 | Flush wood doors; solid core, 43 thick, leaf construction type 2, fire rated, comprising hardwood framing and noggins; particle core faced both sides with 6 mm plywood lipped on all edges with hardwood, faced with plastic laminated finish; including intumescent strip, fittings and fixings; complete; as specified and as Drg. A-611 | A | Leaf size W3; 930 x 2200 high; 45 minutes | 5 | Nr | 0 |  | 0 | 0
FAZ old | 8 | OPENINGS | 081416 | FLUSH WOOD DOORS | AR | Item | 288 | 081416 - FLUSH WOOD DOORS | 081416 - FLUSH WOOD DOORS | B | Leaf size W4; 1080 x 2200 high; 60 minutes | 2 | Nr | 0 |  | 0 | 0
FAZ old | 8 | OPENINGS | 081416 | FLUSH WOOD DOORS | AR | Item | 289 | Flush wood doors; solid core, 43 thick, leaf construction type 2, fire rated, comprising hardwood framing and noggins; particle core faced both sides with 6 mm plywood lipped on all edges with hardwood, faced with plastic laminated finish; including intumescent strip, fittings and fixings; complete; as specified and as Drg. A-611 | Flush wood doors; solid core, 43 thick, leaf construction type 2, fire rated, comprising hardwood framing and noggins; particle core faced both sides with 6 mm plywood lipped on all edges with hardwood, faced with plastic laminated finish; including intumescent strip, fittings and fixings; complete; as specified and as Drg. A-611 | A | Leaf size W4; 1080 x 2200 high; 20 minutes | 6 | Nr | 406 | 2436 | 406 | 2436
FAZ old | 8 | OPENINGS | 081416 | FLUSH WOOD DOORS | AR | Item | 290 | 081416 - FLUSH WOOD DOORS | 081416 - FLUSH WOOD DOORS | B | Leaf size W5; 1530 x 2200 high; 60 minutes; double leaf; with glass vision panel | 2 | Nr | 1537 | 3074 | 1537 | 3074
FAZ old | 8 | OPENINGS | 081416 | FLUSH WOOD DOORS | AR | Other | 291 | Wood door frames; hardwood, factory primed for painting; including soft wood sub frame, fittings and fixings; as specified and as Drg. A-611 | Wood door frames; hardwood, factory primed for painting; including soft wood sub frame, fittings and fixings; as specified and as Drg. A-611 |  | Wood door frames; hardwood, factory primed for painting; including soft wood sub frame, fittings and fixings; as specified and as Drg. A-611 |  |  | 0
FAZ old | 8 | OPENINGS | 081416 | FLUSH WOOD DOORS | AR | Item | 292 | 081416 - FLUSH WOOD DOORS | 081416 - FLUSH WOOD DOORS | C | Type B | 10 | m | 66 | 660 | 66 | 660
FAZ old | 8 | OPENINGS | 081416 | FLUSH WOOD DOORS | AR | Other | 293 | Wood door frames, fire rated, factory primed for painting; including sub frame, fittings and fixings; as specified and as Drg. A-611 | Wood door frames, fire rated, factory primed for painting; including sub frame, fittings and fixings; as specified and as Drg. A-611 |  | Wood door frames, fire rated, factory primed for painting; including sub frame, fittings and fixings; as specified and as Drg. A-611 |  |  | 0
FAZ old | 8 | OPENINGS | 081416 | FLUSH WOOD DOORS | AR | Item | 294 | 081416 - FLUSH WOOD DOORS | 081416 - FLUSH WOOD DOORS | F | Type B; 60 minutes | 6 | m |  | 0 | 0 | 0
FAZ old | 8 | OPENINGS | 081416 | FLUSH WOOD DOORS | AR | Other | 295 | Wood architrave; hardwood, factory primed for painting; including fittings and fixings; to | Wood architrave; hardwood, factory primed for painting; including fittings and fixings; to |  | Wood architrave; hardwood, factory primed for painting; including fittings and fixings; to |  |  | 0
FAZ old | 8 | OPENINGS | 081416 | FLUSH WOOD DOORS | AR | Item | 296 | 081416 - FLUSH WOOD DOORS | 081416 - FLUSH WOOD DOORS | D | Architrave; to frame type B | 48 | m | 15 | 720 | 15 | 720
FAZ old | 8 | OPENINGS | 083113 | ACCESS DOORS AND FRAMES | AR | Other | 297 | 083113 - ACCESS DOORS AND FRAMES | 083113 - ACCESS DOORS AND FRAMES |  | 083113 - ACCESS DOORS AND FRAMES |  |  | 0
FAZ old | 8 | OPENINGS | 083113 | ACCESS DOORS AND FRAMES | AR | Other | 298 | Water tank cover; comprising 1.5 thick galvanized steel sheet skins; 50 thick injected polyurethane core, steel angle frame set in concrete; including epoxy paint, hinges, ironmongery, fittings and fixings; complete; as specified and as Drg. A-502; detail 5 | Water tank cover; comprising 1.5 thick galvanized steel sheet skins; 50 thick injected polyurethane core, steel angle frame set in concrete; including epoxy paint, hinges, ironmongery, fittings and fixings; complete; as specified and as Drg. A-502; detail 5 |  | Water tank cover; comprising 1.5 thick galvanized steel sheet skins; 50 thick injected polyurethane core, steel angle frame set in concrete; including epoxy paint, hinges, ironmongery, fittings and fixings; complete; as specified and as Drg. A-502; detail 5 |  |  | 0
FAZ old | 8 | OPENINGS | 083113 | ACCESS DOORS AND FRAMES | AR | Item | 299 | 083113 - ACCESS DOORS AND FRAMES | 083113 - ACCESS DOORS AND FRAMES | A | Size 600 x 600 | 2 | Nr | 357 | 714 | 357 | 714
FAZ old | 8 | OPENINGS | 083113 | ACCESS DOORS AND FRAMES | AR | Other | 300 | Shaft access panels; comprising 100 x 50 preservative treated softwood frame, 12 thick blockboard, with hardwood edging, 6 thick plywood facing on both sides, finished to receive paint; including hinges, architrave, paint, ironmongery, fittings and fixings; complete; as specified and as Drg. A-501; detail 7 | Shaft access panels; comprising 100 x 50 preservative treated softwood frame, 12 thick blockboard, with hardwood edging, 6 thick plywood facing on both sides, finished to receive paint; including hinges, architrave, paint, ironmongery, fittings and fixings; complete; as specified and as Drg. A-501; detail 7 |  | Shaft access panels; comprising 100 x 50 preservative treated softwood frame, 12 thick blockboard, with hardwood edging, 6 thick plywood facing on both sides, finished to receive paint; including hinges, architrave, paint, ironmongery, fittings and fixings; complete; as specified and as Drg. A-501; detail 7 |  |  | 0
FAZ old | 8 | OPENINGS | 083113 | ACCESS DOORS AND FRAMES | AR | Item | 301 | 083113 - ACCESS DOORS AND FRAMES | 083113 - ACCESS DOORS AND FRAMES | B | Size 1500 x 1200 high | 1 | Nr | 305 | 305 | 305 | 305
FAZ old | 8 | OPENINGS | 083113 | ACCESS DOORS AND FRAMES | AR | Other | 302 | Electrical closets door; comprising 40 x 20 x 3 thick galvanized steel channel frame; 3 thick fixed steel louvers, polyurethane foam filling, with associated steel frame and hardware, factory primed for painting; including paint, ironmongery, all necessary fixings and fittings; complete; as specified and as Drg. A-501; detail 6 | Electrical closets door; comprising 40 x 20 x 3 thick galvanized steel channel frame; 3 thick fixed steel louvers, polyurethane foam filling, with associated steel frame and hardware, factory primed for painting; including paint, ironmongery, all necessary fixings and fittings; complete; as specified and as Drg. A-501; detail 6 |  | Electrical closets door; comprising 40 x 20 x 3 thick galvanized steel channel frame; 3 thick fixed steel louvers, polyurethane foam filling, with associated steel frame and hardware, factory primed for painting; including paint, ironmongery, all necessary fixings and fittings; complete; as specified and as Drg. A-501; detail 6 |  |  | 0
FAZ old | 8 | OPENINGS | 083113 | ACCESS DOORS AND FRAMES | AR | Item | 303 | 083113 - ACCESS DOORS AND FRAMES | 083113 - ACCESS DOORS AND FRAMES | C | Closet; size 1000 x 1950 high | 2 | Nr |  | 0 | 0 | 0
FAZ old | 8 | OPENINGS | 083113 | ACCESS DOORS AND FRAMES | AR | Item | 304 | Electrical closets door; comprising 40 x 20 x 3 thick galvanized steel channel frame; 3 thick fixed steel louvers, polyurethane foam filling, with associated steel frame and hardware, factory primed for painting; including paint, ironmongery, all necessary fixings and fittings; complete; as specified and as Drg. A-501; detail 6 | Electrical closets door; comprising 40 x 20 x 3 thick galvanized steel channel frame; 3 thick fixed steel louvers, polyurethane foam filling, with associated steel frame and hardware, factory primed for painting; including paint, ironmongery, all necessary fixings and fittings; complete; as specified and as Drg. A-501; detail 6 | C | Closet; size 1400 x 1950 high | 1 | Nr | 675 | 675 | 675 | 675
FAZ old | 8 | OPENINGS | 083213 | SLIDING ALUMINIUM-FRAMED GLASS DOORS | AR | Other | 305 | 083213 - SLIDING ALUMINIUM-FRAMED GLASS DOORS | 083213 - SLIDING ALUMINIUM-FRAMED GLASS DOORS |  | 083213 - SLIDING ALUMINIUM-FRAMED GLASS DOORS |  |  | 0
FAZ old | 8 | OPENINGS | 083213 | SLIDING ALUMINIUM-FRAMED GLASS DOORS | AR | Other | 306 | Sliding aluminum glass doors and screens; high performance organic PVDF coating finish; including sub frames, bedding, pointing, glazing gaskets and beads, suspension system, rails, fittings, fixings and ironmongery; glazing; as Drg. A-600 | Sliding aluminum glass doors and screens; high performance organic PVDF coating finish; including sub frames, bedding, pointing, glazing gaskets and beads, suspension system, rails, fittings, fixings and ironmongery; glazing; as Drg. A-600 |  | Sliding aluminum glass doors and screens; high performance organic PVDF coating finish; including sub frames, bedding, pointing, glazing gaskets and beads, suspension system, rails, fittings, fixings and ironmongery; glazing; as Drg. A-600 |  |  | 0
FAZ old | 8 | OPENINGS | 083213 | SLIDING ALUMINIUM-FRAMED GLASS DOORS | AR | Item | 307 | 083213 - SLIDING ALUMINIUM-FRAMED GLASS DOORS | 083213 - SLIDING ALUMINIUM-FRAMED GLASS DOORS | A | Type 07; 2000 x 2300 high | 6 | Nr | 2802 | 16812 | 2802 | 16812
FAZ old | 8 | OPENINGS | 083213 | SLIDING ALUMINIUM-FRAMED GLASS DOORS | AR | Item | 308 | Sliding aluminum glass doors and screens; high performance organic PVDF coating finish; including sub frames, bedding, pointing, glazing gaskets and beads, suspension system, rails, fittings, fixings and ironmongery; glazing; as Drg. A-600 | Sliding aluminum glass doors and screens; high performance organic PVDF coating finish; including sub frames, bedding, pointing, glazing gaskets and beads, suspension system, rails, fittings, fixings and ironmongery; glazing; as Drg. A-600 | B | Type 11; 2800 x 2200 high | 1 | Nr | 3515 | 3515 | 3515 | 3515
FAZ old | 8 | OPENINGS | 083213 | SLIDING ALUMINIUM-FRAMED GLASS DOORS | AR | Item | 309 | 083213 - SLIDING ALUMINIUM-FRAMED GLASS DOORS | 083213 - SLIDING ALUMINIUM-FRAMED GLASS DOORS | C | Type 27; 3550 x 2300 high | 1 | Nr | 3969 | 3969 | 3969 | 3969
FAZ old | 8 | OPENINGS | 084113 | ALUMINUM FRAMED ENTRANCES AND STOREFRONTS | AR | Other | 310 | 084113 - ALUMINUM FRAMED ENTRANCES AND STOREFRONTS | 084113 - ALUMINUM FRAMED ENTRANCES AND STOREFRONTS |  | 084113 - ALUMINUM FRAMED ENTRANCES AND STOREFRONTS |  |  | 0
FAZ old | 8 | OPENINGS | 084113 | ALUMINUM FRAMED ENTRANCES AND STOREFRONTS | AR | Other | 311 | Aluminum alloy glazed doors and screens; high performance organic PVDF coating finish; including timber sub frames, bedding, pointing, glazing gaskets and beads, fittings, fixings and ironmongery, glazing; as Drg. A-600 | Aluminum alloy glazed doors and screens; high performance organic PVDF coating finish; including timber sub frames, bedding, pointing, glazing gaskets and beads, fittings, fixings and ironmongery, glazing; as Drg. A-600 |  | Aluminum alloy glazed doors and screens; high performance organic PVDF coating finish; including timber sub frames, bedding, pointing, glazing gaskets and beads, fittings, fixings and ironmongery, glazing; as Drg. A-600 |  |  | 0
FAZ old | 8 | OPENINGS | 084113 | ALUMINUM FRAMED ENTRANCES AND STOREFRONTS | AR | Item | 312 | 084113 - ALUMINUM FRAMED ENTRANCES AND STOREFRONTS | 084113 - ALUMINUM FRAMED ENTRANCES AND STOREFRONTS | D | Type 02; overall size 1800 x 2300 high | 1 | Nr |  |  | 0 | 0
FAZ old | 8 | OPENINGS | 084113 | ALUMINUM FRAMED ENTRANCES AND STOREFRONTS | AR | Item | 313 | Aluminum alloy glazed doors and screens; high performance organic PVDF coating finish; including timber sub frames, bedding, pointing, glazing gaskets and beads, fittings, fixings and ironmongery, glazing; as Drg. A-600 | Aluminum alloy glazed doors and screens; high performance organic PVDF coating finish; including timber sub frames, bedding, pointing, glazing gaskets and beads, fittings, fixings and ironmongery, glazing; as Drg. A-600 | E | Type 20; overall size 8250 x 2900 high | 1 | Nr |  |  | 0 | 0
FAZ old | 8 | OPENINGS | 084113 | ALUMINUM FRAMED ENTRANCES AND STOREFRONTS | AR | Item | 314 | 084113 - ALUMINUM FRAMED ENTRANCES AND STOREFRONTS | 084113 - ALUMINUM FRAMED ENTRANCES AND STOREFRONTS | F | Type 21; overall size 4660 x 2400 high | 1 | Nr |  |  | 0 | 0
FAZ old | 8 | OPENINGS | 084113 | ALUMINUM FRAMED ENTRANCES AND STOREFRONTS | AR | Item | 315 | Aluminum alloy glazed doors and screens; high performance organic PVDF coating finish; including timber sub frames, bedding, pointing, glazing gaskets and beads, fittings, fixings and ironmongery, glazing; as Drg. A-600 | Aluminum alloy glazed doors and screens; high performance organic PVDF coating finish; including timber sub frames, bedding, pointing, glazing gaskets and beads, fittings, fixings and ironmongery, glazing; as Drg. A-600 | G | Type 24; overall size 2100 x 3900 high | 1 | Nr |  |  | 0 | 0
FAZ old | 8 | OPENINGS | 085113 | ALUMINUM WINDOWS | AR | Other | 316 | 085113 - ALUMINUM WINDOWS | 085113 - ALUMINUM WINDOWS |  | 085113 - ALUMINUM WINDOWS |  |  | 0
FAZ old | 8 | OPENINGS | 085113 | ALUMINUM WINDOWS | AR | Other | 317 | Window and screens; aluminum alloy; high performance organic PVDF coating finish; including sub frame, fixings, bedding, pointing, glazing gaskets and beads, ironmongery, glazing; complete; as specified and as Drg. A-600 | Window and screens; aluminum alloy; high performance organic PVDF coating finish; including sub frame, fixings, bedding, pointing, glazing gaskets and beads, ironmongery, glazing; complete; as specified and as Drg. A-600 |  | Window and screens; aluminum alloy; high performance organic PVDF coating finish; including sub frame, fixings, bedding, pointing, glazing gaskets and beads, ironmongery, glazing; complete; as specified and as Drg. A-600 |  |  | 0
FAZ old | 8 | OPENINGS | 085113 | ALUMINUM WINDOWS | AR | Item | 318 | 085113 - ALUMINUM WINDOWS | 085113 - ALUMINUM WINDOWS | A | Type 01; 1100 x 1500 high | 2 | Nr | 979 | 1958 | 979 | 1958
FAZ old | 8 | OPENINGS | 085113 | ALUMINUM WINDOWS | AR | Item | 319 | Window and screens; aluminum alloy; high performance organic PVDF coating finish; including sub frame, fixings, bedding, pointing, glazing gaskets and beads, ironmongery, glazing; complete; as specified and as Drg. A-600 | Window and screens; aluminum alloy; high performance organic PVDF coating finish; including sub frame, fixings, bedding, pointing, glazing gaskets and beads, ironmongery, glazing; complete; as specified and as Drg. A-600 | B | Type 03; 1600 x 1500 high | 3 | Nr | 0 |  | 0 | 0
FAZ old | 8 | OPENINGS | 085113 | ALUMINUM WINDOWS | AR | Item | 320 | 085113 - ALUMINUM WINDOWS | 085113 - ALUMINUM WINDOWS | C | Type 06; 1800 x 1300 high | 2 | Nr | 0 |  | 0 | 0
FAZ old | 8 | OPENINGS | 085113 | ALUMINUM WINDOWS | AR | Item | 321 | Window and screens; aluminum alloy; high performance organic PVDF coating finish; including sub frame, fixings, bedding, pointing, glazing gaskets and beads, ironmongery, glazing; complete; as specified and as Drg. A-600 | Window and screens; aluminum alloy; high performance organic PVDF coating finish; including sub frame, fixings, bedding, pointing, glazing gaskets and beads, ironmongery, glazing; complete; as specified and as Drg. A-600 | D | Type 08; 1900 x 1800 high | 1 | Nr | 0 |  | 0 | 0
FAZ old | 8 | OPENINGS | 085113 | ALUMINUM WINDOWS | AR | Item | 322 | 085113 - ALUMINUM WINDOWS | 085113 - ALUMINUM WINDOWS | B | Type 09; 1800 x 1300 high | 2 | Nr | 1145 | 2290 | 1145 | 2290
FAZ old | 8 | OPENINGS | 085113 | ALUMINUM WINDOWS | AR | Item | 323 | Window and screens; aluminum alloy; high performance organic PVDF coating finish; including sub frame, fixings, bedding, pointing, glazing gaskets and beads, ironmongery, glazing; complete; as specified and as Drg. A-600 | Window and screens; aluminum alloy; high performance organic PVDF coating finish; including sub frame, fixings, bedding, pointing, glazing gaskets and beads, ironmongery, glazing; complete; as specified and as Drg. A-600 | F | Type 10; 900 x 1300 high | 2 | Nr | 0 |  | 0 | 0
FAZ old | 8 | OPENINGS | 085113 | ALUMINUM WINDOWS | AR | Item | 324 | 085113 - ALUMINUM WINDOWS | 085113 - ALUMINUM WINDOWS | G | Type 12; 1075 x 2900 high | 2 | Nr | 0 |  | 0 | 0
FAZ old | 8 | OPENINGS | 085113 | ALUMINUM WINDOWS | AR | Item | 325 | Window and screens; aluminum alloy; high performance organic PVDF coating finish; including sub frame, fixings, bedding, pointing, glazing gaskets and beads, ironmongery, glazing; complete; as specified and as Drg. A-600 | Window and screens; aluminum alloy; high performance organic PVDF coating finish; including sub frame, fixings, bedding, pointing, glazing gaskets and beads, ironmongery, glazing; complete; as specified and as Drg. A-600 | H | Type 13; 750 x 500 high | 6 | Nr | 0 |  | 0 | 0
FAZ old | 8 | OPENINGS | 085113 | ALUMINUM WINDOWS | AR | Item | 326 | 085113 - ALUMINUM WINDOWS | 085113 - ALUMINUM WINDOWS | J | Type 14; 2100 x 2900 high | 2 | Nr | 0 |  | 0 | 0
FAZ old | 8 | OPENINGS | 085113 | ALUMINUM WINDOWS | AR | Item | 327 | Window and screens; aluminum alloy; high performance organic PVDF coating finish; including sub frame, fixings, bedding, pointing, glazing gaskets and beads, ironmongery, glazing; complete; as specified and as Drg. A-600 | Window and screens; aluminum alloy; high performance organic PVDF coating finish; including sub frame, fixings, bedding, pointing, glazing gaskets and beads, ironmongery, glazing; complete; as specified and as Drg. A-600 | K | Type 15; 2200 x 1100 high | 1 | Nr | 0 |  | 0 | 0
FAZ old | 8 | OPENINGS | 085113 | ALUMINUM WINDOWS | AR | Item | 328 | 085113 - ALUMINUM WINDOWS | 085113 - ALUMINUM WINDOWS | L | Type 16; 1400 x 1500 high | 4 | Nr | 0 |  | 0 | 0
FAZ old | 8 | OPENINGS | 085113 | ALUMINUM WINDOWS | AR | Item | 329 | Window and screens; aluminum alloy; high performance organic PVDF coating finish; including sub frame, fixings, bedding, pointing, glazing gaskets and beads, ironmongery, glazing; complete; as specified and as Drg. A-600 | Window and screens; aluminum alloy; high performance organic PVDF coating finish; including sub frame, fixings, bedding, pointing, glazing gaskets and beads, ironmongery, glazing; complete; as specified and as Drg. A-600 | M | Type 17; 1450 x 1100 high | 2 | Nr | 0 |  | 0 | 0
FAZ old | 8 | OPENINGS | 085113 | ALUMINUM WINDOWS | AR | Item | 330 | 085113 - ALUMINUM WINDOWS | 085113 - ALUMINUM WINDOWS | C | Type 18; 1600 x 550 high | 3 | Nr | 852 | 2556 | 852 | 2556
FAZ old | 8 | OPENINGS | 085113 | ALUMINUM WINDOWS | AR | Item | 331 | Window and screens; aluminum alloy; high performance organic PVDF coating finish; including sub frame, fixings, bedding, pointing, glazing gaskets and beads, ironmongery, glazing; complete; as specified and as Drg. A-600 | Window and screens; aluminum alloy; high performance organic PVDF coating finish; including sub frame, fixings, bedding, pointing, glazing gaskets and beads, ironmongery, glazing; complete; as specified and as Drg. A-600 | P | Type 22; 4275 x 2300 high | 1 | Nr |  | 0 | 0 | 0
FAZ old | 8 | OPENINGS | 085113 | ALUMINUM WINDOWS | AR | Item | 332 | 085113 - ALUMINUM WINDOWS | 085113 - ALUMINUM WINDOWS | D | Type 23; 1800 x 1000 high | 1 | Nr | 1000 | 1000 | 1000 | 1000
FAZ old | 8 | OPENINGS | 085113 | ALUMINUM WINDOWS | AR | Item | 333 | Window and screens; aluminum alloy; high performance organic PVDF coating finish; including sub frame, fixings, bedding, pointing, glazing gaskets and beads, ironmongery, glazing; complete; as specified and as Drg. A-600 | Window and screens; aluminum alloy; high performance organic PVDF coating finish; including sub frame, fixings, bedding, pointing, glazing gaskets and beads, ironmongery, glazing; complete; as specified and as Drg. A-600 | A | Type 26; 2750 x 1100 high | 2 | Nr | 0 |  | 0 | 0
FAZ old | 8 | OPENINGS | 085113 | ALUMINUM WINDOWS | AR | Item | 334 | 085113 - ALUMINUM WINDOWS | 085113 - ALUMINUM WINDOWS | A | Type 27; 3550 x 2500 high | 1 | Nr | 4269 | 4269 | 4269 | 4269
FAZ old | 8 | OPENINGS | 085113 | ALUMINUM WINDOWS | AR | Item | 335 | Window and screens; aluminum alloy; high performance organic PVDF coating finish; including sub frame, fixings, bedding, pointing, glazing gaskets and beads, ironmongery, glazing; complete; as specified and as Drg. A-600 | Window and screens; aluminum alloy; high performance organic PVDF coating finish; including sub frame, fixings, bedding, pointing, glazing gaskets and beads, ironmongery, glazing; complete; as specified and as Drg. A-600 | C | Type 28; 2400 x 2300 high | 2 | Nr | 0 |  | 0 | 0
FAZ old | 8 | OPENINGS | 087111 | DOOR HARDWARE (SCHEDULED BY DESCRIBING PRODUCTS) | AR | Other | 336 | 087111 - DOOR HARDWARE (SCHEDULED BY DESCRIBING PRODUCTS) | 087111 - DOOR HARDWARE (SCHEDULED BY DESCRIBING PRODUCTS) |  | 087111 - DOOR HARDWARE (SCHEDULED BY DESCRIBING PRODUCTS) |  |  | 0
FAZ old | 8 | OPENINGS | 087111 | DOOR HARDWARE (SCHEDULED BY DESCRIBING PRODUCTS) | AR | Other | 337 | Door hardware sets; including all ironmongery and accessories as per hardware sets scheduled by describing products; as specified and as Drg. A-611 | For non fire rated doors |  | Door hardware sets; including all ironmongery and accessories as per hardware sets scheduled by describing products; as specified and as Drg. A-611 |  |  | 0
FAZ old | 8 | OPENINGS | 087111 | DOOR HARDWARE (SCHEDULED BY DESCRIBING PRODUCTS) | AR | Other | 338 | Door hardware sets; including all ironmongery and accessories as per hardware sets scheduled by describing products; as specified and as Drg. A-611 | For non fire rated doors |  | For non fire rated doors |  |  | 0
FAZ old | 8 | OPENINGS | 087111 | DOOR HARDWARE (SCHEDULED BY DESCRIBING PRODUCTS) | AR | Item | 339 | Door hardware sets; including all ironmongery and accessories as per hardware sets scheduled by describing products; as specified and as Drg. A-611 | For non fire rated doors | B | Type HW1 | 7 | Nr | 269 | 1883 | 269 | 1883
FAZ old | 8 | OPENINGS | 087111 | DOOR HARDWARE (SCHEDULED BY DESCRIBING PRODUCTS) | AR | Item | 340 | Door hardware sets; including all ironmongery and accessories as per hardware sets scheduled by describing products; as specified and as Drg. A-611 | For non fire rated doors | E | Type HW10 | 1 | Nr | 0 |  | 0 | 0
FAZ old | 8 | OPENINGS | 087111 | DOOR HARDWARE (SCHEDULED BY DESCRIBING PRODUCTS) | AR | Item | 341 | Door hardware sets; including all ironmongery and accessories as per hardware sets scheduled by describing products; as specified and as Drg. A-611 | For non fire rated doors | F | Type HW10a | 1 | Nr | 0 |  | 0 | 0
FAZ old | 8 | OPENINGS | 087111 | DOOR HARDWARE (SCHEDULED BY DESCRIBING PRODUCTS) | AR | Item | 342 | Door hardware sets; including all ironmongery and accessories as per hardware sets scheduled by describing products; as specified and as Drg. A-611 | For non fire rated doors | G | Type HW11 | 4 | Nr | 0 |  | 0 | 0
FAZ old | 8 | OPENINGS | 087111 | DOOR HARDWARE (SCHEDULED BY DESCRIBING PRODUCTS) | AR | Item | 343 | Door hardware sets; including all ironmongery and accessories as per hardware sets scheduled by describing products; as specified and as Drg. A-611 | For non fire rated doors | C | Type HW12 | 3 | Nr | 145 | 435 | 145 | 435
FAZ old | 8 | OPENINGS | 087111 | DOOR HARDWARE (SCHEDULED BY DESCRIBING PRODUCTS) | AR | Item | 344 | Door hardware sets; including all ironmongery and accessories as per hardware sets scheduled by describing products; as specified and as Drg. A-611 | For non fire rated doors | J | Type HW14 | 1 | Nr | 0 |  | 0 | 0
FAZ old | 8 | OPENINGS | 087111 | DOOR HARDWARE (SCHEDULED BY DESCRIBING PRODUCTS) | AR | Item | 345 | Door hardware sets; including all ironmongery and accessories as per hardware sets scheduled by describing products; as specified and as Drg. A-611 | For non fire rated doors | K | Type HW15 | 1 | Nr | 0 |  | 0 | 0
FAZ old | 8 | OPENINGS | 087111 | DOOR HARDWARE (SCHEDULED BY DESCRIBING PRODUCTS) | AR | Item | 346 | Door hardware sets; including all ironmongery and accessories as per hardware sets scheduled by describing products; as specified and as Drg. A-611 | For non fire rated doors | D | Type HW15b | 1 | Nr | 257 | 257 | 257 | 257
FAZ old | 8 | OPENINGS | 087111 | DOOR HARDWARE (SCHEDULED BY DESCRIBING PRODUCTS) | AR | Item | 347 | Door hardware sets; including all ironmongery and accessories as per hardware sets scheduled by describing products; as specified and as Drg. A-611 | For non fire rated doors | E | Type HW16 | 2 | Nr | 283 | 566 | 283 | 566
FAZ old | 8 | OPENINGS | 087111 | DOOR HARDWARE (SCHEDULED BY DESCRIBING PRODUCTS) | AR | Item | 348 | Door hardware sets; including all ironmongery and accessories as per hardware sets scheduled by describing products; as specified and as Drg. A-611 | For non fire rated doors | N | Type HW18 | 1 | Nr | 0 |  | 0 | 0
FAZ old | 8 | OPENINGS | 087111 | DOOR HARDWARE (SCHEDULED BY DESCRIBING PRODUCTS) | AR | Item | 349 | Door hardware sets; including all ironmongery and accessories as per hardware sets scheduled by describing products; as specified and as Drg. A-611 | For non fire rated doors | P | Type HW19 | 1 | Nr | 0 |  | 0 | 0
FAZ old | 8 | OPENINGS | 087111 | DOOR HARDWARE (SCHEDULED BY DESCRIBING PRODUCTS) | AR | Item | 350 | Door hardware sets; including all ironmongery and accessories as per hardware sets scheduled by describing products; as specified and as Drg. A-611 | For non fire rated doors | A | Type HW19b | 1 | Nr | 0 |  | 0 | 0
FAZ old | 8 | OPENINGS | 087111 | DOOR HARDWARE (SCHEDULED BY DESCRIBING PRODUCTS) | AR | Item | 351 | Door hardware sets; including all ironmongery and accessories as per hardware sets scheduled by describing products; as specified and as Drg. A-611 | For non fire rated doors | A | Type HW20 | 4 | Nr | 79 | 316 | 79 | 316
FAZ old | 8 | OPENINGS | 087111 | DOOR HARDWARE (SCHEDULED BY DESCRIBING PRODUCTS) | AR | Item | 352 | Door hardware sets; including all ironmongery and accessories as per hardware sets scheduled by describing products; as specified and as Drg. A-611 | For non fire rated doors | B | Type HW21 | 1 | Nr | 522 | 522 | 522 | 522
FAZ old | 8 | OPENINGS | 087111 | DOOR HARDWARE (SCHEDULED BY DESCRIBING PRODUCTS) | AR | Item | 353 | Door hardware sets; including all ironmongery and accessories as per hardware sets scheduled by describing products; as specified and as Drg. A-611 | For non fire rated doors | C | Type HW26 | 1 | Nr | 167 | 167 | 167 | 167
FAZ old | 8 | OPENINGS | 087111 | DOOR HARDWARE (SCHEDULED BY DESCRIBING PRODUCTS) | AR | Item | 354 | Door hardware sets; including all ironmongery and accessories as per hardware sets scheduled by describing products; as specified and as Drg. A-611 | For non fire rated doors | D | Type HW27 | 1 | Nr | 380 | 380 | 380 | 380
FAZ old | 8 | OPENINGS | 087111 | DOOR HARDWARE (SCHEDULED BY DESCRIBING PRODUCTS) | AR | Item | 355 | Door hardware sets; including all ironmongery and accessories as per hardware sets scheduled by describing products; as specified and as Drg. A-611 | For non fire rated doors | F | Type HW3 | 1 | Nr | 0 |  | 0 | 0
FAZ old | 8 | OPENINGS | 087111 | DOOR HARDWARE (SCHEDULED BY DESCRIBING PRODUCTS) | AR | Item | 356 | Door hardware sets; including all ironmongery and accessories as per hardware sets scheduled by describing products; as specified and as Drg. A-611 | For non fire rated doors | E | Type HW4 | 1 | Nr | 169 | 169 | 169 | 169
FAZ old | 8 | OPENINGS | 087111 | DOOR HARDWARE (SCHEDULED BY DESCRIBING PRODUCTS) | AR | Item | 357 | Door hardware sets; including all ironmongery and accessories as per hardware sets scheduled by describing products; as specified and as Drg. A-611 | For non fire rated doors | H | Type HW4a | 1 | Nr | 0 |  | 0 | 0
FAZ old | 8 | OPENINGS | 087111 | DOOR HARDWARE (SCHEDULED BY DESCRIBING PRODUCTS) | AR | Item | 358 | Door hardware sets; including all ironmongery and accessories as per hardware sets scheduled by describing products; as specified and as Drg. A-611 | For non fire rated doors | F | Type HW5 | 1 | Nr | 105 | 105 | 105 | 105
FAZ old | 8 | OPENINGS | 087111 | DOOR HARDWARE (SCHEDULED BY DESCRIBING PRODUCTS) | AR | Item | 359 | Door hardware sets; including all ironmongery and accessories as per hardware sets scheduled by describing products; as specified and as Drg. A-611 | For non fire rated doors | G | Type HW6 | 2 | Nr | 79 | 158 | 79 | 158
FAZ old | 8 | OPENINGS | 087111 | DOOR HARDWARE (SCHEDULED BY DESCRIBING PRODUCTS) | AR | Item | 360 | Door hardware sets; including all ironmongery and accessories as per hardware sets scheduled by describing products; as specified and as Drg. A-611 | For non fire rated doors | H | Type HW7 | 7 | Nr | 79 | 553 | 79 | 553
FAZ old | 8 | OPENINGS | 087111 | DOOR HARDWARE (SCHEDULED BY DESCRIBING PRODUCTS) | AR | Item | 361 | Door hardware sets; including all ironmongery and accessories as per hardware sets scheduled by describing products; as specified and as Drg. A-611 | For non fire rated doors | M | Type HW8 | 3 | Nr |  |  | 0 | 0
FAZ old | 8 | OPENINGS | 087111 | DOOR HARDWARE (SCHEDULED BY DESCRIBING PRODUCTS) | AR | Other | 362 | Door hardware sets; including all ironmongery and accessories as per hardware sets scheduled by describing products; as specified and as Drg. A-611 | For fire rated doors |  | For fire rated doors |  |  | 0
FAZ old | 8 | OPENINGS | 087111 | DOOR HARDWARE (SCHEDULED BY DESCRIBING PRODUCTS) | AR | Item | 363 | Door hardware sets; including all ironmongery and accessories as per hardware sets scheduled by describing products; as specified and as Drg. A-611 | For non fire rated doors | J | Type HW1 /F; 60 minutes | 1 | Nr | 269 | 269 | 269 | 269
FAZ old | 8 | OPENINGS | 087111 | DOOR HARDWARE (SCHEDULED BY DESCRIBING PRODUCTS) | AR | Item | 364 | Door hardware sets; including all ironmongery and accessories as per hardware sets scheduled by describing products; as specified and as Drg. A-611 | For fire rated doors | K | Type HW10 /F; 60 minutes | 1 | Nr | 105 | 105 | 105 | 105
FAZ old | 8 | OPENINGS | 087111 | DOOR HARDWARE (SCHEDULED BY DESCRIBING PRODUCTS) | AR | Item | 365 | Door hardware sets; including all ironmongery and accessories as per hardware sets scheduled by describing products; as specified and as Drg. A-611 | For non fire rated doors | Q | Type HW11 /F; 45 minutes | 1 | Nr | 0 |  | 0 | 0
FAZ old | 8 | OPENINGS | 087111 | DOOR HARDWARE (SCHEDULED BY DESCRIBING PRODUCTS) | AR | Item | 366 | Door hardware sets; including all ironmongery and accessories as per hardware sets scheduled by describing products; as specified and as Drg. A-611 | For fire rated doors | L | Type HW11 /F; 60 minutes | 1 | Nr | 169 | 169 | 169 | 169
FAZ old | 8 | OPENINGS | 087111 | DOOR HARDWARE (SCHEDULED BY DESCRIBING PRODUCTS) | AR | Item | 367 | Door hardware sets; including all ironmongery and accessories as per hardware sets scheduled by describing products; as specified and as Drg. A-611 | For non fire rated doors | M | Type HW13 /F; 20 minutes | 6 | Nr | 107 | 642 | 107 | 642
FAZ old | 8 | OPENINGS | 087111 | DOOR HARDWARE (SCHEDULED BY DESCRIBING PRODUCTS) | AR | Item | 368 | Door hardware sets; including all ironmongery and accessories as per hardware sets scheduled by describing products; as specified and as Drg. A-611 | For fire rated doors | T | Type HW14 /F; 45 minutes | 2 | Nr | 0 |  | 0 | 0
FAZ old | 8 | OPENINGS | 087111 | DOOR HARDWARE (SCHEDULED BY DESCRIBING PRODUCTS) | AR | Item | 369 | Door hardware sets; including all ironmongery and accessories as per hardware sets scheduled by describing products; as specified and as Drg. A-611 | For non fire rated doors | U | Type HW14 /F; 60 minutes | 1 | Nr | 0 |  | 0 | 0
FAZ old | 8 | OPENINGS | 087111 | DOOR HARDWARE (SCHEDULED BY DESCRIBING PRODUCTS) | AR | Item | 370 | Door hardware sets; including all ironmongery and accessories as per hardware sets scheduled by describing products; as specified and as Drg. A-611 | For fire rated doors | A | Type HW17 /F; 60 minutes | 1 | Nr | 0 |  | 0 | 0
FAZ old | 8 | OPENINGS | 087111 | DOOR HARDWARE (SCHEDULED BY DESCRIBING PRODUCTS) | AR | Item | 371 | Door hardware sets; including all ironmongery and accessories as per hardware sets scheduled by describing products; as specified and as Drg. A-611 | For non fire rated doors | B | Type HW18 /F; 60 minutes | 1 | Nr | 0 |  | 0 | 0
FAZ old | 8 | OPENINGS | 087111 | DOOR HARDWARE (SCHEDULED BY DESCRIBING PRODUCTS) | AR | Item | 372 | Door hardware sets; including all ironmongery and accessories as per hardware sets scheduled by describing products; as specified and as Drg. A-611 | For fire rated doors | C | Type HW19a /F; 60 minutes | 1 | Nr | 0 |  | 0 | 0
FAZ old | 8 | OPENINGS | 087111 | DOOR HARDWARE (SCHEDULED BY DESCRIBING PRODUCTS) | AR | Item | 373 | Door hardware sets; including all ironmongery and accessories as per hardware sets scheduled by describing products; as specified and as Drg. A-611 | For non fire rated doors | A | Type HW19a /F; 90 minutes | 1 | Nr | 597 | 597 | 597 | 597
FAZ old | 8 | OPENINGS | 087111 | DOOR HARDWARE (SCHEDULED BY DESCRIBING PRODUCTS) | AR | Item | 374 | Door hardware sets; including all ironmongery and accessories as per hardware sets scheduled by describing products; as specified and as Drg. A-611 | For fire rated doors | E | Type HW20a /F; 60 minutes | 1 | Nr | 0 |  | 0 | 0
FAZ old | 8 | OPENINGS | 087111 | DOOR HARDWARE (SCHEDULED BY DESCRIBING PRODUCTS) | AR | Item | 375 | Door hardware sets; including all ironmongery and accessories as per hardware sets scheduled by describing products; as specified and as Drg. A-611 | For non fire rated doors | B | Type HW27 /F; 60 minutes | 1 | Nr | 380 | 380 | 380 | 380
FAZ old | 8 | OPENINGS | 087111 | DOOR HARDWARE (SCHEDULED BY DESCRIBING PRODUCTS) | AR | Item | 376 | Door hardware sets; including all ironmongery and accessories as per hardware sets scheduled by describing products; as specified and as Drg. A-611 | For fire rated doors | G | Type HW4 /F; 45 minutes | 1 | Nr |  | 0 | 0 | 0
FAZ old | 8 | OPENINGS | 087111 | DOOR HARDWARE (SCHEDULED BY DESCRIBING PRODUCTS) | AR | Item | 377 | Door hardware sets; including all ironmongery and accessories as per hardware sets scheduled by describing products; as specified and as Drg. A-611 | For non fire rated doors | C | Type HW4 /F; 60 minutes | 2 | Nr | 169 | 338 | 169 | 338
FAZ old | 8 | OPENINGS | 087111 | DOOR HARDWARE (SCHEDULED BY DESCRIBING PRODUCTS) | AR | Item | 378 | Door hardware sets; including all ironmongery and accessories as per hardware sets scheduled by describing products; as specified and as Drg. A-611 | For fire rated doors | D | Type HW5 /F; 45 minutes | 2 | Nr | 105 | 210 | 105 | 210
FAZ old | 8 | OPENINGS | 087111 | DOOR HARDWARE (SCHEDULED BY DESCRIBING PRODUCTS) | AR | Other | 379 | Door hardware sets; including all ironmongery and accessories as per hardware sets scheduled by describing products; as specified and as Drg. A-611 | For non fire rated doors | BILL NO. 8 - OPENINGS
FAZ old | 8 | OPENINGS | To Summary | To Summary |  | Bill Sum | 380 | Door hardware sets; including all ironmongery and accessories as per hardware sets scheduled by describing products; as specified and as Drg. A-611 | For fire rated doors | To Summary |  |  |  | J.D | 71276
FAZ old | 9 | FINISHES | 092400 | PORTLAND CEMENT PLASTER | AR | Other | 381 | Door hardware sets; including all ironmongery and accessories as per hardware sets scheduled by describing products; as specified and as Drg. A-611 | For non fire rated doors |  |  | BILLS NO. 9
FAZ old | 9 | FINISHES | 092400 | PORTLAND CEMENT PLASTER | AR | Other | 382 | Door hardware sets; including all ironmongery and accessories as per hardware sets scheduled by describing products; as specified and as Drg. A-611 | For fire rated doors |  |  | FINISHES
FAZ old | 9 | FINISHES | 092400 | PORTLAND CEMENT PLASTER | AR | Other | 383 | Door hardware sets; including all ironmongery and accessories as per hardware sets scheduled by describing products; as specified and as Drg. A-611 | For non fire rated doors | Item | Description | Qty | Unit | Rate | Amount
FAZ old | 9 | FINISHES | 092400 | PORTLAND CEMENT PLASTER | AR | Other | 384 | Door hardware sets; including all ironmongery and accessories as per hardware sets scheduled by describing products; as specified and as Drg. A-611 | For fire rated doors | [5 empty] | J.D
FAZ old | 9 | FINISHES | 092400 | PORTLAND CEMENT PLASTER | AR | Other | 385 | 092400 - PORTLAND CEMENT PLASTER | 092400 - PORTLAND CEMENT PLASTER |  | 092400 - PORTLAND CEMENT PLASTER
FAZ old | 9 | FINISHES | 092400 | PORTLAND CEMENT PLASTER | AR | Other | 386 | Cement-sand plaster; plain finish; to | Cement-sand plaster; plain finish; to |  | Cement-sand plaster; plain finish; to
FAZ old | 9 | FINISHES | 092400 | PORTLAND CEMENT PLASTER | AR | Item | 387 | 092400 - PORTLAND CEMENT PLASTER | 092400 - PORTLAND CEMENT PLASTER | A | Walls; 15 thick; internal | 1658 | m2 | 7 | 11606 | 7 | 11606
FAZ old | 9 | FINISHES | 092400 | PORTLAND CEMENT PLASTER | AR | Item | 388 | Cement-sand plaster; plain finish; to | Cement-sand plaster; plain finish; to | B | Curved walls; 15 thick; internal | 47 | m2 | 0 | 0 | 0 | 0
FAZ old | 9 | FINISHES | 092400 | PORTLAND CEMENT PLASTER | AR | Item | 389 | 092400 - PORTLAND CEMENT PLASTER | 092400 - PORTLAND CEMENT PLASTER | B | Walls; 20 thick; external | 1100 | m2 | 9 | 9900 | 9 | 9900
FAZ old | 9 | FINISHES | 092400 | PORTLAND CEMENT PLASTER | AR | Item | 390 | Cement-sand plaster; plain finish; to | Cement-sand plaster; plain finish; to | C | Ceiling; 15 thick; internal | 399 | m2 | 8 | 3192 | 8 | 3192
FAZ old | 9 | FINISHES | 092400 | PORTLAND CEMENT PLASTER | AR | Item | 391 | 092400 - PORTLAND CEMENT PLASTER | 092400 - PORTLAND CEMENT PLASTER | D | Ceiling; 20 thick; external | 137 | m2 | 9 | 1233 | 9 | 1233
FAZ old | 9 | FINISHES | 092400 | PORTLAND CEMENT PLASTER | AR | Item | 392 | Cement-sand plaster; plain finish; to | Cement-sand plaster; plain finish; to | F | Isolated columns; 15 thick; internal | 31 | m2 | 0 | 0 | 0 | 0
FAZ old | 9 | FINISHES | 092400 | PORTLAND CEMENT PLASTER | AR | Other | 393 | Cement-sand plaster; finished to receive tiling; to | Cement-sand plaster; finished to receive tiling; to |  | Cement-sand plaster; finished to receive tiling; to |  |  | 0
FAZ old | 9 | FINISHES | 092400 | PORTLAND CEMENT PLASTER | AR | Item | 394 | Cement-sand plaster; plain finish; to | Cement-sand plaster; plain finish; to | E | Walls; 15 thick; internal | 116 | m2 | 10 | 1160 | 10 | 1160
FAZ old | 9 | FINISHES | 092900 | GYPSUM BOARD | AR | Other | 395 | 092900 - GYPSUM BOARD | 092900 - GYPSUM BOARD |  | 092900 - GYPSUM BOARD |  |  | 0
FAZ old | 9 | FINISHES | 092900 | GYPSUM BOARD | AR | Other | 396 | Gypsum boards suspended ceiling; comprising gypsum board; finished to receive paint; including suspension system, acoustical sealant, upstands, edge trim, hangers, fittings and fixings; furring (vertical surfaces); complete; as specified and shown on Drawings; to | Gypsum boards suspended ceiling; comprising gypsum board; finished to receive paint; including suspension system, acoustical sealant, upstands, edge trim, hangers, fittings and fixings; furring (vertical surfaces); complete; as specified and shown on Drawings; to |  | Gypsum boards suspended ceiling; comprising gypsum board; finished to receive paint; including suspension system, acoustical sealant, upstands, edge trim, hangers, fittings and fixings; furring (vertical surfaces); complete; as specified and shown on Drawings; to |  |  | 0
FAZ old | 9 | FINISHES | 092900 | GYPSUM BOARD | AR | Item | 397 | 092900 - GYPSUM BOARD | 092900 - GYPSUM BOARD | F | Ceilings; moisture | 66 | m2 | 19 | 1254 | 19 | 1254
FAZ old | 9 | FINISHES | 093000 | TILING | AR | Other | 398 | 093000 - TILING | 093000 - TILING |  | 093000 - TILING |  |  | 0
FAZ old | 9 | FINISHES | 093000 | TILING | AR | Other | 399 | Ceramic tiles and fittings; vitrified unglazed, with non slip finish; including cement-sand screed; to | Ceramic tiles and fittings; vitrified unglazed, with non slip finish; including cement-sand screed; to |  | Ceramic tiles and fittings; vitrified unglazed, with non slip finish; including cement-sand screed; to |  |  | 0
FAZ old | 9 | FINISHES | 093000 | TILING | AR | Item | 400 | 093000 - TILING | 093000 - TILING | A | Floors; 200 x 200 | 42 | m2 | 0 | 0 | 0 | 0
FAZ old | 9 | FINISHES | 093000 | TILING | AR | Item | 401 | Ceramic tiles and fittings; vitrified unglazed, with non slip finish; including cement-sand screed; to | Ceramic tiles and fittings; vitrified unglazed, with non slip finish; including cement-sand screed; to | A | Floors; 300 x 300 | 15 | m2 | 33 | 495 | 33 | 495
FAZ old | 9 | FINISHES | 093000 | TILING | AR | Item | 402 | 093000 - TILING | 093000 - TILING | B | Floors; 400 x 400 | 25 | m2 | 33 | 825 | 33 | 825
FAZ old | 9 | FINISHES | 093000 | TILING | AR | Item | 403 | Ceramic tiles and fittings; vitrified unglazed, with non slip finish; including cement-sand screed; to | Ceramic tiles and fittings; vitrified unglazed, with non slip finish; including cement-sand screed; to | C | Floors; 400 x 400; acid resistant | 31 | m2 | 38 | 1178 | 38 | 1178
FAZ old | 9 | FINISHES | 093000 | TILING | AR | Item | 404 | 093000 - TILING | 093000 - TILING | D | Floors; 600 x 600 | 641 | m2 | 32 | 20512 | 32 | 20512
FAZ old | 9 | FINISHES | 093000 | TILING | AR | Item | 405 | Ceramic tiles and fittings; vitrified unglazed, with non slip finish; including cement-sand screed; to | Ceramic tiles and fittings; vitrified unglazed, with non slip finish; including cement-sand screed; to | E | Skirting; 100 high | 533 | m | 13 | 6929 | 13 | 6929
FAZ old | 9 | FINISHES | 093000 | TILING | AR | Item | 406 | 093000 - TILING | 093000 - TILING | G | Curved skirting; 100 high | 11 | m | 0 | 0 | 0 | 0
FAZ old | 9 | FINISHES | 093000 | TILING | AR | Other | 407 | Glazed ceramic tiles and fittings; vitrified satin glazed with cushion edges and space lugs; to | Glazed ceramic tiles and fittings; vitrified satin glazed with cushion edges and space lugs; to |  | Glazed ceramic tiles and fittings; vitrified satin glazed with cushion edges and space lugs; to |  |  | 0
FAZ old | 9 | FINISHES | 093000 | TILING | AR | Item | 408 | 093000 - TILING | 093000 - TILING | H | Walls; 200 x 200 x 6 thick | 231 | m2 | 0 | 0 | 0 | 0
FAZ old | 9 | FINISHES | 093000 | TILING | AR | Item | 409 | Glazed ceramic tiles and fittings; vitrified satin glazed with cushion edges and space lugs; to | Glazed ceramic tiles and fittings; vitrified satin glazed with cushion edges and space lugs; to | F | Walls; 250 x 400 x 6 thick | 116 | m2 | 22 | 2552 | 22 | 2552
FAZ old | 9 | FINISHES | 095133 | ACOUSTICAL METAL PAN CEILINGS | AR | Other | 410 | 095133 - ACOUSTICAL METAL PAN CEILINGS | 095133 - ACOUSTICAL METAL PAN CEILINGS |  | 095133 - ACOUSTICAL METAL PAN CEILINGS |  |  | 0
FAZ old | 9 | FINISHES | 095133 | ACOUSTICAL METAL PAN CEILINGS | AR | Other | 411 | Metal panel suspended ceilings; comprising 600 x 600 thick perforated aluminum panels, square edges, flat surface and polyester powder coated finish; including snap-in grid suspension system, hangers, angles and edge trims; furring (vertical surfaces); complete; complete; as specified and shown on Drawings; to | Metal panel suspended ceilings; comprising 600 x 600 thick perforated aluminum panels, square edges, flat surface and polyester powder coated finish; including snap-in grid suspension system, hangers, angles and edge trims; furring (vertical surfaces); complete; complete; as specified and shown on Drawings; to |  | Metal panel suspended ceilings; comprising 600 x 600 thick perforated aluminum panels, square edges, flat surface and polyester powder coated finish; including snap-in grid suspension system, hangers, angles and edge trims; furring (vertical surfaces); complete; complete; as specified and shown on Drawings; to |  |  | 0
FAZ old | 9 | FINISHES | 095133 | ACOUSTICAL METAL PAN CEILINGS | AR | Item | 412 | 095133 - ACOUSTICAL METAL PAN CEILINGS | 095133 - ACOUSTICAL METAL PAN CEILINGS | G | Ceilings | 200 | m2 | 30 | 6000 | 30 | 6000
FAZ old | 9 | FINISHES | 095133 | ACOUSTICAL METAL PAN CEILINGS | AR | Other | 413 | Decorative suspended ceilings; comprising gypsum boards and perforated aluminum panels; including paint on gypsum, suspension system, upstands, edge trim, hangers, fittings and fixings; furring (vertical surfaces); complete; as specified and shown on Drawings; to | Decorative suspended ceilings; comprising gypsum boards and perforated aluminum panels; including paint on gypsum, suspension system, upstands, edge trim, hangers, fittings and fixings; furring (vertical surfaces); complete; as specified and shown on Drawings; to |  | Decorative suspended ceilings; comprising gypsum boards and perforated aluminum panels; including paint on gypsum, suspension system, upstands, edge trim, hangers, fittings and fixings; furring (vertical surfaces); complete; as specified and shown on Drawings; to |  |  | 0
FAZ old | 9 | FINISHES | 095133 | ACOUSTICAL METAL PAN CEILINGS | AR | Item | 414 | 095133 - ACOUSTICAL METAL PAN CEILINGS | 095133 - ACOUSTICAL METAL PAN CEILINGS | A | Ceilings | 77 | m2 | 45 | 3465 | 45 | 3465
FAZ old | 9 | FINISHES | 095423 | LINEAR METAL CEILINGS | AR | Other | 415 | 095423 - LINEAR METAL CEILINGS | 095423 - LINEAR METAL CEILINGS |  | 095423 - LINEAR METAL CEILINGS |  |  | 0
FAZ old | 9 | FINISHES | 095423 | LINEAR METAL CEILINGS | AR | Other | 416 | Linear metal suspended ceiling; aluminum 200 mm module strips with stove-enamelled finish; non perforated; including concealed grid suspension system; hangers; edge trims and angles; to | Linear metal suspended ceiling; aluminum 200 mm module strips with stove-enamelled finish; non perforated; including concealed grid suspension system; hangers; edge trims and angles; to |  | Linear metal suspended ceiling; aluminum 200 mm module strips with stove-enamelled finish; non perforated; including concealed grid suspension system; hangers; edge trims and angles; to |  |  | 0
FAZ old | 9 | FINISHES | 095423 | LINEAR METAL CEILINGS | AR | Item | 417 | 095423 - LINEAR METAL CEILINGS | 095423 - LINEAR METAL CEILINGS | B | Ceilings | 45 | m2 | 50 | 2250 | 50 | 2250
FAZ old | 9 | FINISHES | 096340 | STONE FLOORING | AR | Other | 418 | 096340 - STONE FLOORING | 096340 - STONE FLOORING |  | 096340 - STONE FLOORING |  |  | 0
FAZ old | 9 | FINISHES | 096340 | STONE FLOORING | AR | Other | 419 | Marble slabs and fittings; best quality, polished finish; including cement sand screed; complete; as specified and shown on Drawings | Marble slabs and fittings; best quality, polished finish; including cement sand screed; complete; as specified and shown on Drawings |  | Marble slabs and fittings; best quality, polished finish; including cement sand screed; complete; as specified and shown on Drawings |  |  | 0
FAZ old | 9 | FINISHES | 096340 | STONE FLOORING | AR | Item | 420 | 096340 - STONE FLOORING | 096340 - STONE FLOORING | C | Saddles; type I | 30 | m | 50 | 1500 | 50 | 1500
FAZ old | 9 | FINISHES | 096340 | STONE FLOORING | AR | Item | 421 | Marble slabs and fittings; best quality, polished finish; including cement sand screed; complete; as specified and shown on Drawings | Marble slabs and fittings; best quality, polished finish; including cement sand screed; complete; as specified and shown on Drawings | D | Saddles; type II | 16 | m | 63 | 1008 | 63 | 1008
FAZ old | 9 | FINISHES | 096340 | STONE FLOORING | AR | Item | 422 | 096340 - STONE FLOORING | 096340 - STONE FLOORING | E | Saddles; type III | 2 | m | 75 | 150 | 75 | 150
FAZ old | 9 | FINISHES | 096340 | STONE FLOORING | AR | Item | 423 | Marble slabs and fittings; best quality, polished finish; including cement sand screed; complete; as specified and shown on Drawings | Marble slabs and fittings; best quality, polished finish; including cement sand screed; complete; as specified and shown on Drawings | F | Treads; 300 x 30 thick; including abrasive in lay aluminium oxide | 58 | m |  | 0 | 0 | 0
FAZ old | 9 | FINISHES | 096340 | STONE FLOORING | AR | Item | 424 | 096340 - STONE FLOORING | 096340 - STONE FLOORING | G | Risers; 140 x 20 thick | 58 | m |  | 0 | 0 | 0
FAZ old | 9 | FINISHES | 096340 | STONE FLOORING | AR | Item | 425 | Marble slabs and fittings; best quality, polished finish; including cement sand screed; complete; as specified and shown on Drawings | Marble slabs and fittings; best quality, polished finish; including cement sand screed; complete; as specified and shown on Drawings | A | Skirtings; 100 high | 8 | m |  | 0 | 0 | 0
FAZ old | 9 | FINISHES | 096340 | STONE FLOORING | AR | Item | 426 | 096340 - STONE FLOORING | 096340 - STONE FLOORING | B | Skirtings; 100 high; above nosing | 24 | m |  | 0 | 0 | 0
FAZ old | 9 | FINISHES | 096340 | STONE FLOORING | AR | Other | 427 | Granite slabs and fittings; best quality; polished finish; including cement-sand screed; complete; as specified and as shown on Drawings | Granite slabs and fittings; best quality; polished finish; including cement-sand screed; complete; as specified and as shown on Drawings |  | Granite slabs and fittings; best quality; polished finish; including cement-sand screed; complete; as specified and as shown on Drawings |  |  | 0
FAZ old | 9 | FINISHES | 096340 | STONE FLOORING | AR | Item | 428 | 096340 - STONE FLOORING | 096340 - STONE FLOORING | C | Floors; 30 thick | 19 | m2 |  | 0 | 0 | 0
FAZ old | 9 | FINISHES | 096340 | STONE FLOORING | AR | Item | 429 | Granite slabs and fittings; best quality; polished finish; including cement-sand screed; complete; as specified and as shown on Drawings | Granite slabs and fittings; best quality; polished finish; including cement-sand screed; complete; as specified and as shown on Drawings | D | Landing; 30 thick | 27 | m2 |  | 0 | 0 | 0
FAZ old | 9 | FINISHES | 096340 | STONE FLOORING | AR | Item | 430 | 096340 - STONE FLOORING | 096340 - STONE FLOORING | E | Treads; 320 x 30 thick; including abrasive in lay aluminium oxide | 78 | m |  | 0 | 0 | 0
FAZ old | 9 | FINISHES | 096340 | STONE FLOORING | AR | Item | 431 | Granite slabs and fittings; best quality; polished finish; including cement-sand screed; complete; as specified and as shown on Drawings | Granite slabs and fittings; best quality; polished finish; including cement-sand screed; complete; as specified and as shown on Drawings | F | Risers; 138 x 20 thick | 78 | m |  | 0 | 0 | 0
FAZ old | 9 | FINISHES | 096340 | STONE FLOORING | AR | Item | 432 | 096340 - STONE FLOORING | 096340 - STONE FLOORING | G | Skirtings; 100 high | 51 | m |  | 0 | 0 | 0
FAZ old | 9 | FINISHES | 096340 | STONE FLOORING | AR | Item | 433 | Granite slabs and fittings; best quality; polished finish; including cement-sand screed; complete; as specified and as shown on Drawings | Granite slabs and fittings; best quality; polished finish; including cement-sand screed; complete; as specified and as shown on Drawings | H | Skirtings; 100 high; above nosing | 20 | m |  | 0 | 0 | 0
FAZ old | 9 | FINISHES | 096340 | STONE FLOORING | AR | Item | 434 | 096340 - STONE FLOORING | 096340 - STONE FLOORING | J | Curved treads; 320 x 30 thick; reception hall | 18 | m |  | 0 | 0 | 0
FAZ old | 9 | FINISHES | 096340 | STONE FLOORING | AR | Item | 435 | Granite slabs and fittings; best quality; polished finish; including cement-sand screed; complete; as specified and as shown on Drawings | Granite slabs and fittings; best quality; polished finish; including cement-sand screed; complete; as specified and as shown on Drawings | K | Curved risers; 138 x 20 thick; reception hall | 18 | m |  | 0 | 0 | 0
FAZ old | 9 | FINISHES | 099113 | EXTERIOR PAINTING | AR | Other | 436 | 099113 - EXTERIOR PAINTING | 099113 - EXTERIOR PAINTING |  | 099113 - EXTERIOR PAINTING |  |  | 0
FAZ old | 9 | FINISHES | 099113 | EXTERIOR PAINTING | AR | Other | 437 | External textured acrylic emulsion paint, resin based, water-resistant suitable for repeated washing and scrubbing; to concrete, masonry, render and plaster | External textured acrylic emulsion paint, resin based, water-resistant suitable for repeated washing and scrubbing; to concrete, masonry, render and plaster |  | External textured acrylic emulsion paint, resin based, water-resistant suitable for repeated washing and scrubbing; to concrete, masonry, render and plaster |  |  | 0
FAZ old | 9 | FINISHES | 099113 | EXTERIOR PAINTING | AR | Item | 438 | 099113 - EXTERIOR PAINTING | 099113 - EXTERIOR PAINTING | A | General surfaces; external | 1277 | m2 | 8 | 10216 | 8 | 10216
FAZ old | 9 | FINISHES | 099123 | INTERIOR PAINTING | AR | Other | 439 | 099123 - INTERIOR PAINTING | 099123 - INTERIOR PAINTING |  | 099123 - INTERIOR PAINTING |  |  | 0
FAZ old | 9 | FINISHES | 099123 | INTERIOR PAINTING | AR | Other | 440 | Interior flat latex-based paint; emulsion paint, based on PVA and PVA acrylic copolymers, water resistant suitable for repeated washing and scrubbing, to concrete, masonry, render and plaster | Interior flat latex-based paint; emulsion paint, based on PVA and PVA acrylic copolymers, water resistant suitable for repeated washing and scrubbing, to concrete, masonry, render and plaster |  | Interior flat latex-based paint; emulsion paint, based on PVA and PVA acrylic copolymers, water resistant suitable for repeated washing and scrubbing, to concrete, masonry, render and plaster |  |  | 0
FAZ old | 9 | FINISHES | 099123 | INTERIOR PAINTING | AR | Item | 441 | 099123 - INTERIOR PAINTING | 099123 - INTERIOR PAINTING | A | General surfaces; internal | 2057 | m2 | 7 | 14399 | 7 | 14399
FAZ old | 9 | FINISHES | 099123 | INTERIOR PAINTING | AR | Item | 442 | Interior flat latex-based paint; emulsion paint, based on PVA and PVA acrylic copolymers, water resistant suitable for repeated washing and scrubbing, to concrete, masonry, render and plaster | Interior flat latex-based paint; emulsion paint, based on PVA and PVA acrylic copolymers, water resistant suitable for repeated washing and scrubbing, to concrete, masonry, render and plaster | B | General surfaces; internal; fine textured | 472 | m2 |  | 0 | 0 | 0
FAZ old | 9 | FINISHES | 099123 | INTERIOR PAINTING | AR | Other | 443 | Oil paint; oleo-resinous alkyd paint; to primed metal | Oil paint; oleo-resinous alkyd paint; to primed metal |  | Oil paint; oleo-resinous alkyd paint; to primed metal |  |  | 0
FAZ old | 9 | FINISHES | 099123 | INTERIOR PAINTING | AR | Item | 444 | Interior flat latex-based paint; emulsion paint, based on PVA and PVA acrylic copolymers, water resistant suitable for repeated washing and scrubbing, to concrete, masonry, render and plaster | Interior flat latex-based paint; emulsion paint, based on PVA and PVA acrylic copolymers, water resistant suitable for repeated washing and scrubbing, to concrete, masonry, render and plaster | B | General surfaces | 150 | m2 | 7 | 1050 | 7 | 1050
FAZ old | 9 | FINISHES | 099123 | INTERIOR PAINTING | AR | Other | 445 | Oil paint; oleo-resinous alkyd paint; to primed wood | Oil paint; oleo-resinous alkyd paint; to primed wood |  | Oil paint; oleo-resinous alkyd paint; to primed wood |  |  | 0
FAZ old | 9 | FINISHES | 099123 | INTERIOR PAINTING | AR | Item | 446 | Interior flat latex-based paint; emulsion paint, based on PVA and PVA acrylic copolymers, water resistant suitable for repeated washing and scrubbing, to concrete, masonry, render and plaster | Interior flat latex-based paint; emulsion paint, based on PVA and PVA acrylic copolymers, water resistant suitable for repeated washing and scrubbing, to concrete, masonry, render and plaster | D | General surfaces | 22 | m2 |  | 0 | 0 | 0
FAZ old | 9 | FINISHES | 099123 | INTERIOR PAINTING | AR | Other | 447 | Varnish; to wood | Varnish; to wood |  | Varnish; to wood |  |  | 0
FAZ old | 9 | FINISHES | 099123 | INTERIOR PAINTING | AR | Item | 448 | Interior flat latex-based paint; emulsion paint, based on PVA and PVA acrylic copolymers, water resistant suitable for repeated washing and scrubbing, to concrete, masonry, render and plaster | Interior flat latex-based paint; emulsion paint, based on PVA and PVA acrylic copolymers, water resistant suitable for repeated washing and scrubbing, to concrete, masonry, render and plaster | C | General surfaces | 5 | m2 | 50 | 250 | 50 | 250
FAZ old | 9 | FINISHES | 099600 | HIGH PERFORMANCE COATINGS | AR | Other | 449 | 099600 - HIGH PERFORMANCE COATINGS | 099600 - HIGH PERFORMANCE COATINGS |  | 099600 - HIGH PERFORMANCE COATINGS |  |  | 0
FAZ old | 9 | FINISHES | 099600 | HIGH PERFORMANCE COATINGS | AR | Other | 450 | Epoxy concrete floor sealer; water dispersed, coloured, dustproofed and surface sealer; to | Epoxy concrete floor sealer; water dispersed, coloured, dustproofed and surface sealer; to |  | Epoxy concrete floor sealer; water dispersed, coloured, dustproofed and surface sealer; to |  |  | 0
FAZ old | 9 | FINISHES | 099600 | HIGH PERFORMANCE COATINGS | AR | Item | 451 | 099600 - HIGH PERFORMANCE COATINGS | 099600 - HIGH PERFORMANCE COATINGS | D | Trenches; side and bottom | 7 | m2 | 25 | 175 | 25 | 175
FAZ old | 9 | FINISHES | 099600 | HIGH PERFORMANCE COATINGS | AR | Other | 452 | Polyurethane paint; to concrete, masonry, render and plaster; to | Polyurethane paint; to concrete, masonry, render and plaster; to |  | Polyurethane paint; to concrete, masonry, render and plaster; to |  |  | 0
FAZ old | 9 | FINISHES | 099600 | HIGH PERFORMANCE COATINGS | AR | Item | 453 | 099600 - HIGH PERFORMANCE COATINGS | 099600 - HIGH PERFORMANCE COATINGS | E | General surfaces | 60 | m2 | 32 | 1920 | 32 | 1920
FAZ old | 9 | FINISHES | 099600 | HIGH PERFORMANCE COATINGS | AR | Other | 454 | Epoxy paint; to primed metal | Epoxy paint; to primed metal |  | Epoxy paint; to primed metal |  |  | 0
FAZ old | 9 | FINISHES | 099600 | HIGH PERFORMANCE COATINGS | AR | Item | 455 | 099600 - HIGH PERFORMANCE COATINGS | 099600 - HIGH PERFORMANCE COATINGS | A | Surfaces of balustrade and the like; plain open type | 100 | m2 |  | 0 | 0 | 0
FAZ old | 9 | FINISHES | 099600 | HIGH PERFORMANCE COATINGS | AR | Other | 456 | Epoxy paint; to primed metal | Epoxy paint; to primed metal | BILL No. 9 - FINISHES
FAZ old | 9 | FINISHES | To Summary | To Summary | AR | Bill Sum | 457 | 099600 - HIGH PERFORMANCE COATINGS | 099600 - HIGH PERFORMANCE COATINGS | To Summary |  |  |  | J.D | 103219
FAZ old | 10 | SPECIALTIES | 101423 | PANEL SIGNAGE | AR | Other | 458 | Epoxy paint; to primed metal | Epoxy paint; to primed metal |  |  | BILL NO. 10
FAZ old | 10 | SPECIALTIES | 101423 | PANEL SIGNAGE | AR | Other | 459 | 099600 - HIGH PERFORMANCE COATINGS | 099600 - HIGH PERFORMANCE COATINGS |  |  | SPECIALTIES
FAZ old | 10 | SPECIALTIES | 101423 | PANEL SIGNAGE | AR | Other | 460 | Epoxy paint; to primed metal | Epoxy paint; to primed metal | Item | Description | Qty | Unit | Rate | Amount
FAZ old | 10 | SPECIALTIES | 101423 | PANEL SIGNAGE | AR | Other | 461 | 099600 - HIGH PERFORMANCE COATINGS | 099600 - HIGH PERFORMANCE COATINGS | [5 empty] | J.D
FAZ old | 10 | SPECIALTIES | 101423 | PANEL SIGNAGE | AR | Other | 462 | 101423 - PANEL SIGNAGE | 101423 - PANEL SIGNAGE |  | 101423 - PANEL SIGNAGE
FAZ old | 10 | SPECIALTIES | 101423 | PANEL SIGNAGE | AR | Other | 463 | Internal sign; comprising 3 thick MP plastic face, 10 high copy & graphics, braille dots, aluminium and wood profiles; including background, screws, fittings and fixings; complete; as specified and as Drg. A-503; detail 6 | Internal sign; comprising 3 thick MP plastic face, 10 high copy & graphics, braille dots, aluminium and wood profiles; including background, screws, fittings and fixings; complete; as specified and as Drg. A-503; detail 6 |  | Internal sign; comprising 3 thick MP plastic face, 10 high copy & graphics, braille dots, aluminium and wood profiles; including background, screws, fittings and fixings; complete; as specified and as Drg. A-503; detail 6
FAZ old | 10 | SPECIALTIES | 101423 | PANEL SIGNAGE | AR | Item | 464 | 101423 - PANEL SIGNAGE | 101423 - PANEL SIGNAGE | A | Type S1; size 120 x 120 high | 6 | Nr | 38 | 228 | 38 | 228
FAZ old | 10 | SPECIALTIES | 101423 | PANEL SIGNAGE | AR | Item | 465 | Internal sign; comprising 3 thick MP plastic face, 10 high copy & graphics, braille dots, aluminium and wood profiles; including background, screws, fittings and fixings; complete; as specified and as Drg. A-503; detail 6 | Internal sign; comprising 3 thick MP plastic face, 10 high copy & graphics, braille dots, aluminium and wood profiles; including background, screws, fittings and fixings; complete; as specified and as Drg. A-503; detail 6 | B | Type S2; size 210 x 130 high | 6 | Nr | 50 | 300 | 50 | 300
FAZ old | 10 | SPECIALTIES | 102800 | TOILET, BATH AND LAUNDRY ACCESSORIES | AR | Other | 466 | 102800 - TOILET, BATH AND LAUNDRY ACCESSORIES | 102800 - TOILET, BATH AND LAUNDRY ACCESSORIES |  | 102800 - TOILET, BATH AND LAUNDRY ACCESSORIES |  |  | 0
FAZ old | 10 | SPECIALTIES | 102800 | TOILET, BATH AND LAUNDRY ACCESSORIES | AR | Other | 467 | Miscellaneous fixtures and fittings; complete; as specified and shown on Drawings | Miscellaneous fixtures and fittings; complete; as specified and shown on Drawings |  | Miscellaneous fixtures and fittings; complete; as specified and shown on Drawings |  |  | 0
FAZ old | 10 | SPECIALTIES | 102800 | TOILET, BATH AND LAUNDRY ACCESSORIES | AR | Item | 468 | 102800 - TOILET, BATH AND LAUNDRY ACCESSORIES | 102800 - TOILET, BATH AND LAUNDRY ACCESSORIES | C | Coat hook | 7 | Nr | 19 | 133 | 19 | 133
FAZ old | 10 | SPECIALTIES | 102800 | TOILET, BATH AND LAUNDRY ACCESSORIES | AR | Item | 469 | Miscellaneous fixtures and fittings; complete; as specified and shown on Drawings | Miscellaneous fixtures and fittings; complete; as specified and shown on Drawings | D | Paper towel dispenser | 7 | Nr | 44 | 308 | 44 | 308
FAZ old | 10 | SPECIALTIES | 102800 | TOILET, BATH AND LAUNDRY ACCESSORIES | AR | Item | 470 | 102800 - TOILET, BATH AND LAUNDRY ACCESSORIES | 102800 - TOILET, BATH AND LAUNDRY ACCESSORIES | E | Liquid soap dispenser | 7 | Nr | 38 | 266 | 38 | 266
FAZ old | 10 | SPECIALTIES | 102800 | TOILET, BATH AND LAUNDRY ACCESSORIES | AR | Item | 471 | Miscellaneous fixtures and fittings; complete; as specified and shown on Drawings | Miscellaneous fixtures and fittings; complete; as specified and shown on Drawings | F | Grab bar; 635 long | 7 | Nr |  | 0 | 0 | 0
FAZ old | 10 | SPECIALTIES | 102800 | TOILET, BATH AND LAUNDRY ACCESSORIES | AR | Item | 472 | 102800 - TOILET, BATH AND LAUNDRY ACCESSORIES | 102800 - TOILET, BATH AND LAUNDRY ACCESSORIES | G | Hinged grab bar; 770 long | 7 | Nr |  | 0 | 0 | 0
FAZ old | 10 | SPECIALTIES | 102800 | TOILET, BATH AND LAUNDRY ACCESSORIES | AR | Item | 473 | Miscellaneous fixtures and fittings; complete; as specified and shown on Drawings | Miscellaneous fixtures and fittings; complete; as specified and shown on Drawings | H | Toilet paper holder | 7 | Nr | 25 | 175 | 25 | 175
FAZ old | 10 | SPECIALTIES | 102800 | TOILET, BATH AND LAUNDRY ACCESSORIES | AR | Item | 474 | 102800 - TOILET, BATH AND LAUNDRY ACCESSORIES | 102800 - TOILET, BATH AND LAUNDRY ACCESSORIES | J | Waste receptacle | 7 | Nr | 38 | 266 | 38 | 266
FAZ old | 10 | SPECIALTIES | 102800 | TOILET, BATH AND LAUNDRY ACCESSORIES | AR | Other | 475 | Mirror glass; 6 mm thick; polished plate glass, surfaces mounted type, with nickel plate brass; including cardboard filler; fittings and fixings; complete; as specified and as Drg. A-503; detail 8 | Mirror glass; 6 mm thick; polished plate glass, surfaces mounted type, with nickel plate brass; including cardboard filler; fittings and fixings; complete; as specified and as Drg. A-503; detail 8 |  | Mirror glass; 6 mm thick; polished plate glass, surfaces mounted type, with nickel plate brass; including cardboard filler; fittings and fixings; complete; as specified and as Drg. A-503; detail 8 |  |  | 0
FAZ old | 10 | SPECIALTIES | 102800 | TOILET, BATH AND LAUNDRY ACCESSORIES | AR | Item | 476 | 102800 - TOILET, BATH AND LAUNDRY ACCESSORIES | 102800 - TOILET, BATH AND LAUNDRY ACCESSORIES | A | Size 450 x 600 high | 7 | Nr | 50 | 350 | 50 | 350
FAZ old | 10 | SPECIALTIES | 104416 | FIRE-EXTINGUISHERS | ME | Other | 477 | 104416 - FIRE-EXTINGUISHERS | 104416 - FIRE-EXTINGUISHERS |  | 104416 - FIRE-EXTINGUISHERS |  |  | 0
FAZ old | 10 | SPECIALTIES | 104416 | FIRE-EXTINGUISHERS | ME | Other | 478 | Portable fire extinguishers complete with all accessories | Portable fire extinguishers complete with all accessories |  | Portable fire extinguishers complete with all accessories |  |  | 0
FAZ old | 10 | SPECIALTIES | 104416 | FIRE-EXTINGUISHERS | ME | Item | 479 | 104416 - FIRE-EXTINGUISHERS | 104416 - FIRE-EXTINGUISHERS | B | Type FE-1 | 11 | Nr | 63 | 693 | 63 | 693
FAZ old | 10 | SPECIALTIES | 104416 | FIRE-EXTINGUISHERS | ME | Item | 480 | Portable fire extinguishers complete with all accessories | Portable fire extinguishers complete with all accessories | C | Type FE-2 | 8 | Nr | 75 | 600 | 75 | 600
FAZ old | 10 | SPECIALTIES | 104416 | FIRE-EXTINGUISHERS | ME | Other | 481 | 104416 - FIRE-EXTINGUISHERS | 104416 - FIRE-EXTINGUISHERS | BILL No. 10 - SPECIALTIES
FAZ old | 10 | SPECIALTIES | To Summary | To Summary |  | Bill Sum | 482 | Portable fire extinguishers complete with all accessories | Portable fire extinguishers complete with all accessories | To Summary |  |  |  | J.D | 3319
FAZ old | 11 | EQUIPMENT | 114000 | FOOD SERVICE EQUIPMENT | ME | Other | 483 | 104416 - FIRE-EXTINGUISHERS | 104416 - FIRE-EXTINGUISHERS |  |  | BILL NO. 11
FAZ old | 11 | EQUIPMENT | 114000 | FOOD SERVICE EQUIPMENT | ME | Other | 484 | Portable fire extinguishers complete with all accessories | Portable fire extinguishers complete with all accessories |  |  | EQUIPMENT
FAZ old | 11 | EQUIPMENT | 114000 | FOOD SERVICE EQUIPMENT | ME | Other | 485 | 104416 - FIRE-EXTINGUISHERS | 104416 - FIRE-EXTINGUISHERS | Item | Description | Qty | Unit | Rate | Amount
FAZ old | 11 | EQUIPMENT | 114000 | FOOD SERVICE EQUIPMENT | ME | Other | 486 | Portable fire extinguishers complete with all accessories | Portable fire extinguishers complete with all accessories | [5 empty] | J.D
FAZ old | 11 | EQUIPMENT | 114000 | FOOD SERVICE EQUIPMENT | ME | Other | 487 | 114000 - FOOD SERVICE EQUIPMENT | 114000 - FOOD SERVICE EQUIPMENT |  | 114000 - FOOD SERVICE EQUIPMENT
FAZ old | 11 | EQUIPMENT | 114000 | FOOD SERVICE EQUIPMENT | ME | Other | 488 | KITCHEN AREA | KITCHEN AREA |  | KITCHEN AREA
FAZ old | 11 | EQUIPMENT | 114000 | FOOD SERVICE EQUIPMENT | ME | Other | 489 | Storages | Storages |  | Storages
FAZ old | 11 | EQUIPMENT | 114000 | FOOD SERVICE EQUIPMENT | ME | Item | 490 | KITCHEN AREA | KITCHEN AREA | A | Walk-In Cold & Freezer Room | 1 | Nr |  | 0 | 0 | 0
FAZ old | 11 | EQUIPMENT | 114000 | FOOD SERVICE EQUIPMENT | ME | Item | 491 | Storages | Storages | B | Floor Trough | 2 | Nr |  | 0 | 0 | 0
FAZ old | 11 | EQUIPMENT | 114000 | FOOD SERVICE EQUIPMENT | ME | Item | 492 | KITCHEN AREA | KITCHEN AREA | C | Walk-In Cold & Freezer Room | 1 | Nr |  | 0 | 0 | 0
FAZ old | 11 | EQUIPMENT | 114000 | FOOD SERVICE EQUIPMENT | ME | Item | 493 | Storages | Storages | D | Shelving | 14 | Nr |  | 0 | 0 | 0
FAZ old | 11 | EQUIPMENT | 114000 | FOOD SERVICE EQUIPMENT | ME | Item | 494 | KITCHEN AREA | KITCHEN AREA | E | Shelving | 18 | Nr |  | 0 | 0 | 0
FAZ old | 11 | EQUIPMENT | 114000 | FOOD SERVICE EQUIPMENT | ME | Other | 495 | Prewash Area | Prewash Area |  | Prewash Area
FAZ old | 11 | EQUIPMENT | 114000 | FOOD SERVICE EQUIPMENT | ME | Item | 496 | KITCHEN AREA | KITCHEN AREA | F | Table w/ sink | 1 | Nr |  | 0 | 0 | 0
FAZ old | 11 | EQUIPMENT | 114000 | FOOD SERVICE EQUIPMENT | ME | Item | 497 | Prewash Area | Prewash Area | G | Mixer Tap | 1 | Nr |  | 0 | 0 | 0
FAZ old | 11 | EQUIPMENT | 114000 | FOOD SERVICE EQUIPMENT | ME | Item | 498 | KITCHEN AREA | KITCHEN AREA | H | Table W/ Bowl Sink - existing | 1 | Nr |  | 0 | 0 | 0
FAZ old | 11 | EQUIPMENT | 114000 | FOOD SERVICE EQUIPMENT | ME | Item | 499 | Prewash Area | Prewash Area | J | Spray Gun | 1 | Nr |  | 0 | 0 | 0
FAZ old | 11 | EQUIPMENT | 114000 | FOOD SERVICE EQUIPMENT | ME | Item | 500 | KITCHEN AREA | KITCHEN AREA | K | Floor Drain | 1 | Nr |  | 0 | 0 | 0
FAZ old | 11 | EQUIPMENT | 114000 | FOOD SERVICE EQUIPMENT | ME | Item | 501 | Prewash Area | Prewash Area | L | Wall Cupboard- existing | 1 | Nr |  | 0 | 0 | 0
FAZ old | 11 | EQUIPMENT | 114000 | FOOD SERVICE EQUIPMENT | ME | Item | 502 | KITCHEN AREA | KITCHEN AREA | M | Shelving - existing | 1 | Nr |  | 0 | 0 | 0
FAZ old | 11 | EQUIPMENT | 114000 | FOOD SERVICE EQUIPMENT | ME | Other | 503 | Vegetable Preparation | Vegetable Preparation |  | Vegetable Preparation
FAZ old | 11 | EQUIPMENT | 114000 | FOOD SERVICE EQUIPMENT | ME | Item | 504 | KITCHEN AREA | KITCHEN AREA | N | Hand Wash Sink | 1 | Nr |  | 0 | 0 | 0
FAZ old | 11 | EQUIPMENT | 114000 | FOOD SERVICE EQUIPMENT | ME | Item | 505 | Vegetable Preparation | Vegetable Preparation | P | Prep Table - existing | 1 | Nr |  | 0 | 0 | 0
FAZ old | 11 | EQUIPMENT | 114000 | FOOD SERVICE EQUIPMENT | ME | Item | 506 | KITCHEN AREA | KITCHEN AREA | A | Mixer Tap | 2 | Nr |  | 0 | 0 | 0
FAZ old | 11 | EQUIPMENT | 114000 | FOOD SERVICE EQUIPMENT | ME | Item | 507 | Vegetable Preparation | Vegetable Preparation | B | Undercounter Fridge- 1200 mm | 1 | Nr |  | 0 | 0 | 0
FAZ old | 11 | EQUIPMENT | 114000 | FOOD SERVICE EQUIPMENT | ME | Item | 508 | KITCHEN AREA | KITCHEN AREA | C | Table w/ sink | 1 | Nr |  | 0 | 0 | 0
FAZ old | 11 | EQUIPMENT | 114000 | FOOD SERVICE EQUIPMENT | ME | Item | 509 | Vegetable Preparation | Vegetable Preparation | D | Floor Drain | 1 | Nr |  | 0 | 0 | 0
FAZ old | 11 | EQUIPMENT | 114000 | FOOD SERVICE EQUIPMENT | ME | Item | 510 | KITCHEN AREA | KITCHEN AREA | E | Potato Peeler- existing | 1 | Nr |  | 0 | 0 | 0
FAZ old | 11 | EQUIPMENT | 114000 | FOOD SERVICE EQUIPMENT | ME | Other | 511 | Meat & Poultry Preparation | Meat & Poultry Preparation |  | Meat & Poultry Preparation
FAZ old | 11 | EQUIPMENT | 114000 | FOOD SERVICE EQUIPMENT | ME | Item | 512 | KITCHEN AREA | KITCHEN AREA | F | Hand Wash Sink | 1 | Nr |  | 0 | 0 | 0
FAZ old | 11 | EQUIPMENT | 114000 | FOOD SERVICE EQUIPMENT | ME | Item | 513 | Meat & Poultry Preparation | Meat & Poultry Preparation | G | Prep Table | 1 | Nr |  | 0 | 0 | 0
FAZ old | 11 | EQUIPMENT | 114000 | FOOD SERVICE EQUIPMENT | ME | Item | 514 | KITCHEN AREA | KITCHEN AREA | H | Mixer Tap | 2 | Nr |  | 0 | 0 | 0
FAZ old | 11 | EQUIPMENT | 114000 | FOOD SERVICE EQUIPMENT | ME | Item | 515 | Meat & Poultry Preparation | Meat & Poultry Preparation | J | Undercounter Fridge-1200 mm | 1 | Nr |  | 0 | 0 | 0
FAZ old | 11 | EQUIPMENT | 114000 | FOOD SERVICE EQUIPMENT | ME | Item | 516 | KITCHEN AREA | KITCHEN AREA | K | Upright Fridge | 1 | Nr |  | 0 | 0 | 0
FAZ old | 11 | EQUIPMENT | 114000 | FOOD SERVICE EQUIPMENT | ME | Item | 517 | Meat & Poultry Preparation | Meat & Poultry Preparation | L | Floor Drain | 1 | Nr |  | 0 | 0 | 0
FAZ old | 11 | EQUIPMENT | 114000 | FOOD SERVICE EQUIPMENT | ME | Item | 518 | KITCHEN AREA | KITCHEN AREA | M | Meat Mincer- existing | 1 | Nr |  | 0 | 0 | 0
FAZ old | 11 | EQUIPMENT | 114000 | FOOD SERVICE EQUIPMENT | ME | Other | 519 | Bakery & Pastry | Bakery & Pastry |  | Bakery & Pastry
FAZ old | 11 | EQUIPMENT | 114000 | FOOD SERVICE EQUIPMENT | ME | Item | 520 | KITCHEN AREA | KITCHEN AREA | N | Table w/ Double Bowl Sink | 1 | Nr |  | 0 | 0 | 0
FAZ old | 11 | EQUIPMENT | 114000 | FOOD SERVICE EQUIPMENT | ME | Item | 521 | Bakery & Pastry | Bakery & Pastry | P | Undercounter Fridge-1200 mm | 2 | Nr |  | 0 | 0 | 0
FAZ old | 11 | EQUIPMENT | 114000 | FOOD SERVICE EQUIPMENT | ME | Item | 522 | KITCHEN AREA | KITCHEN AREA | Q | Mixer Tap | 2 | Nr |  | 0 | 0 | 0
FAZ old | 11 | EQUIPMENT | 114000 | FOOD SERVICE EQUIPMENT | ME | Item | 523 | Bakery & Pastry | Bakery & Pastry | R | Table w/ Sink | 1 | Nr |  | 0 | 0 | 0
FAZ old | 11 | EQUIPMENT | 114000 | FOOD SERVICE EQUIPMENT | ME | Item | 524 | KITCHEN AREA | KITCHEN AREA | S | Scale | 1 | Nr |  | 0 | 0 | 0
FAZ old | 11 | EQUIPMENT | 114000 | FOOD SERVICE EQUIPMENT | ME | Item | 525 | Bakery & Pastry | Bakery & Pastry | T | Table W/ Marble Top | 1 | Nr |  | 0 | 0 | 0
FAZ old | 11 | EQUIPMENT | 114000 | FOOD SERVICE EQUIPMENT | ME | Item | 526 | KITCHEN AREA | KITCHEN AREA | A | Floor Drain | 1 | Nr |  | 0 | 0 | 0
FAZ old | 11 | EQUIPMENT | 114000 | FOOD SERVICE EQUIPMENT | ME | Item | 527 | Bakery & Pastry | Bakery & Pastry | B | Gas Boiling Top- 400 x 700 | 1 | Nr |  | 0 | 0 | 0
FAZ old | 11 | EQUIPMENT | 114000 | FOOD SERVICE EQUIPMENT | ME | Item | 528 | KITCHEN AREA | KITCHEN AREA | C | Deck Oven | 1 | Nr |  | 0 | 0 | 0
FAZ old | 11 | EQUIPMENT | 114000 | FOOD SERVICE EQUIPMENT | ME | Item | 529 | Bakery & Pastry | Bakery & Pastry | D | Exhaust Hood w/Fire Suppression System | 1 | Nr |  | 0 | 0 | 0
FAZ old | 11 | EQUIPMENT | 114000 | FOOD SERVICE EQUIPMENT | ME | Item | 530 | KITCHEN AREA | KITCHEN AREA | E | Floor Drain | 1 | Nr |  | 0 | 0 | 0
FAZ old | 11 | EQUIPMENT | 114000 | FOOD SERVICE EQUIPMENT | ME | Item | 531 | Bakery & Pastry | Bakery & Pastry | F | Marble Top - Mobile Worktable | 1 | Nr |  | 0 | 0 | 0
FAZ old | 11 | EQUIPMENT | 114000 | FOOD SERVICE EQUIPMENT | ME | Item | 532 | KITCHEN AREA | KITCHEN AREA | G | Worktable- existing | 1 | Nr |  | 0 | 0 | 0
FAZ old | 11 | EQUIPMENT | 114000 | FOOD SERVICE EQUIPMENT | ME | Item | 533 | Bakery & Pastry | Bakery & Pastry | H | Mixer- existing | 1 | Nr |  | 0 | 0 | 0
FAZ old | 11 | EQUIPMENT | 114000 | FOOD SERVICE EQUIPMENT | ME | Other | 534 | Hot Kitchen | Hot Kitchen |  | Hot Kitchen
FAZ old | 11 | EQUIPMENT | 114000 | FOOD SERVICE EQUIPMENT | ME | Item | 535 | Bakery & Pastry | Bakery & Pastry | J | Hand Wash Sink | 2 | Nr |  | 0 | 0 | 0
FAZ old | 11 | EQUIPMENT | 114000 | FOOD SERVICE EQUIPMENT | ME | Item | 536 | Hot Kitchen | Hot Kitchen | K | Table w/ Sink- existing | 1 | Nr |  | 0 | 0 | 0
FAZ old | 11 | EQUIPMENT | 114000 | FOOD SERVICE EQUIPMENT | ME | Item | 537 | Bakery & Pastry | Bakery & Pastry | L | Mixer Tap | 2 | Nr |  | 0 | 0 | 0
FAZ old | 11 | EQUIPMENT | 114000 | FOOD SERVICE EQUIPMENT | ME | Item | 538 | Hot Kitchen | Hot Kitchen | M | Floor Drain | 1 | Nr |  | 0 | 0 | 0
FAZ old | 11 | EQUIPMENT | 114000 | FOOD SERVICE EQUIPMENT | ME | Item | 539 | Bakery & Pastry | Bakery & Pastry | N | Fryer- existing | 1 | Nr |  | 0 | 0 | 0
FAZ old | 11 | EQUIPMENT | 114000 | FOOD SERVICE EQUIPMENT | ME | Item | 540 | Hot Kitchen | Hot Kitchen | P | Ele. Chip Scuttle | 1 | Nr |  | 0 | 0 | 0
FAZ old | 11 | EQUIPMENT | 114000 | FOOD SERVICE EQUIPMENT | ME | Item | 541 | Bakery & Pastry | Bakery & Pastry | Q | Gas Range | 2 | Nr |  | 0 | 0 | 0
FAZ old | 11 | EQUIPMENT | 114000 | FOOD SERVICE EQUIPMENT | ME | Item | 542 | Hot Kitchen | Hot Kitchen | R | Gas Grill | 1 | Nr |  | 0 | 0 | 0
FAZ old | 11 | EQUIPMENT | 114000 | FOOD SERVICE EQUIPMENT | ME | Item | 543 | Bakery & Pastry | Bakery & Pastry | S | Exhaust Hood w/ Fire Suppression System | 1 | Nr |  | 0 | 0 | 0
FAZ old | 11 | EQUIPMENT | 114000 | FOOD SERVICE EQUIPMENT | ME | Item | 544 | Hot Kitchen | Hot Kitchen | T | Worktable- existing | 1 | Nr |  | 0 | 0 | 0
FAZ old | 11 | EQUIPMENT | 114000 | FOOD SERVICE EQUIPMENT | ME | Item | 545 | Bakery & Pastry | Bakery & Pastry | A | Table w/ Sink | 1 | Nr |  | 0 | 0 | 0
FAZ old | 11 | EQUIPMENT | 114000 | FOOD SERVICE EQUIPMENT | ME | Item | 546 | Hot Kitchen | Hot Kitchen | B | Cupboard W/ Drawer- existing | 1 | Nr |  | 0 | 0 | 0
FAZ old | 11 | EQUIPMENT | 114000 | FOOD SERVICE EQUIPMENT | ME | Item | 547 | Bakery & Pastry | Bakery & Pastry | C | Worktable- existing | 1 | Nr |  | 0 | 0 | 0
FAZ old | 11 | EQUIPMENT | 114000 | FOOD SERVICE EQUIPMENT | ME | Item | 548 | Hot Kitchen | Hot Kitchen | D | Undercounter Fridge-1200 mm | 1 | Nr |  | 0 | 0 | 0
FAZ old | 11 | EQUIPMENT | 114000 | FOOD SERVICE EQUIPMENT | ME | Other | 549 | Cold Kitchen | Cold Kitchen |  | Cold Kitchen
FAZ old | 11 | EQUIPMENT | 114000 | FOOD SERVICE EQUIPMENT | ME | Item | 550 | Hot Kitchen | Hot Kitchen | E | Upright Fridge | 1 | Nr |  | 0 | 0 | 0
FAZ old | 11 | EQUIPMENT | 114000 | FOOD SERVICE EQUIPMENT | ME | Item | 551 | Cold Kitchen | Cold Kitchen | F | Upright Freezer | 1 | Nr |  | 0 | 0 | 0
FAZ old | 11 | EQUIPMENT | 114000 | FOOD SERVICE EQUIPMENT | ME | Item | 552 | Hot Kitchen | Hot Kitchen | G | Worktable W/ Sink | 1 | Nr |  | 0 | 0 | 0
FAZ old | 11 | EQUIPMENT | 114000 | FOOD SERVICE EQUIPMENT | ME | Item | 553 | Cold Kitchen | Cold Kitchen | H | Mixer Tap | 1 | Nr |  | 0 | 0 | 0
FAZ old | 11 | EQUIPMENT | 114000 | FOOD SERVICE EQUIPMENT | ME | Item | 554 | Hot Kitchen | Hot Kitchen | J | Floor Drain | 2 | Nr |  | 0 | 0 | 0
FAZ old | 11 | EQUIPMENT | 114000 | FOOD SERVICE EQUIPMENT | ME | Item | 555 | Cold Kitchen | Cold Kitchen | K | Salad Table | 1 | Nr |  | 0 | 0 | 0
FAZ old | 11 | EQUIPMENT | 114000 | FOOD SERVICE EQUIPMENT | ME | Item | 556 | Hot Kitchen | Hot Kitchen | L | Worktable | 1 | Nr |  | 0 | 0 | 0
FAZ old | 11 | EQUIPMENT | 114000 | FOOD SERVICE EQUIPMENT | ME | Item | 557 | Cold Kitchen | Cold Kitchen | M | Undercounter Fridge | 1 | Nr |  | 0 | 0 | 0
FAZ old | 11 | EQUIPMENT | 114000 | FOOD SERVICE EQUIPMENT | ME | Other | 558 | Potwash Area | Potwash Area |  | Potwash Area
FAZ old | 11 | EQUIPMENT | 114000 | FOOD SERVICE EQUIPMENT | ME | Item | 559 | Cold Kitchen | Cold Kitchen | N | Triple Bowl Sink | 1 | Nr |  | 0 | 0 | 0
FAZ old | 11 | EQUIPMENT | 114000 | FOOD SERVICE EQUIPMENT | ME | Item | 560 | Potwash Area | Potwash Area | P | Spray Gun | 1 | Nr |  | 0 | 0 | 0
FAZ old | 11 | EQUIPMENT | 114000 | FOOD SERVICE EQUIPMENT | ME | Item | 561 | Cold Kitchen | Cold Kitchen | Q | Mixer Tap | 1 | Nr |  | 0 | 0 | 0
FAZ old | 11 | EQUIPMENT | 114000 | FOOD SERVICE EQUIPMENT | ME | Item | 562 | Potwash Area | Potwash Area | R | Shelving unit | 3 | Nr |  | 0 | 0 | 0
FAZ old | 11 | EQUIPMENT | 114000 | FOOD SERVICE EQUIPMENT | ME | Item | 563 | Cold Kitchen | Cold Kitchen | S | Floor Drain | 1 | Nr |  | 0 | 0 | 0
FAZ old | 11 | EQUIPMENT | 114000 | FOOD SERVICE EQUIPMENT | ME | Other | 564 | Dishwash Area | Dishwash Area |  | Dishwash Area
FAZ old | 11 | EQUIPMENT | 114000 | FOOD SERVICE EQUIPMENT | ME | Item | 565 | Cold Kitchen | Cold Kitchen | A | Triple Bowl Sink | 1 | Nr |  | 0 | 0 | 0
FAZ old | 11 | EQUIPMENT | 114000 | FOOD SERVICE EQUIPMENT | ME | Item | 566 | Dishwash Area | Dishwash Area | B | Spray Gun | 1 | Nr |  | 0 | 0 | 0
FAZ old | 11 | EQUIPMENT | 114000 | FOOD SERVICE EQUIPMENT | ME | Item | 567 | Cold Kitchen | Cold Kitchen | C | Mixer Tap | 1 | Nr |  | 0 | 0 | 0
FAZ old | 11 | EQUIPMENT | 114000 | FOOD SERVICE EQUIPMENT | ME | Item | 568 | Dishwash Area | Dishwash Area | D | Shelving Unit | 5 | Nr |  | 0 | 0 | 0
FAZ old | 11 | EQUIPMENT | 114000 | FOOD SERVICE EQUIPMENT | ME | Item | 569 | Cold Kitchen | Cold Kitchen | E | Floor Drain | 1 | Nr |  | 0 | 0 | 0
FAZ old | 11 | EQUIPMENT | 114000 | FOOD SERVICE EQUIPMENT | ME | Other | 570 | Corridor | Corridor |  | Corridor
FAZ old | 11 | EQUIPMENT | 114000 | FOOD SERVICE EQUIPMENT | ME | Item | 571 | Cold Kitchen | Cold Kitchen | F | Hand Wash Sink | 2 | Nr |  | 0 | 0 | 0
FAZ old | 11 | EQUIPMENT | 114000 | FOOD SERVICE EQUIPMENT | ME | Item | 572 | Corridor | Corridor | G | Container Trolleys | 3 | Nr |  | 0 | 0 | 0
FAZ old | 11 | EQUIPMENT | 114000 | FOOD SERVICE EQUIPMENT | ME | Item | 573 | Cold Kitchen | Cold Kitchen | H | Platform Scale | 1 | Nr |  | 0 | 0 | 0
FAZ old | 11 | EQUIPMENT | 114000 | FOOD SERVICE EQUIPMENT | ME | Other | 574 | Plating Area | Plating Area |  | Plating Area
FAZ old | 11 | EQUIPMENT | 114000 | FOOD SERVICE EQUIPMENT | ME | Item | 575 | Cold Kitchen | Cold Kitchen | J | Hand Wash Sink | 1 | Nr |  | 0 | 0 | 0
FAZ old | 11 | EQUIPMENT | 114000 | FOOD SERVICE EQUIPMENT | ME | Item | 576 | Plating Area | Plating Area | K | Floor Drain | 1 | Nr |  | 0 | 0 | 0
FAZ old | 11 | EQUIPMENT | 114000 | FOOD SERVICE EQUIPMENT | ME | Item | 577 | Cold Kitchen | Cold Kitchen | L | Cupboard Table- existing | 2 | Nr |  | 0 | 0 | 0
FAZ old | 11 | EQUIPMENT | 114000 | FOOD SERVICE EQUIPMENT | ME | Item | 578 | Plating Area | Plating Area | M | Worktable | 1 | Nr |  | 0 | 0 | 0
FAZ old | 11 | EQUIPMENT | 114000 | FOOD SERVICE EQUIPMENT | ME | Item | 579 | Cold Kitchen | Cold Kitchen | N | Mobile Worktable | 1 | Nr |  | 0 | 0 | 0
FAZ old | 11 | EQUIPMENT | 114000 | FOOD SERVICE EQUIPMENT | ME | Item | 580 | Plating Area | Plating Area | P | Mobile Hot Cupboard | 1 | Nr |  | 0 | 0 | 0
FAZ old | 11 | EQUIPMENT | 117000 | LAUNDRY EQUIPMENT | ME | Other | 581 | 117000 - LAUNDRY EQUIPMENT | 117000 - LAUNDRY EQUIPMENT |  | 117000 - LAUNDRY EQUIPMENT
FAZ old | 11 | EQUIPMENT | 117000 | LAUNDRY EQUIPMENT | ME | Other | 582 | LAUNDRY | LAUNDRY |  | LAUNDRY
FAZ old | 11 | EQUIPMENT | 117000 | LAUNDRY EQUIPMENT | ME | Item | 583 | 117000 - LAUNDRY EQUIPMENT | 117000 - LAUNDRY EQUIPMENT | A | Hand Wash Sink | 2 | Nr |  | 0 | 0 | 0
FAZ old | 11 | EQUIPMENT | 117000 | LAUNDRY EQUIPMENT | ME | Item | 584 | LAUNDRY | LAUNDRY | B | Platform Scale | 1 | Nr |  | 0 | 0 | 0
FAZ old | 11 | EQUIPMENT | 117000 | LAUNDRY EQUIPMENT | ME | Item | 585 | 117000 - LAUNDRY EQUIPMENT | 117000 - LAUNDRY EQUIPMENT | C | Table W/ Sink | 1 | Nr |  | 0 | 0 | 0
FAZ old | 11 | EQUIPMENT | 117000 | LAUNDRY EQUIPMENT | ME | Item | 586 | LAUNDRY | LAUNDRY | D | Mixer Tap | 1 | Nr |  | 0 | 0 | 0
FAZ old | 11 | EQUIPMENT | 117000 | LAUNDRY EQUIPMENT | ME | Item | 587 | 117000 - LAUNDRY EQUIPMENT | 117000 - LAUNDRY EQUIPMENT | E | Dirty Linen Trolley (existing) | 2 | Nr |  | 0 | 0 | 0
FAZ old | 11 | EQUIPMENT | 117000 | LAUNDRY EQUIPMENT | ME | Item | 588 | LAUNDRY | LAUNDRY | F | Spin Dryer (existing) | 1 | Nr |  | 0 | 0 | 0
FAZ old | 11 | EQUIPMENT | 117000 | LAUNDRY EQUIPMENT | ME | Item | 589 | 117000 - LAUNDRY EQUIPMENT | 117000 - LAUNDRY EQUIPMENT | G | 25 Kg Extractor Washer (existing) | 1 | Nr |  | 0 | 0 | 0
FAZ old | 11 | EQUIPMENT | 117000 | LAUNDRY EQUIPMENT | ME | Item | 590 | LAUNDRY | LAUNDRY | H | 36 Kg Extractor Washer | 1 | Nr |  | 0 | 0 | 0
FAZ old | 11 | EQUIPMENT | 117000 | LAUNDRY EQUIPMENT | ME | Item | 591 | 117000 - LAUNDRY EQUIPMENT | 117000 - LAUNDRY EQUIPMENT | J | 7 Kg Extractor Washer (existing) | 1 | Nr |  | 0 | 0 | 0
FAZ old | 11 | EQUIPMENT | 117000 | LAUNDRY EQUIPMENT | ME | Item | 592 | LAUNDRY | LAUNDRY | K | 16 Kg Dryer (existing) | 1 | Nr |  | 0 | 0 | 0
FAZ old | 11 | EQUIPMENT | 117000 | LAUNDRY EQUIPMENT | ME | Item | 593 | 117000 - LAUNDRY EQUIPMENT | 117000 - LAUNDRY EQUIPMENT | L | Flat Ironer | 1 | Nr |  | 0 | 0 | 0
FAZ old | 11 | EQUIPMENT | 117000 | LAUNDRY EQUIPMENT | ME | Item | 594 | LAUNDRY | LAUNDRY | M | Mobile Worktable | 1 | Nr |  | 0 | 0 | 0
FAZ old | 11 | EQUIPMENT | 117000 | LAUNDRY EQUIPMENT | ME | Item | 595 | 117000 - LAUNDRY EQUIPMENT | 117000 - LAUNDRY EQUIPMENT | N | Utility Press (existing) | 1 | Nr |  | 0 | 0 | 0
FAZ old | 11 | EQUIPMENT | 117000 | LAUNDRY EQUIPMENT | ME | Item | 596 | LAUNDRY | LAUNDRY | P | Ironer | 2 | Nr |  | 0 | 0 | 0
FAZ old | 11 | EQUIPMENT | 117000 | LAUNDRY EQUIPMENT | ME | Item | 597 | 117000 - LAUNDRY EQUIPMENT | 117000 - LAUNDRY EQUIPMENT | Q | Clean Linen Trolley (existing) | 2 | Nr |  | 0 | 0 | 0
FAZ old | 11 | EQUIPMENT | 117000 | LAUNDRY EQUIPMENT | ME | Item | 598 | LAUNDRY | LAUNDRY | R | Mobile Worktable | 2 | Nr |  | 0 | 0 | 0
FAZ old | 11 | EQUIPMENT | 117000 | LAUNDRY EQUIPMENT | ME | Item | 599 | 117000 - LAUNDRY EQUIPMENT | 117000 - LAUNDRY EQUIPMENT | S | Hanging Rail | 1 | Nr |  | 0 | 0 | 0
FAZ old | 11 | EQUIPMENT | 117000 | LAUNDRY EQUIPMENT | ME | Item | 600 | LAUNDRY | LAUNDRY | T | Sewing Machine (existing) | 1 | Nr |  | 0 | 0 | 0
FAZ old | 11 | EQUIPMENT | 117000 | LAUNDRY EQUIPMENT | ME | Other | 601 | 117000 - LAUNDRY EQUIPMENT | 117000 - LAUNDRY EQUIPMENT | BILL No. 11 - EQUIPMENT |  |  |  | J.D | 0
FAZ old | 11 | EQUIPMENT | To Summary | To Summary |  | Bill Sum | 602 | LAUNDRY | LAUNDRY | To Summary
FAZ old | 12 | FURNISHINGS | 123640 | STONE CONTERTOPS | AR | Other | 603 | 117000 - LAUNDRY EQUIPMENT | 117000 - LAUNDRY EQUIPMENT |  |  | BILL NO. 12
FAZ old | 12 | FURNISHINGS | 123640 | STONE CONTERTOPS | AR | Other | 604 | LAUNDRY | LAUNDRY |  |  | FURNISHINGS
FAZ old | 12 | FURNISHINGS | 123640 | STONE CONTERTOPS | AR | Other | 605 | 117000 - LAUNDRY EQUIPMENT | 117000 - LAUNDRY EQUIPMENT | Item | Description | Qty | Unit | Rate | Amount
FAZ old | 12 | FURNISHINGS | 123640 | STONE CONTERTOPS | AR | Other | 606 | LAUNDRY | LAUNDRY | [5 empty] | J.D
FAZ old | 12 | FURNISHINGS | 123640 | STONE CONTERTOPS | AR | Other | 607 | 123640 - STONE CONTERTOPS | 123640 - STONE CONTERTOPS |  | 123640 - STONE CONTERTOPS
FAZ old | 12 | FURNISHINGS | 123640 | STONE CONTERTOPS | AR | Other | 608 | Reception counter units; constructed from 100 thick hollow concrete blocks, filled with concrete and reinforced 12 diameter steel bars, faced with plaster and paint on both sides, comprising 30 thick granite serving counter top, 25 thick blockboard counter top faced on all exposed surfaces with plastic laminate veneer; including base steel angle brackets, 6 thick cork board on plywood, fittings and fixings; complete; as specified and as Drg. A-503; detail 11 | Reception counter units; constructed from 100 thick hollow concrete blocks, filled with concrete and reinforced 12 diameter steel bars, faced with plaster and paint on both sides, comprising 30 thick granite serving counter top, 25 thick blockboard counter top faced on all exposed surfaces with plastic laminate veneer; including base steel angle brackets, 6 thick cork board on plywood, fittings and fixings; complete; as specified and as Drg. A-503; detail 11 |  | Reception counter units; constructed from 100 thick hollow concrete blocks, filled with concrete and reinforced 12 diameter steel bars, faced with plaster and paint on both sides, comprising 30 thick granite serving counter top, 25 thick blockboard counter top faced on all exposed surfaces with plastic laminate veneer; including base steel angle brackets, 6 thick cork board on plywood, fittings and fixings; complete; as specified and as Drg. A-503; detail 11
FAZ old | 12 | FURNISHINGS | 123640 | STONE CONTERTOPS | AR | Item | 609 | 123640 - STONE CONTERTOPS | 123640 - STONE CONTERTOPS | A | Overall size 640 x 1200 high; straight, curved | 6 | m | 375 | 2250 | 375 | 2250
FAZ old | 12 | FURNISHINGS | 123640 | STONE CONTERTOPS | AR | Other | 610 | Pantry worktop; 30 thick granite; including 20 thick backsplash, supports and fixings; complete; as specified and as Drg. A-501; detail 14 | Pantry worktop; 30 thick granite; including 20 thick backsplash, supports and fixings; complete; as specified and as Drg. A-501; detail 14 |  | Pantry worktop; 30 thick granite; including 20 thick backsplash, supports and fixings; complete; as specified and as Drg. A-501; detail 14 |  |  | 0
FAZ old | 12 | FURNISHINGS | 123640 | STONE CONTERTOPS | AR | Item | 611 | 123640 - STONE CONTERTOPS | 123640 - STONE CONTERTOPS | B | 600 wide | 23 | m | 163 | 3749 | 163 | 3749
FAZ old | 12 | FURNISHINGS | 123640 | STONE CONTERTOPS | AR | Item | 612 | Pantry worktop; 30 thick granite; including 20 thick backsplash, supports and fixings; complete; as specified and as Drg. A-501; detail 14 | Pantry worktop; 30 thick granite; including 20 thick backsplash, supports and fixings; complete; as specified and as Drg. A-501; detail 14 | C | 600 wide; U shape | 7 | m | 175 | 1225 | 175 | 1225
FAZ old | 12 | FURNISHINGS | 123640 | STONE CONTERTOPS | AR | Item | 613 | 123640 - STONE CONTERTOPS | 123640 - STONE CONTERTOPS | D | 750 wide; curved | 12 | m |  | 0 | 0 | 0
FAZ old | 12 | FURNISHINGS | 124813 | ENTRANCE FLOOR MATS AND FRAME | AR | Other | 614 | 124813 - ENTRANCE FLOOR MATS AND FRAME | 124813 - ENTRANCE FLOOR MATS AND FRAME |  | 124813 - ENTRANCE FLOOR MATS AND FRAME |  |  | 0
FAZ old | 12 | FURNISHINGS | 124813 | ENTRANCE FLOOR MATS AND FRAME | AR | Other | 615 | Door mats and frames; corrugated rubber mat strips with aluminium slates; including aluminium frame with patent-clip-on polypropylene corner brackets for building in; including cement-sand screed levelling; complete; as specified and as Drg. A-501; detail 15 | Door mats and frames; corrugated rubber mat strips with aluminium slates; including aluminium frame with patent-clip-on polypropylene corner brackets for building in; including cement-sand screed levelling; complete; as specified and as Drg. A-501; detail 15 |  | Door mats and frames; corrugated rubber mat strips with aluminium slates; including aluminium frame with patent-clip-on polypropylene corner brackets for building in; including cement-sand screed levelling; complete; as specified and as Drg. A-501; detail 15 |  |  | 0
FAZ old | 12 | FURNISHINGS | 124813 | ENTRANCE FLOOR MATS AND FRAME | AR | Item | 616 | 124813 - ENTRANCE FLOOR MATS AND FRAME | 124813 - ENTRANCE FLOOR MATS AND FRAME | A | Size 800 x 2400 | 1 | Nr |  | 0 | 0 | 0
FAZ old | 12 | FURNISHINGS | 124813 | ENTRANCE FLOOR MATS AND FRAME | AR | Item | 617 | Door mats and frames; corrugated rubber mat strips with aluminium slates; including aluminium frame with patent-clip-on polypropylene corner brackets for building in; including cement-sand screed levelling; complete; as specified and as Drg. A-501; detail 15 | Door mats and frames; corrugated rubber mat strips with aluminium slates; including aluminium frame with patent-clip-on polypropylene corner brackets for building in; including cement-sand screed levelling; complete; as specified and as Drg. A-501; detail 15 | B | Size 1000 x 1800 | 1 | Nr |  | 0 | 0 | 0
FAZ old | 12 | FURNISHINGS | 124813 | ENTRANCE FLOOR MATS AND FRAME | AR | Item | 618 | 124813 - ENTRANCE FLOOR MATS AND FRAME | 124813 - ENTRANCE FLOOR MATS AND FRAME | C | Size 600 x 1750 | 1 | Nr |  | 0 | 0 | 0
FAZ old | 12 | FURNISHINGS | 124813 | ENTRANCE FLOOR MATS AND FRAME | AR | Other | 619 | Door mats and frames; corrugated rubber mat strips with aluminium slates; including aluminium frame with patent-clip-on polypropylene corner brackets for building in; including cement-sand screed levelling; complete; as specified and as Drg. A-501; detail 15 | Door mats and frames; corrugated rubber mat strips with aluminium slates; including aluminium frame with patent-clip-on polypropylene corner brackets for building in; including cement-sand screed levelling; complete; as specified and as Drg. A-501; detail 15 | BILL No. 12 - FURNISHINGS
FAZ old | 12 | FURNISHINGS | To Summary | To Summary |  | Bill Sum | 620 | 124813 - ENTRANCE FLOOR MATS AND FRAME | 124813 - ENTRANCE FLOOR MATS AND FRAME | To Summary |  |  |  | J.D | 7224
FAZ old | 14 | CONVEYING EQUIPMENT | 142100 | ELECTRIC TRACTION ELEVATORS | EL | Other | 621 | Door mats and frames; corrugated rubber mat strips with aluminium slates; including aluminium frame with patent-clip-on polypropylene corner brackets for building in; including cement-sand screed levelling; complete; as specified and as Drg. A-501; detail 15 | Door mats and frames; corrugated rubber mat strips with aluminium slates; including aluminium frame with patent-clip-on polypropylene corner brackets for building in; including cement-sand screed levelling; complete; as specified and as Drg. A-501; detail 15 | BILL NO. 14
FAZ old | 14 | CONVEYING EQUIPMENT | 142100 | ELECTRIC TRACTION ELEVATORS | EL | Other | 622 | 124813 - ENTRANCE FLOOR MATS AND FRAME | 124813 - ENTRANCE FLOOR MATS AND FRAME | CONVEYING EQUIPMENT
FAZ old | 14 | CONVEYING EQUIPMENT | 142100 | ELECTRIC TRACTION ELEVATORS | EL | Other | 623 | Door mats and frames; corrugated rubber mat strips with aluminium slates; including aluminium frame with patent-clip-on polypropylene corner brackets for building in; including cement-sand screed levelling; complete; as specified and as Drg. A-501; detail 15 | Door mats and frames; corrugated rubber mat strips with aluminium slates; including aluminium frame with patent-clip-on polypropylene corner brackets for building in; including cement-sand screed levelling; complete; as specified and as Drg. A-501; detail 15 | Item | Description | Qty | Unit | Rate | Amount
FAZ old | 14 | CONVEYING EQUIPMENT | 142100 | ELECTRIC TRACTION ELEVATORS | EL | Other | 624 | 124813 - ENTRANCE FLOOR MATS AND FRAME | 124813 - ENTRANCE FLOOR MATS AND FRAME | [5 empty] | JD
FAZ old | 14 | CONVEYING EQUIPMENT | 142100 | ELECTRIC TRACTION ELEVATORS | EL | Other | 625 | 142100 - ELECTRIC TRACTION ELEVATORS | 142100 - ELECTRIC TRACTION ELEVATORS |  | 142100 - ELECTRIC TRACTION ELEVATORS |  |  |  | 0
FAZ old | 14 | CONVEYING EQUIPMENT | 142100 | ELECTRIC TRACTION ELEVATORS | EL | Other | 626 | Passenger, bed, & service lifts, including all necessary controls and accessories | Passenger, bed, & service lifts, including all necessary controls and accessories |  | Passenger, bed, & service lifts, including all necessary controls and accessories
FAZ old | 14 | CONVEYING EQUIPMENT | 142100 | ELECTRIC TRACTION ELEVATORS | EL | Item | 627 | 142100 - ELECTRIC TRACTION ELEVATORS | 142100 - ELECTRIC TRACTION ELEVATORS | A | Reference Elevator (L1) 800 kg (passenger), 1 m/s, as specified and shown on the drawings | 1 | Nr |  | 0 | 0 | 0
FAZ old | 14 | CONVEYING EQUIPMENT | 142100 | ELECTRIC TRACTION ELEVATORS | EL | Item | 628 | Passenger, bed, & service lifts, including all necessary controls and accessories | Passenger, bed, & service lifts, including all necessary controls and accessories | B | Reference Elevator (L2) 1600 kg (bed), 1 m/s, as specified and shown on the drawings | 1 | Nr |  | 0 | 0 | 0
FAZ old | 14 | CONVEYING EQUIPMENT | 142100 | ELECTRIC TRACTION ELEVATORS | EL | Item | 629 | 142100 - ELECTRIC TRACTION ELEVATORS | 142100 - ELECTRIC TRACTION ELEVATORS | C | Reference Elevator (L3) 1000 kg (service), 1 m/s, as specified and shown on the drawings | 1 | Nr |  | 0 | 0 | 0
FAZ old | 14 | CONVEYING EQUIPMENT | 142100 | ELECTRIC TRACTION ELEVATORS | EL | Other | 630 | Passenger, bed, & service lifts, including all necessary controls and accessories | Passenger, bed, & service lifts, including all necessary controls and accessories | BILL NO. 14 - CONVEYING EQUIPMENT
FAZ old | 14 | CONVEYING EQUIPMENT | To Summary | To Summary |  | Bill Sum | 631 | 142100 - ELECTRIC TRACTION ELEVATORS | 142100 - ELECTRIC TRACTION ELEVATORS | To Summary |  |  |  | JD | 0
FAZ old | 21 | FIRE SUPPRESSION | 211100 | FACILITY FIRE-SUPPRESSION WATER- SERVICE PIPING | ME | Other | 632 | Passenger, bed, & service lifts, including all necessary controls and accessories | Passenger, bed, & service lifts, including all necessary controls and accessories |  |  | BILL NO. 21
FAZ old | 21 | FIRE SUPPRESSION | 211100 | FACILITY FIRE-SUPPRESSION WATER- SERVICE PIPING | ME | Other | 633 | 142100 - ELECTRIC TRACTION ELEVATORS | 142100 - ELECTRIC TRACTION ELEVATORS |  |  | FIRE SUPPRESSION
FAZ old | 21 | FIRE SUPPRESSION | 211100 | FACILITY FIRE-SUPPRESSION WATER- SERVICE PIPING | ME | Other | 634 | Passenger, bed, & service lifts, including all necessary controls and accessories | Passenger, bed, & service lifts, including all necessary controls and accessories | Item | Description | Qty | Unit | Rate | Amount
FAZ old | 21 | FIRE SUPPRESSION | 211100 | FACILITY FIRE-SUPPRESSION WATER- SERVICE PIPING | ME | Other | 635 | 142100 - ELECTRIC TRACTION ELEVATORS | 142100 - ELECTRIC TRACTION ELEVATORS | [5 empty] | J.D
FAZ old | 21 | FIRE SUPPRESSION | 211100 | FACILITY FIRE-SUPPRESSION WATER- SERVICE PIPING | ME | Other | 636 | 211100 - FACILITY FIRE-SUPPRESSION WATER- SERVICE PIPING | 211100 - FACILITY FIRE-SUPPRESSION WATER- SERVICE PIPING |  | 211100 - FACILITY FIRE-SUPPRESSION WATER- SERVICE PIPING
FAZ old | 21 | FIRE SUPPRESSION | 211100 | FACILITY FIRE-SUPPRESSION WATER- SERVICE PIPING | ME | Other | 637 | Standpipes and wet-pipe sprinlers | Black Steel Pipes and fittings |  | Standpipes and wet-pipe sprinlers
FAZ old | 21 | FIRE SUPPRESSION | 211100 | FACILITY FIRE-SUPPRESSION WATER- SERVICE PIPING | ME | Other | 638 | Standpipes and wet-pipe sprinlers | Black Steel Pipes and fittings |  | Black Steel Pipes and fittings
FAZ old | 21 | FIRE SUPPRESSION | 211100 | FACILITY FIRE-SUPPRESSION WATER- SERVICE PIPING | ME | Item | 639 | Standpipes and wet-pipe sprinlers | Black Steel Pipes and fittings | A | 25 dn | 480 | m | 14 | 6720 | 14 | 6720
FAZ old | 21 | FIRE SUPPRESSION | 211100 | FACILITY FIRE-SUPPRESSION WATER- SERVICE PIPING | ME | Item | 640 | Standpipes and wet-pipe sprinlers | Black Steel Pipes and fittings | B | 32 dn | 22 | m | 17 | 374 | 17 | 374
FAZ old | 21 | FIRE SUPPRESSION | 211100 | FACILITY FIRE-SUPPRESSION WATER- SERVICE PIPING | ME | Item | 641 | Standpipes and wet-pipe sprinlers | Black Steel Pipes and fittings | C | 40 dn | 30 | m | 19 | 570 | 19 | 570
FAZ old | 21 | FIRE SUPPRESSION | 211100 | FACILITY FIRE-SUPPRESSION WATER- SERVICE PIPING | ME | Item | 642 | Standpipes and wet-pipe sprinlers | Black Steel Pipes and fittings | D | 50 dn | 50 | m | 25 | 1250 | 25 | 1250
FAZ old | 21 | FIRE SUPPRESSION | 211100 | FACILITY FIRE-SUPPRESSION WATER- SERVICE PIPING | ME | Item | 643 | Standpipes and wet-pipe sprinlers | Black Steel Pipes and fittings | E | 65 dn | 20 | m | 33 | 660 | 33 | 660
FAZ old | 21 | FIRE SUPPRESSION | 211100 | FACILITY FIRE-SUPPRESSION WATER- SERVICE PIPING | ME | Item | 644 | Standpipes and wet-pipe sprinlers | Black Steel Pipes and fittings | F | 80 dn | 21 | m |  | 0 | 0 | 0
FAZ old | 21 | FIRE SUPPRESSION | 211100 | FACILITY FIRE-SUPPRESSION WATER- SERVICE PIPING | ME | Item | 645 | Standpipes and wet-pipe sprinlers | Black Steel Pipes and fittings | F | 100 dn | 65 | m | 69 | 4485 | 69 | 4485
FAZ old | 21 | FIRE SUPPRESSION | 211100 | FACILITY FIRE-SUPPRESSION WATER- SERVICE PIPING | ME | Item | 646 | Standpipes and wet-pipe sprinlers | Black Steel Pipes and fittings | G | 150 dn | 19 | m | 94 | 1786 | 94 | 1786
FAZ old | 21 | FIRE SUPPRESSION | 211100 | FACILITY FIRE-SUPPRESSION WATER- SERVICE PIPING | ME | Other | 647 | Valves | Gate valves |  | Valves |  |  | 0
FAZ old | 21 | FIRE SUPPRESSION | 211100 | FACILITY FIRE-SUPPRESSION WATER- SERVICE PIPING | ME | Other | 648 | Valves | Gate valves |  | Gate valves |  |  | 0
FAZ old | 21 | FIRE SUPPRESSION | 211100 | FACILITY FIRE-SUPPRESSION WATER- SERVICE PIPING | ME | Item | 649 | Valves | Gate valves | H | 25 dn | 1 | Nr | 19 | 19 | 19 | 19
FAZ old | 21 | FIRE SUPPRESSION | 211100 | FACILITY FIRE-SUPPRESSION WATER- SERVICE PIPING | ME | Item | 650 | Valves | Gate valves | J | 40 dn | 1 | Nr | 38 | 38 | 38 | 38
FAZ old | 21 | FIRE SUPPRESSION | 211100 | FACILITY FIRE-SUPPRESSION WATER- SERVICE PIPING | ME | Item | 651 | Valves | Gate valves | K | 50 dn | 4 | Nr | 50 | 200 | 50 | 200
FAZ old | 21 | FIRE SUPPRESSION | 211100 | FACILITY FIRE-SUPPRESSION WATER- SERVICE PIPING | ME | Item | 652 | Valves | Gate valves | L | 100 dn | 1 | Nr | 188 | 188 | 188 | 188
FAZ old | 21 | FIRE SUPPRESSION | 211100 | FACILITY FIRE-SUPPRESSION WATER- SERVICE PIPING | ME | Item | 653 | Valves | Gate valves | M | 150 dn | 4 | Nr | 563 | 2252 | 563 | 2252
FAZ old | 21 | FIRE SUPPRESSION | 211100 | FACILITY FIRE-SUPPRESSION WATER- SERVICE PIPING | ME | Other | 654 | Test and drain valves | Test and drain valves |  | Test and drain valves |  |  | 0
FAZ old | 21 | FIRE SUPPRESSION | 211100 | FACILITY FIRE-SUPPRESSION WATER- SERVICE PIPING | ME | Item | 655 | Valves | Gate valves | A | 25 dn | 2 | Nr |  | 0 | 0 | 0
FAZ old | 21 | FIRE SUPPRESSION | 211100 | FACILITY FIRE-SUPPRESSION WATER- SERVICE PIPING | ME | Other | 656 | Specialty Valves | Specialty Valves |  | Specialty Valves |  |  | 0
FAZ old | 21 | FIRE SUPPRESSION | 211100 | FACILITY FIRE-SUPPRESSION WATER- SERVICE PIPING | ME | Other | 657 | Specialty Valves | Fire-Protection-Service Valves |  | Fire-Protection-Service Valves |  |  | 0
FAZ old | 21 | FIRE SUPPRESSION | 211100 | FACILITY FIRE-SUPPRESSION WATER- SERVICE PIPING | ME | Other | 658 | Specialty Valves | Alarm check valves |  | Alarm check valves |  |  | 0
FAZ old | 21 | FIRE SUPPRESSION | 211100 | FACILITY FIRE-SUPPRESSION WATER- SERVICE PIPING | ME | Item | 659 | Specialty Valves | Alarm check valves | A | 100 dn | 1 | Nr | 250 | 250 | 250 | 250
FAZ old | 21 | FIRE SUPPRESSION | 211100 | FACILITY FIRE-SUPPRESSION WATER- SERVICE PIPING | ME | Other | 660 | Specialty Valves | Check valves |  | Check valves |  |  | 0
FAZ old | 21 | FIRE SUPPRESSION | 211100 | FACILITY FIRE-SUPPRESSION WATER- SERVICE PIPING | ME | Item | 661 | Specialty Valves | Check valves | B | 100 dn | 1 | Nr | 250 | 250 | 250 | 250
FAZ old | 21 | FIRE SUPPRESSION | 211100 | FACILITY FIRE-SUPPRESSION WATER- SERVICE PIPING | ME | Item | 662 | Specialty Valves | Check valves | C | 150 dn | 2 | Nr | 563 | 1126 | 563 | 1126
FAZ old | 21 | FIRE SUPPRESSION | 211100 | FACILITY FIRE-SUPPRESSION WATER- SERVICE PIPING | ME | Other | 663 | Specialty Valves | Zone valve assembly |  | Zone valve assembly |  |  | 0
FAZ old | 21 | FIRE SUPPRESSION | 211100 | FACILITY FIRE-SUPPRESSION WATER- SERVICE PIPING | ME | Item | 664 | Specialty Valves | Zone valve assembly | D | 100 dn | 2 | Nr | 250 | 500 | 250 | 500
FAZ old | 21 | FIRE SUPPRESSION | 211100 | FACILITY FIRE-SUPPRESSION WATER- SERVICE PIPING | ME | Other | 665 | Specialty Valves | Automatic Sprinklers |  | Automatic Sprinklers |  |  | 0
FAZ old | 21 | FIRE SUPPRESSION | 211100 | FACILITY FIRE-SUPPRESSION WATER- SERVICE PIPING | ME | Item | 666 | Specialty Valves | Automatic Sprinklers | F | Type SP-1 | 27 | Nr |  | 0 | 0 | 0
FAZ old | 21 | FIRE SUPPRESSION | 211100 | FACILITY FIRE-SUPPRESSION WATER- SERVICE PIPING | ME | Item | 667 | Specialty Valves | Automatic Sprinklers | G | Type SP-2 | 92 | Nr |  | 0 | 0 | 0
FAZ old | 21 | FIRE SUPPRESSION | 211100 | FACILITY FIRE-SUPPRESSION WATER- SERVICE PIPING | ME | Item | 668 | Specialty Valves | Automatic Sprinklers | H | Type SP-3 | 6 | Nr |  | 0 | 0 | 0
FAZ old | 21 | FIRE SUPPRESSION | 211100 | FACILITY FIRE-SUPPRESSION WATER- SERVICE PIPING | ME | Other | 669 | Specialty Valves | Hose Connection |  | Hose Connection |  |  | 0
FAZ old | 21 | FIRE SUPPRESSION | 211100 | FACILITY FIRE-SUPPRESSION WATER- SERVICE PIPING | ME | Item | 670 | Specialty Valves | Hose Connection | E | Type FHR-1 | 3 | Nr | 469 | 1407 | 469 | 1407
FAZ old | 21 | FIRE SUPPRESSION | 211100 | FACILITY FIRE-SUPPRESSION WATER- SERVICE PIPING | ME | Item | 671 | Specialty Valves | Hose Connection | F | Type FHR-2 | 2 | Nr | 469 | 938 | 469 | 938
FAZ old | 21 | FIRE SUPPRESSION | 211100 | FACILITY FIRE-SUPPRESSION WATER- SERVICE PIPING | ME | Other | 672 | Specialty Valves | Fire Department Connections |  | Fire Department Connections |  |  | 0
FAZ old | 21 | FIRE SUPPRESSION | 211100 | FACILITY FIRE-SUPPRESSION WATER- SERVICE PIPING | ME | Item | 673 | Specialty Valves | Fire Department Connections | G | 100 dn | 1 | Nr | 225 | 225 | 225 | 225
FAZ old | 21 | FIRE SUPPRESSION | 211100 | FACILITY FIRE-SUPPRESSION WATER- SERVICE PIPING | ME | Item | 674 | Specialty Valves | Fire Department Connections | H | Automatic air vent | 1 | Item | 125 | 125 | 125 | 125
FAZ old | 21 | FIRE SUPPRESSION | 213113 | ELECTRIC-DRIVE, CENTRIFUGAL FIRE PUMPS | ME | Other | 675 | 213113 - ELECTRIC-DRIVE, CENTRIFUGAL FIRE PUMPS | 213113 - ELECTRIC-DRIVE, CENTRIFUGAL FIRE PUMPS |  | 213113 - ELECTRIC-DRIVE, CENTRIFUGAL FIRE PUMPS |  |  | 0
FAZ old | 21 | FIRE SUPPRESSION | 213113 | ELECTRIC-DRIVE, CENTRIFUGAL FIRE PUMPS | ME | Other | 676 | End Suction Fire Pumps | End Suction Fire Pumps |  | End Suction Fire Pumps |  |  | 0
FAZ old | 21 | FIRE SUPPRESSION | 213113 | ELECTRIC-DRIVE, CENTRIFUGAL FIRE PUMPS | ME | Item | 677 | 213113 - ELECTRIC-DRIVE, CENTRIFUGAL FIRE PUMPS | 213113 - ELECTRIC-DRIVE, CENTRIFUGAL FIRE PUMPS | A | Type FP-B1-01& 02 | 2 | Nr |  | 0 | 0 | 0
FAZ old | 21 | FIRE SUPPRESSION | 213113 | ELECTRIC-DRIVE, CENTRIFUGAL FIRE PUMPS | ME | Other | 678 | Pressure-Maintenance Pumps | Pressure-Maintenance Pumps |  | Pressure-Maintenance Pumps |  |  | 0
FAZ old | 21 | FIRE SUPPRESSION | 213113 | ELECTRIC-DRIVE, CENTRIFUGAL FIRE PUMPS | ME | Item | 679 | 213113 - ELECTRIC-DRIVE, CENTRIFUGAL FIRE PUMPS | 213113 - ELECTRIC-DRIVE, CENTRIFUGAL FIRE PUMPS | A | Type JP-B1-01 | 1 | Nr | 1875 | 1875 | 1875 | 1875
FAZ old | 21 | FIRE SUPPRESSION | 213113 | ELECTRIC-DRIVE, CENTRIFUGAL FIRE PUMPS | ME | Item | 680 | Pressure-Maintenance Pumps | Pressure-Maintenance Pumps | C | Spare parts a specified for split case fire pump and pressure maintenance pump | 1 | Item |  |  | 0 | 0
FAZ old | 21 | FIRE SUPPRESSION | 213113 | ELECTRIC-DRIVE, CENTRIFUGAL FIRE PUMPS | ME | Other | 681 | Pressure-Maintenance Pumps | Pressure-Maintenance Pumps | BILL NO. 21 - FIRE SUPPRESSION
FAZ old | 21 | FIRE SUPPRESSION | To Summary | To Summary |  | Bill Sum | 682 | Pressure-Maintenance Pumps | Pressure-Maintenance Pumps | To Summary |  |  |  | J.D | 25238
FAZ old | 22 | PLUMBING | 220719 | PLUMBING PIPING INSULATION | ME | Other | 683 | Pressure-Maintenance Pumps | Pressure-Maintenance Pumps |  |  | BILL NO. 22
FAZ old | 22 | PLUMBING | 220719 | PLUMBING PIPING INSULATION | ME | Other | 684 | Pressure-Maintenance Pumps | Pressure-Maintenance Pumps |  |  | PLUMBING
FAZ old | 22 | PLUMBING | 220719 | PLUMBING PIPING INSULATION | ME | Other | 685 | Pressure-Maintenance Pumps | Pressure-Maintenance Pumps | Item | Description | Qty | Unit | Rate | Amount
FAZ old | 22 | PLUMBING | 220719 | PLUMBING PIPING INSULATION | ME | Other | 686 | Pressure-Maintenance Pumps | Pressure-Maintenance Pumps | [5 empty] | J.D
FAZ old | 22 | PLUMBING | 220719 | PLUMBING PIPING INSULATION | ME | Other | 687 | 220719 - PLUMBING PIPING INSULATION | 220719 - PLUMBING PIPING INSULATION |  | 220719 - PLUMBING PIPING INSULATION
FAZ old | 22 | PLUMBING | 220719 | PLUMBING PIPING INSULATION | ME | Other | 688 | Interior Insulation, Mineral Fiber | Interior Insulation, Mineral Fiber |  | Interior Insulation, Mineral Fiber
FAZ old | 22 | PLUMBING | 220719 | PLUMBING PIPING INSULATION | ME | Other | 689 | Domestic hot and recirculated hot water, concealed | 25 mm thick |  | Domestic hot and recirculated hot water, concealed
FAZ old | 22 | PLUMBING | 220719 | PLUMBING PIPING INSULATION | ME | Other | 690 | Domestic hot and recirculated hot water, concealed | 25 mm thick |  | 25 mm thick
FAZ old | 22 | PLUMBING | 220719 | PLUMBING PIPING INSULATION | ME | Item | 691 | Domestic hot and recirculated hot water, concealed | 25 mm thick | A | 15 dn | 150 | m | 10 | 1500 | 10 | 1500
FAZ old | 22 | PLUMBING | 220719 | PLUMBING PIPING INSULATION | ME | Item | 692 | Domestic hot and recirculated hot water, concealed | 25 mm thick | B | 20 dn | 100 | m | 13 | 1300 | 13 | 1300
FAZ old | 22 | PLUMBING | 220719 | PLUMBING PIPING INSULATION | ME | Item | 693 | Domestic hot and recirculated hot water, concealed | 25 mm thick | C | 25dn | 50 | m | 19 | 950 | 19 | 950
FAZ old | 22 | PLUMBING | 220719 | PLUMBING PIPING INSULATION | ME | Item | 694 | Domestic hot and recirculated hot water, concealed | 25 mm thick | D | 32 dn | 80 | m | 23 | 1840 | 23 | 1840
FAZ old | 22 | PLUMBING | 220719 | PLUMBING PIPING INSULATION | ME | Item | 695 | Domestic hot and recirculated hot water, concealed | 25 mm thick | E | 40 dn | 55 | m | 27 | 1485 | 27 | 1485
FAZ old | 22 | PLUMBING | 220719 | PLUMBING PIPING INSULATION | ME | Item | 696 | Domestic hot and recirculated hot water, concealed | 25 mm thick | F | 50 dn | 80 | m | 34 | 2720 | 34 | 2720
FAZ old | 22 | PLUMBING | 220719 | PLUMBING PIPING INSULATION | ME | Item | 697 | Domestic hot and recirculated hot water, concealed | 25 mm thick | G | 65 dn | 15 | m | 44 | 660 | 44 | 660
FAZ old | 22 | PLUMBING | 220719 | PLUMBING PIPING INSULATION | ME | Other | 698 | Domestic hot and recirculated hot water, on all pipes running in mechanical rooms or exposed to view, Mineral fiber with AL jacketing | 25 mm thick |  | Domestic hot and recirculated hot water, on all pipes running in mechanical rooms or exposed to view, Mineral fiber with AL jacketing |  |  | 0
FAZ old | 22 | PLUMBING | 220719 | PLUMBING PIPING INSULATION | ME | Other | 699 | Domestic hot and recirculated hot water, on all pipes running in mechanical rooms or exposed to view, Mineral fiber with AL jacketing | 25 mm thick |  | 25 mm thick |  |  | 0
FAZ old | 22 | PLUMBING | 220719 | PLUMBING PIPING INSULATION | ME | Item | 700 | Domestic hot and recirculated hot water, on all pipes running in mechanical rooms or exposed to view, Mineral fiber with AL jacketing | 25 mm thick | H | 20 dn | 10 | m | 14 | 140 | 14 | 140
FAZ old | 22 | PLUMBING | 220719 | PLUMBING PIPING INSULATION | ME | Item | 701 | Domestic hot and recirculated hot water, on all pipes running in mechanical rooms or exposed to view, Mineral fiber with AL jacketing | 25 mm thick | J | 25dn | 10 | m | 13 | 130 | 13 | 130
FAZ old | 22 | PLUMBING | 220719 | PLUMBING PIPING INSULATION | ME | Item | 702 | Domestic hot and recirculated hot water, on all pipes running in mechanical rooms or exposed to view, Mineral fiber with AL jacketing | 25 mm thick | K | 40dn | 10 | m | 28 | 280 | 28 | 280
FAZ old | 22 | PLUMBING | 220719 | PLUMBING PIPING INSULATION | ME | Item | 703 | Domestic hot and recirculated hot water, on all pipes running in mechanical rooms or exposed to view, Mineral fiber with AL jacketing | 25 mm thick | L | 50 dn | 20 | m | 35 | 700 | 35 | 700
FAZ old | 22 | PLUMBING | 220719 | PLUMBING PIPING INSULATION | ME | Item | 704 | Domestic hot and recirculated hot water, on all pipes running in mechanical rooms or exposed to view, Mineral fiber with AL jacketing | 25 mm thick | A | 65 dn | 15 | m | 45 | 675 | 45 | 675
FAZ old | 22 | PLUMBING | 221116 | WATER DISTRIBUTION PIPING | ME | Other | 705 | 221116 - WATER DISTRIBUTION PIPING | 221116 - WATER DISTRIBUTION PIPING |  | 221116 - WATER DISTRIBUTION PIPING |  |  | 0
FAZ old | 22 | PLUMBING | 221116 | WATER DISTRIBUTION PIPING | ME | Other | 706 | Aboveground, Water Distribution Piping | Cold Water PVC Pipes and fittings |  | Aboveground, Water Distribution Piping |  |  | 0
FAZ old | 22 | PLUMBING | 221116 | WATER DISTRIBUTION PIPING | ME | Other | 707 | Aboveground, Water Distribution Piping | Cold Water PVC Pipes and fittings |  | Cold Water PVC Pipes and fittings |  |  | 0
FAZ old | 22 | PLUMBING | 221116 | WATER DISTRIBUTION PIPING | ME | Item | 708 | Aboveground, Water Distribution Piping | Cold Water PVC Pipes and fittings | B | 15 dn | 190 | m | 8 | 1520 | 8 | 1520
FAZ old | 22 | PLUMBING | 221116 | WATER DISTRIBUTION PIPING | ME | Item | 709 | Aboveground, Water Distribution Piping | Cold Water PVC Pipes and fittings | C | 20 dn | 120 | m | 8 | 960 | 8 | 960
FAZ old | 22 | PLUMBING | 221116 | WATER DISTRIBUTION PIPING | ME | Item | 710 | Aboveground, Water Distribution Piping | Cold Water PVC Pipes and fittings | D | 25dn | 80 | m | 12 | 960 | 12 | 960
FAZ old | 22 | PLUMBING | 221116 | WATER DISTRIBUTION PIPING | ME | Item | 711 | Aboveground, Water Distribution Piping | Cold Water PVC Pipes and fittings | E | 32 dn | 70 | m | 15 | 1050 | 15 | 1050
FAZ old | 22 | PLUMBING | 221116 | WATER DISTRIBUTION PIPING | ME | Item | 712 | Aboveground, Water Distribution Piping | Cold Water PVC Pipes and fittings | F | 40 dn | 57 | m | 23 | 1311 | 23 | 1311
FAZ old | 22 | PLUMBING | 221116 | WATER DISTRIBUTION PIPING | ME | Item | 713 | Aboveground, Water Distribution Piping | Cold Water PVC Pipes and fittings | G | 50 dn | 168 | m | 35 | 5880 | 35 | 5880
FAZ old | 22 | PLUMBING | 221116 | WATER DISTRIBUTION PIPING | ME | Item | 714 | Aboveground, Water Distribution Piping | Cold Water PVC Pipes and fittings | H | 65 dn | 41 | m | 48 | 1968 | 48 | 1968
FAZ old | 22 | PLUMBING | 221116 | WATER DISTRIBUTION PIPING | ME | Item | 715 | Aboveground, Water Distribution Piping | Cold Water PVC Pipes and fittings | J | 80 dn | 17 | m | 57 | 969 | 57 | 969
FAZ old | 22 | PLUMBING | 221116 | WATER DISTRIBUTION PIPING | ME | Other | 716 | Aboveground, Water Distribution Piping | Hot Water CPVC Pipes and fittings |  | Hot Water CPVC Pipes and fittings |  |  | 0
FAZ old | 22 | PLUMBING | 221116 | WATER DISTRIBUTION PIPING | ME | Item | 717 | Aboveground, Water Distribution Piping | Cold Water PVC Pipes and fittings | K | 15 dn | 150 | m | 8 | 1200 | 8 | 1200
FAZ old | 22 | PLUMBING | 221116 | WATER DISTRIBUTION PIPING | ME | Item | 718 | Aboveground, Water Distribution Piping | Hot Water CPVC Pipes and fittings | L | 20 dn | 110 | m | 8 | 880 | 8 | 880
FAZ old | 22 | PLUMBING | 221116 | WATER DISTRIBUTION PIPING | ME | Item | 719 | Aboveground, Water Distribution Piping | Cold Water PVC Pipes and fittings | M | 25dn | 60 | m | 12 | 720 | 12 | 720
FAZ old | 22 | PLUMBING | 221116 | WATER DISTRIBUTION PIPING | ME | Item | 720 | Aboveground, Water Distribution Piping | Hot Water CPVC Pipes and fittings | N | 32 dn | 80 | m | 15 | 1200 | 15 | 1200
FAZ old | 22 | PLUMBING | 221116 | WATER DISTRIBUTION PIPING | ME | Item | 721 | Aboveground, Water Distribution Piping | Cold Water PVC Pipes and fittings | P | 40 dn | 65 | m | 23 | 1495 | 23 | 1495
FAZ old | 22 | PLUMBING | 221116 | WATER DISTRIBUTION PIPING | ME | Item | 722 | Aboveground, Water Distribution Piping | Hot Water CPVC Pipes and fittings | Q | 50 dn | 100 | m | 35 | 3500 | 35 | 3500
FAZ old | 22 | PLUMBING | 221116 | WATER DISTRIBUTION PIPING | ME | Item | 723 | Aboveground, Water Distribution Piping | Cold Water PVC Pipes and fittings | R | 65 dn | 34 | m | 48 | 1632 | 48 | 1632
FAZ old | 22 | PLUMBING | 221116 | WATER DISTRIBUTION PIPING | ME | Other | 724 | Aboveground, Water Distribution Piping | Valves |  | Valves |  |  | 0
FAZ old | 22 | PLUMBING | 221116 | WATER DISTRIBUTION PIPING | ME | Item | 725 | Aboveground, Water Distribution Piping | Cold Water PVC Pipes and fittings | A | Ball valves | 1 | Item | 187.5 | 187.5 | 187.5 | 187.5
FAZ old | 22 | PLUMBING | 221116 | WATER DISTRIBUTION PIPING | ME | Item | 726 | Aboveground, Water Distribution Piping | Valves | B | Globe valves | 1 | Item | 313 | 313 | 313 | 313
FAZ old | 22 | PLUMBING | 221116 | WATER DISTRIBUTION PIPING | ME | Item | 727 | Aboveground, Water Distribution Piping | Cold Water PVC Pipes and fittings | C | Gate valves | 1 | Item | 312 | 312 | 312 | 312
FAZ old | 22 | PLUMBING | 221116 | WATER DISTRIBUTION PIPING | ME | Item | 728 | Aboveground, Water Distribution Piping | Valves | D | Check valves | 1 | Item | 315 | 315 | 315 | 315
FAZ old | 22 | PLUMBING | 221116 | WATER DISTRIBUTION PIPING | ME | Item | 729 | Aboveground, Water Distribution Piping | Cold Water PVC Pipes and fittings | E | Automatic air valves | 1 | Item | 469 | 469 | 469 | 469
FAZ old | 22 | PLUMBING | 221123 | DOMESTIC WATER PIPING SPECIALTIES | ME | Other | 730 | 221123 - DOMESTIC WATER PIPING SPECIALTIES | 221123 - DOMESTIC WATER PIPING SPECIALTIES |  | 221123 - DOMESTIC WATER PIPING SPECIALTIES |  |  | 0
FAZ old | 22 | PLUMBING | 221123 | DOMESTIC WATER PIPING SPECIALTIES | ME | Other | 731 | WATER TAPS | WATER TAPS |  | WATER TAPS |  |  | 0
FAZ old | 22 | PLUMBING | 221123 | DOMESTIC WATER PIPING SPECIALTIES | ME | Item | 732 | 221123 - DOMESTIC WATER PIPING SPECIALTIES | 221123 - DOMESTIC WATER PIPING SPECIALTIES | F | Type WT-1 | 1 | Nr | 350 | 350 | 350 | 350
FAZ old | 22 | PLUMBING | 221123 | DOMESTIC WATER PIPING SPECIALTIES | ME | Other | 733 | PERINAL BIP COCK | PERINAL BIP COCK |  | PERINAL BIP COCK |  |  | 0
FAZ old | 22 | PLUMBING | 221123 | DOMESTIC WATER PIPING SPECIALTIES | ME | Item | 734 | 221123 - DOMESTIC WATER PIPING SPECIALTIES | 221123 - DOMESTIC WATER PIPING SPECIALTIES | G | Type BPH-1 | 7 | Nr | 313 | 2191 | 313 | 2191
FAZ old | 22 | PLUMBING | 221123 | DOMESTIC WATER PIPING SPECIALTIES | ME | Other | 735 | Float valve | Float valve |  | Float valve |  |  | 0
FAZ old | 22 | PLUMBING | 221123 | DOMESTIC WATER PIPING SPECIALTIES | ME | Item | 736 | 221123 - DOMESTIC WATER PIPING SPECIALTIES | 221123 - DOMESTIC WATER PIPING SPECIALTIES | H | 50 dn | 4 | Nr | 150 | 600 | 150 | 600
FAZ old | 22 | PLUMBING | 221123 | DOMESTIC WATER PIPING SPECIALTIES | ME | Item | 737 | Float valve | Float valve | J | 3-Way Mixing Valve | 1 | Nr | 175 | 175 | 175 | 175
FAZ old | 22 | PLUMBING | 221123 | DOMESTIC WATER PUMPS | ME | Other | 738 | 221123 - DOMESTIC WATER PUMPS | 221123 - DOMESTIC WATER PUMPS |  | 221123 - DOMESTIC WATER PUMPS |  |  | 0
FAZ old | 22 | PLUMBING | 221123 | DOMESTIC WATER PUMPS | ME | Other | 739 | In-Line Circulators | In-Line Circulators |  | In-Line Circulators |  |  | 0
FAZ old | 22 | PLUMBING | 221123 | DOMESTIC WATER PUMPS | ME | Item | 740 | 221123 - DOMESTIC WATER PUMPS | 221123 - DOMESTIC WATER PUMPS | K | Type P-RF-02 | 2 | Nr | 188 | 376 | 188 | 376
FAZ old | 22 | PLUMBING | 221123 | DOMESTIC WATER PUMPS | ME | Item | 741 | In-Line Circulators | In-Line Circulators | L | Type P-RF-03 | 2 | Nr | 232 | 464 | 232 | 464
FAZ old | 22 | PLUMBING | 221123 | DOMESTIC WATER PUMPS | ME | Other | 742 | End suction centrifugal pumps | End suction centrifugal pumps |  | End suction centrifugal pumps |  |  | 0
FAZ old | 22 | PLUMBING | 221123 | DOMESTIC WATER PUMPS | ME | Item | 743 | In-Line Circulators | In-Line Circulators | A | Type P-B-01 | 2 | Nr | 350 | 700 | 350 | 700
FAZ old | 22 | PLUMBING | 221123 | DOMESTIC WATER PUMPS | ME | Item | 744 | End suction centrifugal pumps | End suction centrifugal pumps | B | Type P-RF-01-1 & -2 | 2 | Nr | 350 | 700 | 350 | 700
FAZ old | 22 | PLUMBING | 221123 | DOMESTIC WATER PUMPS | ME | Item | 745 | In-Line Circulators | In-Line Circulators | C | Spare parts as specified for water distribution pumps | 1 | Item | 375 | 375 | 375 | 375
FAZ old | 22 | PLUMBING | 221123.13 | DOMESTIC WATER PACKAGED BOOSTER PUMP SETS | ME | Other | 746 | 221123.13 - DOMESTIC WATER PACKAGED BOOSTER PUMP SETS | 221123.13 - DOMESTIC WATER PACKAGED BOOSTER PUMP SETS |  | 221123.13 - DOMESTIC WATER PACKAGED BOOSTER PUMP SETS |  |  | 0
FAZ old | 22 | PLUMBING | 221123.13 | DOMESTIC WATER PACKAGED BOOSTER PUMP SETS | ME | Item | 747 | In-Line Circulators | In-Line Circulators | D | Type PU-RF-1 | 1 | Set | 150 | 150 | 150 | 150
FAZ old | 22 | PLUMBING | 221123.13 | DOMESTIC WATER PACKAGED BOOSTER PUMP SETS | ME | Item | 748 | 221123.13 - DOMESTIC WATER PACKAGED BOOSTER PUMP SETS | 221123.13 - DOMESTIC WATER PACKAGED BOOSTER PUMP SETS | E | Type PU-RF-2 | 1 | Set | 150 | 150 | 150 | 150
FAZ old | 22 | PLUMBING | 221123.13 | DOMESTIC WATER PACKAGED BOOSTER PUMP SETS | ME | Item | 749 | In-Line Circulators | In-Line Circulators | F | Spare parts as specified for packaged booster pumps | 1 | Item | 313 | 313 | 313 | 313
FAZ old | 22 | PLUMBING | 221316 | SANITARY WASTE AND VENT PIPING | ME | Other | 750 | 221316 - SANITARY WASTE AND VENT PIPING | 221316 - SANITARY WASTE AND VENT PIPING |  | 221316 - SANITARY WASTE AND VENT PIPING |  |  | 0
FAZ old | 22 | PLUMBING | 221316 | SANITARY WASTE AND VENT PIPING | ME | Other | 751 | Above Ground / Underground , Soil, Waste and Vent Piping | Above Ground / Underground , Soil, Waste and Vent Piping |  | Above Ground / Underground , Soil, Waste and Vent Piping |  |  | 0
FAZ old | 22 | PLUMBING | 221316 | SANITARY WASTE AND VENT PIPING | ME | Other | 752 | PVC pipes | PVC pipes |  | PVC pipes |  |  | 0
FAZ old | 22 | PLUMBING | 221316 | SANITARY WASTE AND VENT PIPING | ME | Item | 753 | Above Ground / Underground , Soil, Waste and Vent Piping | Above Ground / Underground , Soil, Waste and Vent Piping | G | 32dn | 167 | m | 13 | 2171 | 13 | 2171
FAZ old | 22 | PLUMBING | 221316 | SANITARY WASTE AND VENT PIPING | ME | Item | 754 | PVC pipes | PVC pipes | H | 50 dn | 475 | m | 15 | 7125 | 15 | 7125
FAZ old | 22 | PLUMBING | 221316 | SANITARY WASTE AND VENT PIPING | ME | Item | 755 | Above Ground / Underground , Soil, Waste and Vent Piping | Above Ground / Underground , Soil, Waste and Vent Piping | J | 82 dn | 97 | m | 18 | 1746 | 18 | 1746
FAZ old | 22 | PLUMBING | 221316 | SANITARY WASTE AND VENT PIPING | ME | Item | 756 | PVC pipes | PVC pipes | K | 110 dn | 265 | m | 20 | 5300 | 20 | 5300
FAZ old | 22 | PLUMBING | 221316 | SANITARY WASTE AND VENT PIPING | ME | Item | 757 | Above Ground / Underground , Soil, Waste and Vent Piping | Above Ground / Underground , Soil, Waste and Vent Piping | L | 150 dn | 55 | m | 23 | 1265 | 23 | 1265
FAZ old | 22 | PLUMBING | 221316 | SANITARY WASTE AND VENT PIPING | ME | Other | 758 | Underground, soil, waste and vent piping connecting inspection chambers | Underground, soil, waste and vent piping connecting inspection chambers |  | Underground, soil, waste and vent piping connecting inspection chambers |  |  | 0
FAZ old | 22 | PLUMBING | 221316 | SANITARY WASTE AND VENT PIPING | ME | Other | 759 | PVC pipes | PVC pipes |  | PVC pipes |  |  | 0
FAZ old | 22 | PLUMBING | 221316 | SANITARY WASTE AND VENT PIPING | ME | Item | 760 | Underground, soil, waste and vent piping connecting inspection chambers | Underground, soil, waste and vent piping connecting inspection chambers | A | 150 dn | 185 | m | 35 | 6475 | 35 | 6475
FAZ old | 22 | PLUMBING | 221316 | SANITARY WASTE AND VENT PIPING | ME | Other | 761 | Inspection Chambers | Inspection Chambers |  | Inspection Chambers |  |  | 0
FAZ old | 22 | PLUMBING | 221316 | SANITARY WASTE AND VENT PIPING | ME | Item | 762 | Underground, soil, waste and vent piping connecting inspection chambers | Underground, soil, waste and vent piping connecting inspection chambers | B | Sewer Inspection Chambers | 5 | Nr | 175 | 875 | 175 | 875
FAZ old | 22 | PLUMBING | 221316 | SANITARY WASTE AND VENT PIPING | ME | Other | 763 | Aboveground / Underground , Soil, Waste Force Mains | Aboveground / Underground , Soil, Waste Force Mains |  | Aboveground / Underground , Soil, Waste Force Mains |  |  | 0
FAZ old | 22 | PLUMBING | 221316 | SANITARY WASTE AND VENT PIPING | ME | Other | 764 | Ductile-iron pipes | Ductile-iron pipes |  | Ductile-iron pipes |  |  | 0
FAZ old | 22 | PLUMBING | 221316 | SANITARY WASTE AND VENT PIPING | ME | Item | 765 | Aboveground / Underground , Soil, Waste Force Mains | Aboveground / Underground , Soil, Waste Force Mains | C | 50 dn | 15 | m | 28 | 420 | 28 | 420
FAZ old | 22 | PLUMBING | 221316 | SANITARY WASTE AND VENT PIPING | ME | Other | 766 | Aboveground , Storm Drainage Piping | Aboveground , Storm Drainage Piping |  | Aboveground , Storm Drainage Piping |  |  | 0
FAZ old | 22 | PLUMBING | 221316 | SANITARY WASTE AND VENT PIPING | ME | Other | 767 | PVC pipes | PVC pipes |  | PVC pipes |  |  | 0
FAZ old | 22 | PLUMBING | 221316 | SANITARY WASTE AND VENT PIPING | ME | Item | 768 | Aboveground , Storm Drainage Piping | Aboveground , Storm Drainage Piping | D | 50 dn | 76 | m | 18 | 1368 | 18 | 1368
FAZ old | 22 | PLUMBING | 221316 | SANITARY WASTE AND VENT PIPING | ME | Item | 769 | PVC pipes | PVC pipes | E | 80 dn | 81 | m | 20 | 1620 | 20 | 1620
FAZ old | 22 | PLUMBING | 221316 | SANITARY WASTE AND VENT PIPING | ME | Item | 770 | Aboveground , Storm Drainage Piping | Aboveground , Storm Drainage Piping | F | 110 dn | 19 | m | 23 | 437 | 23 | 437
FAZ old | 22 | PLUMBING | 221319 | SANITARY WATER PIPING SPECIALTIES | ME | Other | 771 | 22112 - SANITARY WATER PIPING SPECIALTIES | 22112 - SANITARY WATER PIPING SPECIALTIES |  | 22112 - SANITARY WATER PIPING SPECIALTIES |  |  | 0
FAZ old | 22 | PLUMBING | 221319 | SANITARY WATER PIPING SPECIALTIES | ME | Other | 772 | Floor drains | Floor drains |  | Floor drains |  |  | 0
FAZ old | 22 | PLUMBING | 221319 | SANITARY WATER PIPING SPECIALTIES | ME | Item | 773 | 22112 - SANITARY WATER PIPING SPECIALTIES | 22112 - SANITARY WATER PIPING SPECIALTIES | G | Type FD-1; 82 dn | 18 | Nr | 69 | 1242 | 69 | 1242
FAZ old | 22 | PLUMBING | 221319 | SANITARY WATER PIPING SPECIALTIES | ME | Item | 774 | Floor drains | Floor drains | H | Type FD-2; 100 dn | 6 | Nr |  | 0 | 0 | 0
FAZ old | 22 | PLUMBING | 221319 | SANITARY WATER PIPING SPECIALTIES | ME | Other | 775 | Floor cleanouts | Floor cleanouts |  | Floor cleanouts |  |  | 0
FAZ old | 22 | PLUMBING | 221319 | SANITARY WATER PIPING SPECIALTIES | ME | Item | 776 | Floor drains | Floor drains | H | Type FCO; 110 dn | 5 | Nr | 0 | 0 | 0 | 0
FAZ old | 22 | PLUMBING | 221319 | SANITARY WATER PIPING SPECIALTIES | ME | Item | 777 | Floor cleanouts | Floor cleanouts | H | Type FCO; 100 dn | 4 | Nr | 69 | 276 | 69 | 276
FAZ old | 22 | PLUMBING | 221319 | SANITARY WATER PIPING SPECIALTIES | ME | Item | 778 | Floor drains | Floor drains | A | Cowls | 1 | Item | 250 | 250 | 250 | 250
FAZ old | 22 | PLUMBING | 221319 | SANITARY WATER PIPING SPECIALTIES | ME | Other | 779 | Roof drains | Roof drains |  | Roof drains |  |  | 0
FAZ old | 22 | PLUMBING | 221319 | SANITARY WATER PIPING SPECIALTIES | ME | Item | 780 | Floor drains | Floor drains | B | Type RD-1; 82 dn | 10 | Nr | 100 | 1000 | 100 | 1000
FAZ old | 22 | PLUMBING | 221319 | SANITARY WATER PIPING SPECIALTIES | ME | Item | 781 | Roof drains | Roof drains | C | Type SCD-1; 50 dn | 4 | Nr | 175 | 700 | 175 | 700
FAZ old | 22 | PLUMBING | 221319 | SANITARY WATER PIPING SPECIALTIES | ME | Other | 782 | Balcony drains | Balcony drains |  | Balcony drains |  |  | 0
FAZ old | 22 | PLUMBING | 221319 | SANITARY WATER PIPING SPECIALTIES | ME | Item | 783 | Roof drains | Roof drains | D | Type BD-1; 50 dn | 6 | Nr | 69 | 414 | 69 | 414
FAZ old | 22 | PLUMBING | 221319 | SANITARY WATER PIPING SPECIALTIES | ME | Other | 784 | Terrace drains | Terrace drains |  | Terrace drains |  |  | 0
FAZ old | 22 | PLUMBING | 221319 | SANITARY WATER PIPING SPECIALTIES | ME | Item | 785 | Roof drains | Roof drains | E | Type TD-1; 82 dn | 7 | Nr | 69 | 483 | 69 | 483
FAZ old | 22 | PLUMBING | 221429 | SUMP PUMPS | ME | Other | 786 | 221429 - SUMP PUMPS | 221429 - SUMP PUMPS |  | 221429 - SUMP PUMPS |  |  | 0
FAZ old | 22 | PLUMBING | 221429 | SUMP PUMPS | ME | Other | 787 | Duplex sump pumps | Duplex sump pumps |  | Duplex sump pumps |  |  | 0
FAZ old | 22 | PLUMBING | 221429 | SUMP PUMPS | ME | Item | 788 | 221429 - SUMP PUMPS | 221429 - SUMP PUMPS | F | Type SP-B-01 | 1 | Set | 1063 | 1063 | 1063 | 1063
FAZ old | 22 | PLUMBING | 221429 | SUMP PUMPS | ME | Item | 789 | Duplex sump pumps | Duplex sump pumps | G | Spare parts as specified for sewage and sump pumps | 1 | Item | 313 | 313 | 313 | 313
FAZ old | 22 | PLUMBING | 223100 | DOMESTIC WATER SOFTNERS | ME | Other | 790 | 223100 - DOMESTIC WATER SOFTNERS | 223100 - DOMESTIC WATER SOFTNERS |  | 223100 - DOMESTIC WATER SOFTNERS |  |  | 0
FAZ old | 22 | PLUMBING | 223100 | DOMESTIC WATER SOFTNERS | ME | Item | 791 | Duplex sump pumps | Duplex sump pumps | H | Type WS-1 | 1 | Nr | 475 | 475 | 475 | 475
FAZ old | 22 | PLUMBING | 223500 | DOMESTIC WATER HEAT EXCHANGERS | ME | Other | 792 | 223500- DOMESTIC WATER HEAT EXCHANGERS | 223500- DOMESTIC WATER HEAT EXCHANGERS |  | 223500- DOMESTIC WATER HEAT EXCHANGERS |  |  | 0
FAZ old | 22 | PLUMBING | 223500 | DOMESTIC WATER HEAT EXCHANGERS | ME | Other | 793 | Large-capacity storage heat exchangers | Large-capacity storage heat exchangers |  | Large-capacity storage heat exchangers |  |  | 0
FAZ old | 22 | PLUMBING | 223500 | DOMESTIC WATER HEAT EXCHANGERS | ME | Item | 794 | 223500- DOMESTIC WATER HEAT EXCHANGERS | 223500- DOMESTIC WATER HEAT EXCHANGERS | J | HWST-RF-01-1 & 2 | 2 | Nr |  | 0 | 0 | 0
FAZ old | 22 | PLUMBING | 223500 | DOMESTIC WATER HEAT EXCHANGERS | ME | Item | 795 | Large-capacity storage heat exchangers | Large-capacity storage heat exchangers | K | HWST-RF-02-1 & 2 | 2 | Nr |  | 0 | 0 | 0
FAZ old | 22 | PLUMBING | 223500 | DOMESTIC WATER HEAT EXCHANGERS | ME | Item | 796 | 223500- DOMESTIC WATER HEAT EXCHANGERS | 223500- DOMESTIC WATER HEAT EXCHANGERS | J | EWH 50 Ltr | 10 | Nr | 300 | 3000 | 300 | 3000
FAZ old | 22 | PLUMBING | 224000 | PLUMBING FIXTURES | ME | Other | 797 | 224000 - PLUMBING FIXTURES | 224000 - PLUMBING FIXTURES |  | 224000 - PLUMBING FIXTURES |  |  | 0
FAZ old | 22 | PLUMBING | 224000 | PLUMBING FIXTURES | ME | Other | 798 | Lavatories | Lavatories |  | Lavatories |  |  | 0
FAZ old | 22 | PLUMBING | 224000 | PLUMBING FIXTURES | ME | Item | 799 | 224000 - PLUMBING FIXTURES | 224000 - PLUMBING FIXTURES | A | Type LAV-1 | 8 | Nr | 238 | 1904 | 238 | 1904
FAZ old | 22 | PLUMBING | 224000 | PLUMBING FIXTURES | ME | Item | 800 | Lavatories | Lavatories | B | Type LAV-2 | 1 | Nr | 300 | 300 | 300 | 300
FAZ old | 22 | PLUMBING | 224000 | PLUMBING FIXTURES | ME | Other | 801 | Water closets | Water closets |  | Water closets |  |  | 0
FAZ old | 22 | PLUMBING | 224000 | PLUMBING FIXTURES | ME | Item | 802 | Lavatories | Lavatories | C | Type EWC-1 | 7 | Nr | 363 | 2541 | 363 | 2541
FAZ old | 22 | PLUMBING | 224000 | PLUMBING FIXTURES | ME | Item | 803 | Water closets | Water closets | D | Type EWC-2 | 1 | Nr |  | 0 | 0 | 0
FAZ old | 22 | PLUMBING | 224000 | PLUMBING FIXTURES | ME | Other | 804 | Bathtubs | Bathtubs |  | Bathtubs |  |  | 0
FAZ old | 22 | PLUMBING | 224000 | PLUMBING FIXTURES | ME | Item | 805 | Water closets | Water closets | E | Type BT-1 | 6 | Nr |  | 0 | 0 | 0
FAZ old | 22 | PLUMBING | 224000 | PLUMBING FIXTURES | ME | Other | 806 | Showers | Showers |  | Showers |  |  | 0
FAZ old | 22 | PLUMBING | 224000 | PLUMBING FIXTURES | ME | Item | 807 | Water closets | Water closets | D | Type SH-1 | 6 | Nr | 438 | 2628 | 438 | 2628
FAZ old | 22 | PLUMBING | 224000 | PLUMBING FIXTURES | ME | Other | 808 | Sinks | Sinks |  | Sinks |  |  | 0
FAZ old | 22 | PLUMBING | 224000 | PLUMBING FIXTURES | ME | Item | 809 | Water closets | Water closets | E | Type MS-1 | 1 | Nr | 175 | 175 | 175 | 175
FAZ old | 22 | PLUMBING | 224000 | PLUMBING FIXTURES | ME | Item | 810 | Sinks | Sinks | F | Type KS-1 | 9 | Nr | 150 | 1350 | 150 | 1350
FAZ old | 22 | PLUMBING | 224000 | PLUMBING FIXTURES | ME | Item | 811 | Water closets | Water closets | J | Type KS-2 | 1 | Nr |  | 0 | 0 | 0
FAZ old | 22 | PLUMBING | 224000 | PLUMBING FIXTURES | ME | Other | 812 | Sinks | Sinks | BILL NO. 22 - PLUMBING
FAZ old | 22 | PLUMBING | To Summary | To Summary |  | Bill Sum | 813 | Water closets | Water closets | To Summary |  |  |  | J.D | 92681.5
FAZ old | 23 | HEATING, VENTILATING AND AIR CONDITIONING | 230713 | DUCT INSULATION | ME | Other | 814 | Sinks | Sinks | BILL NO. 23
FAZ old | 23 | HEATING, VENTILATING AND AIR CONDITIONING | 230713 | DUCT INSULATION | ME | Other | 815 | Water closets | Water closets | HEATING, VENTILATING AND AIR CONDITIONING
FAZ old | 23 | HEATING, VENTILATING AND AIR CONDITIONING | 230713 | DUCT INSULATION | ME | Other | 816 | Sinks | Sinks | Item | Description | Qty | Unit | Rate | Amount
FAZ old | 23 | HEATING, VENTILATING AND AIR CONDITIONING | 230713 | DUCT INSULATION | ME | Other | 817 | Water closets | Water closets | [5 empty] | J.D
FAZ old | 23 | HEATING, VENTILATING AND AIR CONDITIONING | 230713 | DUCT INSULATION | ME | Other | 818 | 230713 - DUCT INSULATION | 230713 - DUCT INSULATION |  | 230713 - DUCT INSULATION
FAZ old | 23 | HEATING, VENTILATING AND AIR CONDITIONING | 230713 | DUCT INSULATION | ME | Other | 819 | Indoor Duct And Plenum Insulation | Indoor Duct And Plenum Insulation |  | Indoor Duct And Plenum Insulation
FAZ old | 23 | HEATING, VENTILATING AND AIR CONDITIONING | 230713 | DUCT INSULATION | ME | Other | 820 | Rectangular, supply and Return ducts, concealed | Rectangular, supply and Return ducts, concealed |  | Rectangular, supply and Return ducts, concealed
FAZ old | 23 | HEATING, VENTILATING AND AIR CONDITIONING | 230713 | DUCT INSULATION | ME | Item | 821 | Indoor Duct And Plenum Insulation | Indoor Duct And Plenum Insulation | A | 50 mm thick Mineral Fiber Blanket | 70 | m2 | 75 | 5250 | 75 | 5250
FAZ old | 23 | HEATING, VENTILATING AND AIR CONDITIONING | 230713 | DUCT INSULATION | ME | Other | 822 | Rectangular, treated fresh air ducts, concealed | Rectangular, treated fresh air ducts, concealed |  | Rectangular, treated fresh air ducts, concealed |  |  | 0
FAZ old | 23 | HEATING, VENTILATING AND AIR CONDITIONING | 230713 | DUCT INSULATION | ME | Item | 823 | Indoor Duct And Plenum Insulation | Indoor Duct And Plenum Insulation | B | 50 mm thick Mineral Fiber Blanket | 50 | m2 | 88 | 4400 | 88 | 4400
FAZ old | 23 | HEATING, VENTILATING AND AIR CONDITIONING | 230713 | DUCT INSULATION | ME | Other | 824 | Rectangular, range-hood exhaust ducts, concealed | Rectangular, range-hood exhaust ducts, concealed |  | Rectangular, range-hood exhaust ducts, concealed |  |  | 0
FAZ old | 23 | HEATING, VENTILATING AND AIR CONDITIONING | 230713 | DUCT INSULATION | ME | Item | 825 | Indoor Duct And Plenum Insulation | Indoor Duct And Plenum Insulation | C | 25 mm thick Mineral Fiber Board | 90 | m2 |  | 0 | 0 | 0
FAZ old | 23 | HEATING, VENTILATING AND AIR CONDITIONING | 230713 | DUCT INSULATION | ME | Other | 826 | Outdoor Duct And Plenum Insulation | Rectangular, supply and Return ducts, concealed |  | Outdoor Duct And Plenum Insulation |  |  | 0
FAZ old | 23 | HEATING, VENTILATING AND AIR CONDITIONING | 230713 | DUCT INSULATION | ME | Other | 827 | Outdoor Duct And Plenum Insulation | Rectangular, supply and Return ducts, concealed |  | Rectangular, supply and Return ducts, concealed |  |  | 0
FAZ old | 23 | HEATING, VENTILATING AND AIR CONDITIONING | 230713 | DUCT INSULATION | ME | Item | 828 | Outdoor Duct And Plenum Insulation | Rectangular, supply and Return ducts, concealed | D | 50 mm thick Mineral Fiber Blanket with Al jacketing | 150 | m2 |  | 0 | 0 | 0
FAZ old | 23 | HEATING, VENTILATING AND AIR CONDITIONING | 230713 | DUCT INSULATION | ME | Other | 829 | Boiler Breeching And Connector Insulation | Round |  | Boiler Breeching And Connector Insulation |  |  | 0
FAZ old | 23 | HEATING, VENTILATING AND AIR CONDITIONING | 230713 | DUCT INSULATION | ME | Other | 830 | Boiler Breeching And Connector Insulation | Round |  | Round |  |  | 0
FAZ old | 23 | HEATING, VENTILATING AND AIR CONDITIONING | 230713 | DUCT INSULATION | ME | Item | 831 | Boiler Breeching And Connector Insulation | Round | E | 50 mm thick Calcium Cilicate with Al jacketing | 30 | m2 |  | 0 | 0 | 0
FAZ old | 23 | HEATING, VENTILATING AND AIR CONDITIONING | 230719 | HVAC PIPE INSULATION | ME | Other | 832 | 230719 - HVAC PIPE INSULATION | 230719 - HVAC PIPE INSULATION |  | 230719 - HVAC PIPE INSULATION |  |  | 0
FAZ old | 23 | HEATING, VENTILATING AND AIR CONDITIONING | 230719 | HVAC PIPE INSULATION | ME | Other | 833 | Interior Insulation | Condensate drain piping |  | Interior Insulation |  |  | 0
FAZ old | 23 | HEATING, VENTILATING AND AIR CONDITIONING | 230719 | HVAC PIPE INSULATION | ME | Other | 834 | Interior Insulation | Condensate drain piping |  | Condensate drain piping |  |  | 0
FAZ old | 23 | HEATING, VENTILATING AND AIR CONDITIONING | 230719 | HVAC PIPE INSULATION | ME | Other | 835 | Condensate drain piping | 19 mm thick |  | 19 mm thick |  |  | 0
FAZ old | 23 | HEATING, VENTILATING AND AIR CONDITIONING | 230719 | HVAC PIPE INSULATION | ME | Item | 836 | Interior Insulation | Condensate drain piping | A | 20 dn | 60 | m | 25 | 1500 | 25 | 1500
FAZ old | 23 | HEATING, VENTILATING AND AIR CONDITIONING | 230719 | HVAC PIPE INSULATION | ME | Other | 837 | Heating hot-water supply and return, concealed | Heating hot-water supply and return, concealed |  | Heating hot-water supply and return, concealed |  |  | 0
FAZ old | 23 | HEATING, VENTILATING AND AIR CONDITIONING | 230719 | HVAC PIPE INSULATION | ME | Other | 838 | Heating hot-water supply and return, concealed | 25 mm thick |  | 25 mm thick |  |  | 0
FAZ old | 23 | HEATING, VENTILATING AND AIR CONDITIONING | 230719 | HVAC PIPE INSULATION | ME | Item | 839 | Heating hot-water supply and return, concealed |  | B | 20 dn | 5 | m | 28 | 140 | 28 | 140
FAZ old | 23 | HEATING, VENTILATING AND AIR CONDITIONING | 230719 | HVAC PIPE INSULATION | ME | Item | 840 | Heating hot-water supply and return, concealed |  | C | 25 dn | 50 | m | 30 | 1500 | 30 | 1500
FAZ old | 23 | HEATING, VENTILATING AND AIR CONDITIONING | 230719 | HVAC PIPE INSULATION | ME | Item | 841 | Heating hot-water supply and return, concealed |  | D | 32 dn | 3 | m | 33 | 99 | 33 | 99
FAZ old | 23 | HEATING, VENTILATING AND AIR CONDITIONING | 230719 | HVAC PIPE INSULATION | ME | Item | 842 | Heating hot-water supply and return, concealed |  | E | 40 dn | 150 | m |  | 0 | 0 | 0
FAZ old | 23 | HEATING, VENTILATING AND AIR CONDITIONING | 230719 | HVAC PIPE INSULATION | ME | Other | 843 | Heating hot-water supply and return, concealed | 38 mm thick |  | 38 mm thick |  |  | 0
FAZ old | 23 | HEATING, VENTILATING AND AIR CONDITIONING | 230719 | HVAC PIPE INSULATION | ME | Item | 844 | Heating hot-water supply and return, concealed | 38 mm thick | F | 65 dn | 70 | m |  | 0 | 0 | 0
FAZ old | 23 | HEATING, VENTILATING AND AIR CONDITIONING | 230719 | HVAC PIPE INSULATION | ME | Other | 845 | Heating hot-water supply and return, concealed | Heating hot-water supply and return, on all pipes running in mechanical rooms or exposed to view with AL jacketing |  | Heating hot-water supply and return, on all pipes running in mechanical rooms or exposed to view with AL jacketing |  |  | 0
FAZ old | 23 | HEATING, VENTILATING AND AIR CONDITIONING | 230719 | HVAC PIPE INSULATION | ME | Other | 846 | Heating hot-water supply and return, concealed | 50 mm thick |  | 50 mm thick |  |  | 0
FAZ old | 23 | HEATING, VENTILATING AND AIR CONDITIONING | 230719 | HVAC PIPE INSULATION | ME | Item | 847 | Heating hot-water supply and return, concealed | Heating hot-water supply and return, on all pipes running in mechanical rooms or exposed to view with AL jacketing | E | 40 dn | 17 | m |  | 0 | 0 | 0
FAZ old | 23 | HEATING, VENTILATING AND AIR CONDITIONING | 230719 | HVAC PIPE INSULATION | ME | Item | 848 | Heating hot-water supply and return, concealed | 50 mm thick | F | 65 dn | 15 | m |  | 0 | 0 | 0
FAZ old | 23 | HEATING, VENTILATING AND AIR CONDITIONING | 230719 | HVAC PIPE INSULATION | ME | Item | 849 | Heating hot-water supply and return, concealed | Heating hot-water supply and return, on all pipes running in mechanical rooms or exposed to view with AL jacketing | G | 80 dn | 50 | m |  | 0 | 0 | 0
FAZ old | 23 | HEATING, VENTILATING AND AIR CONDITIONING | 230900 | BUILDING MANAGEMENT SYSTEM (BMS), INSTRUMENTATION AND CONTROLS | ME | Other | 850 | 230900 - BUILDING MANAGEMENT SYSTEM (BMS), INSTRUMENTATION AND CONTROLS | 230900 - BUILDING MANAGEMENT SYSTEM (BMS), INSTRUMENTATION AND CONTROLS |  | 230900 - BUILDING MANAGEMENT SYSTEM (BMS), INSTRUMENTATION AND CONTROLS |  |  | 0
FAZ old | 23 | HEATING, VENTILATING AND AIR CONDITIONING | 230900 | BUILDING MANAGEMENT SYSTEM (BMS), INSTRUMENTATION AND CONTROLS | ME | Other | 851 | System complete as specified and as shown on drawings | System complete as specified and as shown on drawings |  | System complete as specified and as shown on drawings |  |  | 0
FAZ old | 23 | HEATING, VENTILATING AND AIR CONDITIONING | 230900 | BUILDING MANAGEMENT SYSTEM (BMS), INSTRUMENTATION AND CONTROLS | ME | Item | 852 | 230900 - BUILDING MANAGEMENT SYSTEM (BMS), INSTRUMENTATION AND CONTROLS | 230900 - BUILDING MANAGEMENT SYSTEM (BMS), INSTRUMENTATION AND CONTROLS | A | Spare parts as specified for BMS | 1 | Item |  |  | 0 | 0
FAZ old | 23 | HEATING, VENTILATING AND AIR CONDITIONING | 231113 | FACILITY FUEL OIL PIPING | ME | Other | 853 | 231113 - FACILITY FUEL OIL PIPING | 231113 - FACILITY FUEL OIL PIPING |  | 231113 - FACILITY FUEL OIL PIPING |  |  | 0
FAZ old | 23 | HEATING, VENTILATING AND AIR CONDITIONING | 231113 | FACILITY FUEL OIL PIPING | ME | Other | 854 | Black steel pipes and fittings | Black steel pipes and fittings |  | Black steel pipes and fittings |  |  | 0
FAZ old | 23 | HEATING, VENTILATING AND AIR CONDITIONING | 231113 | FACILITY FUEL OIL PIPING | ME | Item | 855 | 231113 - FACILITY FUEL OIL PIPING | 231113 - FACILITY FUEL OIL PIPING | B | 15 dn | 11 | m |  |  | 0 | 0
FAZ old | 23 | HEATING, VENTILATING AND AIR CONDITIONING | 231113 | FACILITY FUEL OIL PIPING | ME | Item | 856 | Black steel pipes and fittings | Black steel pipes and fittings | A | 20 dn | 8 | m | 23 | 184 | 23 | 184
FAZ old | 23 | HEATING, VENTILATING AND AIR CONDITIONING | 231113 | FACILITY FUEL OIL PIPING | ME | Other | 857 | Valves | Valves |  | Valves |  |  | 0
FAZ old | 23 | HEATING, VENTILATING AND AIR CONDITIONING | 231113 | FACILITY FUEL OIL PIPING | ME | Other | 858 | Gate valves | Gate valves |  | Gate valves |  |  | 0
FAZ old | 23 | HEATING, VENTILATING AND AIR CONDITIONING | 231113 | FACILITY FUEL OIL PIPING | ME | Item | 859 | Valves | Valves | B | 20 dn | 1 | Item | 313 | 313 | 313 | 313
FAZ old | 23 | HEATING, VENTILATING AND AIR CONDITIONING | 231113 | FACILITY FUEL OIL PIPING | ME | Other | 860 | Check valves | Check valves |  | Check valves |  |  | 0
FAZ old | 23 | HEATING, VENTILATING AND AIR CONDITIONING | 231113 | FACILITY FUEL OIL PIPING | ME | Item | 861 | Valves | Valves | C | 20 dn | 1 | Item | 313 | 313 | 313 | 313
FAZ old | 23 | HEATING, VENTILATING AND AIR CONDITIONING | 231113 | FACILITY FUEL OIL PIPING | ME | Other | 862 | Fuel oil storage tanks | Fuel oil storage tanks |  | Fuel oil storage tanks |  |  | 0
FAZ old | 23 | HEATING, VENTILATING AND AIR CONDITIONING | 231113 | FACILITY FUEL OIL PIPING | ME | Item | 863 | Valves | Valves | F | Type FOT-01 | 3 | Nr |  | 0 | 0 | 0
FAZ old | 23 | HEATING, VENTILATING AND AIR CONDITIONING | 231113 | FACILITY FUEL OIL PIPING | ME | Item | 864 | Fuel oil storage tanks | Fuel oil storage tanks | D | Type FOT-02 | 2 | Nr | 600 | 1200 | 600 | 1200
FAZ old | 23 | HEATING, VENTILATING AND AIR CONDITIONING | 231113 | FACILITY FUEL OIL PIPING | ME | Other | 865 | Strainer | Strainer |  | Strainer |  |  | 0
FAZ old | 23 | HEATING, VENTILATING AND AIR CONDITIONING | 231113 | FACILITY FUEL OIL PIPING | ME | Item | 866 | Fuel oil storage tanks | Fuel oil storage tanks | E | 20 dn | 1 | Nr | 188 | 188 | 188 | 188
FAZ old | 23 | HEATING, VENTILATING AND AIR CONDITIONING | 231126 | FACILITY LIQUEFIED PETROLIUM GAS PIPING | ME | Other | 867 | 231126 - FACILITY LIQUEFIED PETROLIUM GAS PIPING | 231126 - FACILITY LIQUEFIED PETROLIUM GAS PIPING |  | 231126 - FACILITY LIQUEFIED PETROLIUM GAS PIPING |  |  | 0
FAZ old | 23 | HEATING, VENTILATING AND AIR CONDITIONING | 231126 | FACILITY LIQUEFIED PETROLIUM GAS PIPING | ME | Other | 868 | Aboveground pipes and fittings | Black steel pipes and fittings |  | Aboveground pipes and fittings |  |  | 0
FAZ old | 23 | HEATING, VENTILATING AND AIR CONDITIONING | 231126 | FACILITY LIQUEFIED PETROLIUM GAS PIPING | ME | Other | 869 | Aboveground pipes and fittings | Black steel pipes and fittings |  | Black steel pipes and fittings |  |  | 0
FAZ old | 23 | HEATING, VENTILATING AND AIR CONDITIONING | 231126 | FACILITY LIQUEFIED PETROLIUM GAS PIPING | ME | Item | 870 | Aboveground pipes and fittings | Black steel pipes and fittings | A | 32 dn | 30 | m |  | 0 | 0 | 0
FAZ old | 23 | HEATING, VENTILATING AND AIR CONDITIONING | 231126 | FACILITY LIQUEFIED PETROLIUM GAS PIPING | ME | Other | 871 | Copper pipes running under tiles | Copper pipes running under tiles |  | Copper pipes running under tiles |  |  | 0
FAZ old | 23 | HEATING, VENTILATING AND AIR CONDITIONING | 231126 | FACILITY LIQUEFIED PETROLIUM GAS PIPING | ME | Item | 872 | Aboveground pipes and fittings | Black steel pipes and fittings | B | 22 dn | 25 | m |  | 0 | 0 | 0
FAZ old | 23 | HEATING, VENTILATING AND AIR CONDITIONING | 231126 | FACILITY LIQUEFIED PETROLIUM GAS PIPING | ME | Item | 873 | Copper pipes running under tiles | Copper pipes running under tiles | C | 35 dn | 5 | m |  | 0 | 0 | 0
FAZ old | 23 | HEATING, VENTILATING AND AIR CONDITIONING | 231126 | FACILITY LIQUEFIED PETROLIUM GAS PIPING | ME | Item | 874 | Aboveground pipes and fittings | Black steel pipes and fittings | D | Gas Tank, with gas vaporiser and all other accessories | 1 | Nr |  | 0 | 0 | 0
FAZ old | 23 | HEATING, VENTILATING AND AIR CONDITIONING | 231126 | FACILITY LIQUEFIED PETROLIUM GAS PIPING | ME | Other | 875 | Gas panels | Gas panels |  | Gas panels |  |  | 0
FAZ old | 23 | HEATING, VENTILATING AND AIR CONDITIONING | 231126 | FACILITY LIQUEFIED PETROLIUM GAS PIPING | ME | Item | 876 | Aboveground pipes and fittings | Black steel pipes and fittings | E | For Main Kitchen | 1 | Nr |  | 0 | 0 | 0
FAZ old | 23 | HEATING, VENTILATING AND AIR CONDITIONING | 231126 | FACILITY LIQUEFIED PETROLIUM GAS PIPING | ME | Other | 877 | Solenoid valve | Solenoid valve |  | Solenoid valve |  |  | 0
FAZ old | 23 | HEATING, VENTILATING AND AIR CONDITIONING | 231126 | FACILITY LIQUEFIED PETROLIUM GAS PIPING | ME | Item | 878 | Aboveground pipes and fittings | Black steel pipes and fittings | F | 32 dn | 1 | Nr |  | 0 | 0 | 0
FAZ old | 23 | HEATING, VENTILATING AND AIR CONDITIONING | 231126 | FACILITY LIQUEFIED PETROLIUM GAS PIPING | ME | Other | 879 | Excess flow shut-off valve | Excess flow shut-off valve |  | Excess flow shut-off valve |  |  | 0
FAZ old | 23 | HEATING, VENTILATING AND AIR CONDITIONING | 231126 | FACILITY LIQUEFIED PETROLIUM GAS PIPING | ME | Item | 880 | Aboveground pipes and fittings | Black steel pipes and fittings | G | 32 dn | 1 | Nr |  | 0 | 0 | 0
FAZ old | 23 | HEATING, VENTILATING AND AIR CONDITIONING | 231126 | FACILITY LIQUEFIED PETROLIUM GAS PIPING | ME | Item | 881 | Excess flow shut-off valve | Excess flow shut-off valve | H | Gas leak detection system complete with all Accessories | 1 | Item |  |  | 0 | 0
FAZ old | 23 | HEATING, VENTILATING AND AIR CONDITIONING | 232113 | HYDRONIC PIPING | ME | Other | 882 | 232113 - HYDRONIC PIPING | 232113 - HYDRONIC PIPING |  | 232113 - HYDRONIC PIPING |  |  | 0
FAZ old | 23 | HEATING, VENTILATING AND AIR CONDITIONING | 232113 | HYDRONIC PIPING | ME | Other | 883 | Hot Water Pipes | Black steel pipes and fittings |  | Hot Water Pipes |  |  | 0
FAZ old | 23 | HEATING, VENTILATING AND AIR CONDITIONING | 232113 | HYDRONIC PIPING | ME | Other | 884 | Hot Water Pipes | Black steel pipes and fittings |  | Black steel pipes and fittings |  |  | 0
FAZ old | 23 | HEATING, VENTILATING AND AIR CONDITIONING | 232113 | HYDRONIC PIPING | ME | Item | 885 | Hot Water Pipes | Black steel pipes and fittings | A | 20 dn | 5 | m | 19 | 95 | 19 | 95
FAZ old | 23 | HEATING, VENTILATING AND AIR CONDITIONING | 232113 | HYDRONIC PIPING | ME | Item | 886 | Hot Water Pipes | Black steel pipes and fittings | B | 25 dn | 50 | m | 23 | 1150 | 23 | 1150
FAZ old | 23 | HEATING, VENTILATING AND AIR CONDITIONING | 232113 | HYDRONIC PIPING | ME | Item | 887 | Hot Water Pipes | Black steel pipes and fittings | A | 32 dn | 3 | m | 25 | 75 | 25 | 75
FAZ old | 23 | HEATING, VENTILATING AND AIR CONDITIONING | 232113 | HYDRONIC PIPING | ME | Item | 888 | Hot Water Pipes | Black steel pipes and fittings | B | 40 dn | 170 | m |  | 0 | 0 | 0
FAZ old | 23 | HEATING, VENTILATING AND AIR CONDITIONING | 232113 | HYDRONIC PIPING | ME | Item | 889 | Hot Water Pipes | Black steel pipes and fittings | C | 50 dn | 175 | m |  | 0 | 0 | 0
FAZ old | 23 | HEATING, VENTILATING AND AIR CONDITIONING | 232113 | HYDRONIC PIPING | ME | Item | 890 | Hot Water Pipes | Black steel pipes and fittings | D | 65 dn | 105 | m |  | 0 | 0 | 0
FAZ old | 23 | HEATING, VENTILATING AND AIR CONDITIONING | 232113 | HYDRONIC PIPING | ME | Item | 891 | Hot Water Pipes | Black steel pipes and fittings | E | 80 dn | 50 | m |  | 0 | 0 | 0
FAZ old | 23 | HEATING, VENTILATING AND AIR CONDITIONING | 232113 | HYDRONIC PIPING | ME | Other | 892 | PEX-A Flexible pipe, complete with fittings, valves, controls , joints, flexible connectors, unions, flanges, couplings, sleeves and all the accessories required for system operation, maintenance and occupants comfort. | PEX-A Flexible pipe, complete with fittings, valves, controls , joints, flexible connectors, unions, flanges, couplings, sleeves and all the accessories required for system operation, maintenance and occupants comfort. |  | PEX-A Flexible pipe, complete with fittings, valves, controls , joints, flexible connectors, unions, flanges, couplings, sleeves and all the accessories required for system operation, maintenance and occupants comfort. |  |  | 0
FAZ old | 23 | HEATING, VENTILATING AND AIR CONDITIONING | 232113 | HYDRONIC PIPING | ME | Item | 893 | Hot Water Pipes | Black steel pipes and fittings | B | 16 dn | 278 | m | 4 | 1112 | 4 | 1112
FAZ old | 23 | HEATING, VENTILATING AND AIR CONDITIONING | 232113 | HYDRONIC PIPING | ME | Other | 894 | Condensate Drain Pipes | PVC pipes and fittings |  | Condensate Drain Pipes |  |  | 0
FAZ old | 23 | HEATING, VENTILATING AND AIR CONDITIONING | 232113 | HYDRONIC PIPING | ME | Other | 895 | Condensate Drain Pipes | PVC pipes and fittings |  | PVC pipes and fittings |  |  | 0
FAZ old | 23 | HEATING, VENTILATING AND AIR CONDITIONING | 232113 | HYDRONIC PIPING | ME | Item | 896 | Condensate Drain Pipes | PVC pipes and fittings | C | 20 dn | 100 | m | 9 | 900 | 9 | 900
FAZ old | 23 | HEATING, VENTILATING AND AIR CONDITIONING | 232113 | HYDRONIC PIPING | ME | Other | 897 | Valves | Valves |  | Valves |  |  | 0
FAZ old | 23 | HEATING, VENTILATING AND AIR CONDITIONING | 232113 | HYDRONIC PIPING | ME | Item | 898 | Condensate Drain Pipes | PVC pipes and fittings | H | Ball valves | 1 | Item |  |  | 0 | 0
FAZ old | 23 | HEATING, VENTILATING AND AIR CONDITIONING | 232113 | HYDRONIC PIPING | ME | Other | 899 | Hydronic Specialties | Expansion Tanks |  | Hydronic Specialties |  |  | 0
FAZ old | 23 | HEATING, VENTILATING AND AIR CONDITIONING | 232113 | HYDRONIC PIPING | ME | Other | 900 | Hydronic Specialties | Expansion Tanks |  | Expansion Tanks |  |  | 0
FAZ old | 23 | HEATING, VENTILATING AND AIR CONDITIONING | 232113 | HYDRONIC PIPING | ME | Item | 901 | Hydronic Specialties | Expansion Tanks | J | Type ET-01 | 1 | Nr |  |  | 0 | 0
FAZ old | 23 | HEATING, VENTILATING AND AIR CONDITIONING | 232123 | HYDRONIC PUMPS | ME | Other | 902 | 232123 - HYDRONIC PUMPS | 232123 - HYDRONIC PUMPS |  | 232123 - HYDRONIC PUMPS |  |  | 0
FAZ old | 23 | HEATING, VENTILATING AND AIR CONDITIONING | 232123 | HYDRONIC PUMPS | ME | Other | 903 | Centrifugal Flexible-coupled end suction pumps | Centrifugal Flexible-coupled end suction pumps |  | Centrifugal Flexible-coupled end suction pumps |  |  | 0
FAZ old | 23 | HEATING, VENTILATING AND AIR CONDITIONING | 232123 | HYDRONIC PUMPS | ME | Item | 904 | 232123 - HYDRONIC PUMPS | 232123 - HYDRONIC PUMPS | A | HWP-GF-01-1 | 2 | Nr |  | 0 | 0 | 0
FAZ old | 23 | HEATING, VENTILATING AND AIR CONDITIONING | 232123 | HYDRONIC PUMPS | ME | Item | 905 | Centrifugal Flexible-coupled end suction pumps | Centrifugal Flexible-coupled end suction pumps | B | HWP-GF-01-2 | 2 | Nr |  | 0 | 0 | 0
FAZ old | 23 | HEATING, VENTILATING AND AIR CONDITIONING | 232123 | HYDRONIC PUMPS | ME | Item | 906 | 232123 - HYDRONIC PUMPS | 232123 - HYDRONIC PUMPS | C | HWP-GF-01-3 | 2 | Nr |  | 0 | 0 | 0
FAZ old | 23 | HEATING, VENTILATING AND AIR CONDITIONING | 232123 | HYDRONIC PUMPS | ME | Item | 907 | Centrifugal Flexible-coupled end suction pumps | Centrifugal Flexible-coupled end suction pumps | D | Type SHP-RF-01 | 2 | Nr |  | 0 | 0 | 0
FAZ old | 23 | HEATING, VENTILATING AND AIR CONDITIONING | 232123 | HYDRONIC PUMPS | ME | Item | 908 | 232123 - HYDRONIC PUMPS | 232123 - HYDRONIC PUMPS | E | Spare parts as specified for all hydronic pumps | 1 | Item |  |  | 0 | 0
FAZ old | 23 | HEATING, VENTILATING AND AIR CONDITIONING | 232500 | HVAC WATER TREATMENT | ME | Other | 909 | 232500- HVAC WATER TREATMENT | 232500- HVAC WATER TREATMENT |  | 232500- HVAC WATER TREATMENT |  |  | 0
FAZ old | 23 | HEATING, VENTILATING AND AIR CONDITIONING | 232500 | HVAC WATER TREATMENT | ME | Item | 910 | 232123 - HYDRONIC PUMPS | 232123 - HYDRONIC PUMPS | F | Closed-loop chemical feed system for heating water distribution systems | 1 | Item |  |  | 0 | 0
FAZ old | 23 | HEATING, VENTILATING AND AIR CONDITIONING | 232500 | HVAC WATER TREATMENT | ME | Item | 911 | 232500- HVAC WATER TREATMENT | 232500- HVAC WATER TREATMENT | G | Closed-loop chemical feed system for solar hot water distribution systems | 1 | Item |  |  | 0 | 0
FAZ old | 23 | HEATING, VENTILATING AND AIR CONDITIONING | 233113 | METAL DUCTS | ME | Other | 912 | 233113- METAL DUCTS | 233113- METAL DUCTS |  | 233113- METAL DUCTS |  |  | 0
FAZ old | 23 | HEATING, VENTILATING AND AIR CONDITIONING | 233113 | METAL DUCTS | ME | Item | 913 | 232500- HVAC WATER TREATMENT | 232500- HVAC WATER TREATMENT | A | Galvanized steel ductwork | 2400 | Kg | 5 | 12000 | 5 | 12000
FAZ old | 23 | HEATING, VENTILATING AND AIR CONDITIONING | 233113 | METAL DUCTS | ME | Item | 914 | 233113- METAL DUCTS | 233113- METAL DUCTS | J | Carbon steel for range hood exhaust | 402 | Kg |  | 0 | 0 | 0
FAZ old | 23 | HEATING, VENTILATING AND AIR CONDITIONING | 233300 | AIR DUCT ACCESSORIES | ME | Other | 915 | 233300 - AIR DUCT ACCESSORIES | 233300 - AIR DUCT ACCESSORIES |  | 233300 - AIR DUCT ACCESSORIES |  |  | 0
FAZ old | 23 | HEATING, VENTILATING AND AIR CONDITIONING | 233300 | AIR DUCT ACCESSORIES | ME | Item | 916 | 233113- METAL DUCTS | 233113- METAL DUCTS | B | Manual volume dampers | 1 | Item | 562.5 | 562.5 | 562.5 | 562.5
FAZ old | 23 | HEATING, VENTILATING AND AIR CONDITIONING | 233300 | AIR DUCT ACCESSORIES | ME | Item | 917 | 233300 - AIR DUCT ACCESSORIES | 233300 - AIR DUCT ACCESSORIES | C | Fire dampers | 1 | Item | 375 | 375 | 375 | 375
FAZ old | 23 | HEATING, VENTILATING AND AIR CONDITIONING | 233300 | AIR DUCT ACCESSORIES | ME | Item | 918 | 233113- METAL DUCTS | 233113- METAL DUCTS | D | Motorized dampers | 1 | Item | 375 | 375 | 375 | 375
FAZ old | 23 | HEATING, VENTILATING AND AIR CONDITIONING | 233300 | AIR DUCT ACCESSORIES | ME | Other | 919 | Flexible ducts | Flexible ducts |  | Flexible ducts |  |  | 0
FAZ old | 23 | HEATING, VENTILATING AND AIR CONDITIONING | 233300 | AIR DUCT ACCESSORIES | ME | Item | 920 | 233113- METAL DUCTS | 233113- METAL DUCTS | A | 150 dn | 3 | m | 38 | 114 | 38 | 114
FAZ old | 23 | HEATING, VENTILATING AND AIR CONDITIONING | 233423 | POWER VENTILATOR UTILITY SET FANS | ME | Other | 921 | 233423- POWER VENTILATOR UTILITY SET FANS | 233423- POWER VENTILATOR UTILITY SET FANS |  | 233423- POWER VENTILATOR UTILITY SET FANS |  |  | 0
FAZ old | 23 | HEATING, VENTILATING AND AIR CONDITIONING | 233423 | POWER VENTILATOR UTILITY SET FANS | ME | Other | 922 | Centrifugal inline fans | Centrifugal inline fans |  | Centrifugal inline fans |  |  | 0
FAZ old | 23 | HEATING, VENTILATING AND AIR CONDITIONING | 233423 | POWER VENTILATOR UTILITY SET FANS | ME | Item | 923 | 233423- POWER VENTILATOR UTILITY SET FANS | 233423- POWER VENTILATOR UTILITY SET FANS | B | Type EF-GF-01 | 1 | Nr |  | 0 | 0 | 0
FAZ old | 23 | HEATING, VENTILATING AND AIR CONDITIONING | 233423 | POWER VENTILATOR UTILITY SET FANS | ME | Item | 924 | Centrifugal inline fans | Centrifugal inline fans | C | Type EF-RF-01 | 1 | Nr |  | 0 | 0 | 0
FAZ old | 23 | HEATING, VENTILATING AND AIR CONDITIONING | 233423 | POWER VENTILATOR UTILITY SET FANS | ME | Item | 925 | 233423- POWER VENTILATOR UTILITY SET FANS | 233423- POWER VENTILATOR UTILITY SET FANS | D | Type EF-RF-02 | 1 | Nr |  | 0 | 0 | 0
FAZ old | 23 | HEATING, VENTILATING AND AIR CONDITIONING | 233423 | POWER VENTILATOR UTILITY SET FANS | ME | Item | 926 | Centrifugal inline fans | Centrifugal inline fans | E | Type EF-RF-03 | 1 | Nr |  | 0 | 0 | 0
FAZ old | 23 | HEATING, VENTILATING AND AIR CONDITIONING | 233423 | POWER VENTILATOR UTILITY SET FANS | ME | Item | 927 | 233423- POWER VENTILATOR UTILITY SET FANS | 233423- POWER VENTILATOR UTILITY SET FANS | F | Type EF-RF-05 | 1 | Nr |  | 0 | 0 | 0
FAZ old | 23 | HEATING, VENTILATING AND AIR CONDITIONING | 233423 | POWER VENTILATOR UTILITY SET FANS | ME | Item | 928 | Centrifugal inline fans | Centrifugal inline fans | G | Type EF-RF-06 | 1 | Nr |  | 0 | 0 | 0
FAZ old | 23 | HEATING, VENTILATING AND AIR CONDITIONING | 233423 | POWER VENTILATOR UTILITY SET FANS | ME | Item | 929 | 233423- POWER VENTILATOR UTILITY SET FANS | 233423- POWER VENTILATOR UTILITY SET FANS | B | Type EF-RF-07 | 1 | Nr | 1063 | 1063 | 1063 | 1063
FAZ old | 23 | HEATING, VENTILATING AND AIR CONDITIONING | 233423 | POWER VENTILATOR UTILITY SET FANS | ME | Item | 930 | Centrifugal inline fans | Centrifugal inline fans | J | Type EF-RF-08 | 1 | Nr |  | 0 | 0 | 0
FAZ old | 23 | HEATING, VENTILATING AND AIR CONDITIONING | 233423 | POWER VENTILATOR UTILITY SET FANS | ME | Item | 931 | 233423- POWER VENTILATOR UTILITY SET FANS | 233423- POWER VENTILATOR UTILITY SET FANS | K | Type EF-RF-09 | 1 | Nr |  | 0 | 0 | 0
FAZ old | 23 | HEATING, VENTILATING AND AIR CONDITIONING | 233423 | POWER VENTILATOR UTILITY SET FANS | ME | Item | 932 | Centrifugal inline fans | Centrifugal inline fans | L | Type EF-RF-10 | 1 | Nr |  | 0 | 0 | 0
FAZ old | 23 | HEATING, VENTILATING AND AIR CONDITIONING | 233423 | POWER VENTILATOR UTILITY SET FANS | ME | Item | 933 | 233423- POWER VENTILATOR UTILITY SET FANS | 233423- POWER VENTILATOR UTILITY SET FANS | M | Type EF-TR-01 | 1 | Nr |  | 0 | 0 | 0
FAZ old | 23 | HEATING, VENTILATING AND AIR CONDITIONING | 233423 | POWER VENTILATOR UTILITY SET FANS | ME | Item | 934 | Centrifugal inline fans | Centrifugal inline fans | N | Type EF-TR-02 | 1 | Nr |  | 0 | 0 | 0
FAZ old | 23 | HEATING, VENTILATING AND AIR CONDITIONING | 233423 | POWER VENTILATOR UTILITY SET FANS | ME | Other | 935 | Roof Exhaust fans | Roof Exhaust fans |  | Roof Exhaust fans |  |  | 0
FAZ old | 23 | HEATING, VENTILATING AND AIR CONDITIONING | 233423 | POWER VENTILATOR UTILITY SET FANS | ME | Item | 936 | Centrifugal inline fans | Centrifugal inline fans | C | Type EF-FF-01 | 1 | Nr | 138 | 138 | 138 | 138
FAZ old | 23 | HEATING, VENTILATING AND AIR CONDITIONING | 233423 | POWER VENTILATOR UTILITY SET FANS | ME | Item | 937 | Roof Exhaust fans | Roof Exhaust fans | Q | Type EF-FF-02 | 1 | Nr |  | 0 | 0 | 0
FAZ old | 23 | HEATING, VENTILATING AND AIR CONDITIONING | 233423 | POWER VENTILATOR UTILITY SET FANS | ME | Item | 938 | Centrifugal inline fans | Centrifugal inline fans | R | Type EF-RF-04 | 1 | Nr |  | 0 | 0 | 0
FAZ old | 23 | HEATING, VENTILATING AND AIR CONDITIONING | 233423 | POWER VENTILATOR UTILITY SET FANS | ME | Item | 939 | Roof Exhaust fans | Roof Exhaust fans | A | Type EF-TR-01 | 1 | Nr | 1013 | 1013 | 1013 | 1013
FAZ old | 23 | HEATING, VENTILATING AND AIR CONDITIONING | 233423 | POWER VENTILATOR UTILITY SET FANS | ME | Item | 940 | Centrifugal inline fans | Centrifugal inline fans | B | Spare parts as specified on fans | 1 | Item | 375 | 375 | 375 | 375
FAZ old | 23 | HEATING, VENTILATING AND AIR CONDITIONING | 233713 | DIFFUSERS, REGISTERS, AND GRILLES | ME | Other | 941 | 233713 - DIFFUSERS, REGISTERS, AND GRILLES | 233713 - DIFFUSERS, REGISTERS, AND GRILLES |  | 233713 - DIFFUSERS, REGISTERS, AND GRILLES |  |  | 0
FAZ old | 23 | HEATING, VENTILATING AND AIR CONDITIONING | 233713 | DIFFUSERS, REGISTERS, AND GRILLES | ME | Other | 942 | Diffusers | Diffusers |  | Diffusers |  |  | 0
FAZ old | 23 | HEATING, VENTILATING AND AIR CONDITIONING | 233713 | DIFFUSERS, REGISTERS, AND GRILLES | ME | Other | 943 | Diffusers | Supply diffusers 600x600 |  | Supply diffusers 600x600 |  |  | 0
FAZ old | 23 | HEATING, VENTILATING AND AIR CONDITIONING | 233713 | DIFFUSERS, REGISTERS, AND GRILLES | ME | Item | 944 | Diffusers | Supply diffusers 600x600 | C | 150 dn | 11 | Nr | 100 | 1100 | 100 | 1100
FAZ old | 23 | HEATING, VENTILATING AND AIR CONDITIONING | 233713 | DIFFUSERS, REGISTERS, AND GRILLES | ME | Item | 945 | Diffusers | Supply diffusers 600x600 | D | 200 dn | 3 | Nr | 107 | 321 | 107 | 321
FAZ old | 23 | HEATING, VENTILATING AND AIR CONDITIONING | 233713 | DIFFUSERS, REGISTERS, AND GRILLES | ME | Item | 946 | Diffusers | Supply diffusers 600x600 | E | 250 dn | 1 | Nr | 138 | 138 | 138 | 138
FAZ old | 23 | HEATING, VENTILATING AND AIR CONDITIONING | 233713 | DIFFUSERS, REGISTERS, AND GRILLES | ME | Item | 947 | Diffusers | Supply diffusers 600x600 | F | 300 dn | 7 | Nr |  | 0 | 0 | 0
FAZ old | 23 | HEATING, VENTILATING AND AIR CONDITIONING | 233713 | DIFFUSERS, REGISTERS, AND GRILLES | ME | Item | 948 | Diffusers | Supply diffusers 600x600 | G | 350 dn | 5 | Nr |  | 0 | 0 | 0
FAZ old | 23 | HEATING, VENTILATING AND AIR CONDITIONING | 233713 | DIFFUSERS, REGISTERS, AND GRILLES | ME | Item | 949 | Diffusers | Supply diffusers 600x600 | F | 400 dn | 2 | Nr | 188 | 376 | 188 | 376
FAZ old | 23 | HEATING, VENTILATING AND AIR CONDITIONING | 233713 | DIFFUSERS, REGISTERS, AND GRILLES | ME | Other | 950 | Diffusers | Return diffusers 600x600 |  | Return diffusers 600x600 |  |  | 0
FAZ old | 23 | HEATING, VENTILATING AND AIR CONDITIONING | 233713 | DIFFUSERS, REGISTERS, AND GRILLES | ME | Item | 951 | Diffusers | Return diffusers 600x600 | G | 150 dn | 2 | Nr | 100 | 200 | 100 | 200
FAZ old | 23 | HEATING, VENTILATING AND AIR CONDITIONING | 233713 | DIFFUSERS, REGISTERS, AND GRILLES | ME | Item | 952 | Diffusers | Return diffusers 600x600 | H | 250 dn | 4 | Nr | 107 | 428 | 107 | 428
FAZ old | 23 | HEATING, VENTILATING AND AIR CONDITIONING | 233713 | DIFFUSERS, REGISTERS, AND GRILLES | ME | Item | 953 | Diffusers | Return diffusers 600x600 | L | 300 dn | 10 | Nr |  |  | 0 | 0
FAZ old | 23 | HEATING, VENTILATING AND AIR CONDITIONING | 233713 | DIFFUSERS, REGISTERS, AND GRILLES | ME | Item | 954 | Diffusers | Return diffusers 600x600 | M | 350 dn | 1 | Nr |  |  | 0 | 0
FAZ old | 23 | HEATING, VENTILATING AND AIR CONDITIONING | 233713 | DIFFUSERS, REGISTERS, AND GRILLES | ME | Item | 955 | Diffusers | Return diffusers 600x600 | J | 400 dn | 1 | Nr | 188 | 188 | 188 | 188
FAZ old | 23 | HEATING, VENTILATING AND AIR CONDITIONING | 233713 | DIFFUSERS, REGISTERS, AND GRILLES | ME | Other | 956 | Diffusers | Exhaust diffusers 600x600 |  | Exhaust diffusers 600x600 |  |  | 0
FAZ old | 23 | HEATING, VENTILATING AND AIR CONDITIONING | 233713 | DIFFUSERS, REGISTERS, AND GRILLES | ME | Item | 957 | Diffusers | Exhaust diffusers 600x600 | P | 150 dn | 9 | Nr |  | 0 | 0 | 0
FAZ old | 23 | HEATING, VENTILATING AND AIR CONDITIONING | 233713 | DIFFUSERS, REGISTERS, AND GRILLES | ME | Item | 958 | Diffusers | Exhaust diffusers 600x600 | Q | 250 dn | 6 | Nr |  | 0 | 0 | 0
FAZ old | 23 | HEATING, VENTILATING AND AIR CONDITIONING | 233713 | DIFFUSERS, REGISTERS, AND GRILLES | ME | Item | 959 | Diffusers | Exhaust diffusers 600x600 | A | 350 dn | 3 | Nr |  | 0 | 0 | 0
FAZ old | 23 | HEATING, VENTILATING AND AIR CONDITIONING | 233713 | DIFFUSERS, REGISTERS, AND GRILLES | ME | Item | 960 | Diffusers | Exhaust diffusers 600x600 | B | 400 dn | 1 | Nr |  | 0 | 0 | 0
FAZ old | 23 | HEATING, VENTILATING AND AIR CONDITIONING | 233713 | DIFFUSERS, REGISTERS, AND GRILLES | ME | Other | 961 | Registers | Registers |  | Registers |  |  | 0
FAZ old | 23 | HEATING, VENTILATING AND AIR CONDITIONING | 233713 | DIFFUSERS, REGISTERS, AND GRILLES | ME | Other | 962 | Registers | Supply registers |  | Supply registers |  |  | 0
FAZ old | 23 | HEATING, VENTILATING AND AIR CONDITIONING | 233713 | DIFFUSERS, REGISTERS, AND GRILLES | ME | Item | 963 | Registers | Supply registers | A | 350 x 200 | 6 | Nr | 44 | 264 | 44 | 264
FAZ old | 23 | HEATING, VENTILATING AND AIR CONDITIONING | 233713 | DIFFUSERS, REGISTERS, AND GRILLES | ME | Item | 964 | Registers | Supply registers | D | 400 x 250 | 2 | Nr |  | 0 | 0 | 0
FAZ old | 23 | HEATING, VENTILATING AND AIR CONDITIONING | 233713 | DIFFUSERS, REGISTERS, AND GRILLES | ME | Item | 965 | Registers | Supply registers | E | 900 x 900 | 1 | Nr |  | 0 | 0 | 0
FAZ old | 23 | HEATING, VENTILATING AND AIR CONDITIONING | 233713 | DIFFUSERS, REGISTERS, AND GRILLES | ME | Item | 966 | Registers | Supply registers | B | 600 x 350 | 2 | Nr | 63 | 126 | 63 | 126
FAZ old | 23 | HEATING, VENTILATING AND AIR CONDITIONING | 233713 | DIFFUSERS, REGISTERS, AND GRILLES | ME | Item | 967 | Registers | Supply registers | C | 450 x 300 | 4 | Nr |  | 0 | 0 | 0
FAZ old | 23 | HEATING, VENTILATING AND AIR CONDITIONING | 233713 | DIFFUSERS, REGISTERS, AND GRILLES | ME | Item | 968 | Registers | Supply registers | H | 600 x 300 | 1 | Nr |  | 0 | 0 | 0
FAZ old | 23 | HEATING, VENTILATING AND AIR CONDITIONING | 233713 | DIFFUSERS, REGISTERS, AND GRILLES | ME | Other | 969 | Registers | Return air registers |  | Return air registers |  |  | 0
FAZ old | 23 | HEATING, VENTILATING AND AIR CONDITIONING | 233713 | DIFFUSERS, REGISTERS, AND GRILLES | ME | Item | 970 | Registers | Return air registers | C | 350 x 200 | 6 | Nr | 44 | 264 | 44 | 264
FAZ old | 23 | HEATING, VENTILATING AND AIR CONDITIONING | 233713 | DIFFUSERS, REGISTERS, AND GRILLES | ME | Item | 971 | Registers | Return air registers | K | 400 x 250 | 2 | Nr |  | 0 | 0 | 0
FAZ old | 23 | HEATING, VENTILATING AND AIR CONDITIONING | 233713 | DIFFUSERS, REGISTERS, AND GRILLES | ME | Item | 972 | Registers | Return air registers | L | 150 x 150 | 1 | Nr |  | 0 | 0 | 0
FAZ old | 23 | HEATING, VENTILATING AND AIR CONDITIONING | 233713 | DIFFUSERS, REGISTERS, AND GRILLES | ME | Item | 973 | Registers | Return air registers | M | 900 x 900 | 1 | Nr |  | 0 | 0 | 0
FAZ old | 23 | HEATING, VENTILATING AND AIR CONDITIONING | 233713 | DIFFUSERS, REGISTERS, AND GRILLES | ME | Item | 974 | Registers | Return air registers | D | 600 x 350 | 2 | Nr | 94 | 188 | 94 | 188
FAZ old | 23 | HEATING, VENTILATING AND AIR CONDITIONING | 233713 | DIFFUSERS, REGISTERS, AND GRILLES | ME | Item | 975 | Registers | Return air registers | p | 450 x 300 | 4 | Nr |  |  | 0 | 0
FAZ old | 23 | HEATING, VENTILATING AND AIR CONDITIONING | 233713 | DIFFUSERS, REGISTERS, AND GRILLES | ME | Item | 976 | Registers | Return air registers | Q | 600 x 300 | 1 | Nr |  | 0 | 0 | 0
FAZ old | 23 | HEATING, VENTILATING AND AIR CONDITIONING | 233713 | DIFFUSERS, REGISTERS, AND GRILLES | ME | Other | 977 | Registers | Exhaust air registers |  | Exhaust air registers |  |  | 0
FAZ old | 23 | HEATING, VENTILATING AND AIR CONDITIONING | 233713 | DIFFUSERS, REGISTERS, AND GRILLES | ME | Item | 978 | Registers | Exhaust air registers | A | 150 x 150 | 12 | Nr | 32 | 384 | 32 | 384
FAZ old | 23 | HEATING, VENTILATING AND AIR CONDITIONING | 233713 | DIFFUSERS, REGISTERS, AND GRILLES | ME | Item | 979 | Registers | Exhaust air registers | B | 300 x 200 | 1 | Nr |  | 0 | 0 | 0
FAZ old | 23 | HEATING, VENTILATING AND AIR CONDITIONING | 233713 | DIFFUSERS, REGISTERS, AND GRILLES | ME | Item | 980 | Registers | Exhaust air registers | B | 200 x 200 | 1 | Nr | 32 | 32 | 32 | 32
FAZ old | 23 | HEATING, VENTILATING AND AIR CONDITIONING | 233713 | DIFFUSERS, REGISTERS, AND GRILLES | ME | Other | 981 | Grilles | Grilles |  | Grilles |  |  | 0
FAZ old | 23 | HEATING, VENTILATING AND AIR CONDITIONING | 233713 | DIFFUSERS, REGISTERS, AND GRILLES | ME | Other | 982 | Grilles | Door grilles |  | Door grilles |  |  | 0
FAZ old | 23 | HEATING, VENTILATING AND AIR CONDITIONING | 233713 | DIFFUSERS, REGISTERS, AND GRILLES | ME | Item | 983 | Grilles | Door grilles | C | 200 x 100 | 12 | Nr | 25 | 300 | 25 | 300
FAZ old | 23 | HEATING, VENTILATING AND AIR CONDITIONING | 233713 | DIFFUSERS, REGISTERS, AND GRILLES | ME | Item | 984 | Grilles | Door grilles | E | 300 x 250 | 1 | Nr |  | 0 | 0 | 0
FAZ old | 23 | HEATING, VENTILATING AND AIR CONDITIONING | 233713 | DIFFUSERS, REGISTERS, AND GRILLES | ME | Item | 985 | Grilles | Door grilles | F | 350 x 150 | 2 | Nr |  | 0 | 0 | 0
FAZ old | 23 | HEATING, VENTILATING AND AIR CONDITIONING | 235100 | BREECHINGS, CHIMNEYS, AND STACKS | ME | Other | 986 | 235100 - BREECHINGS, CHIMNEYS, AND STACKS | 235100 - BREECHINGS, CHIMNEYS, AND STACKS |  | 235100 - BREECHINGS, CHIMNEYS, AND STACKS |  |  | 0
FAZ old | 23 | HEATING, VENTILATING AND AIR CONDITIONING | 235100 | BREECHINGS, CHIMNEYS, AND STACKS | ME | Other | 987 | Boiler breeching ductwork | Boiler breeching ductwork |  | Boiler breeching ductwork |  |  | 0
FAZ old | 23 | HEATING, VENTILATING AND AIR CONDITIONING | 235100 | BREECHINGS, CHIMNEYS, AND STACKS | ME | Item | 988 | 235100 - BREECHINGS, CHIMNEYS, AND STACKS | 235100 - BREECHINGS, CHIMNEYS, AND STACKS | G | 600 dn | 13 | m |  | 0 | 0 | 0
FAZ old | 23 | HEATING, VENTILATING AND AIR CONDITIONING | 235223 | CAST IRON BOILERS | ME | Other | 989 | 235223 - CAST IRON BOILERS | 235223 - CAST IRON BOILERS |  | 235223 - CAST IRON BOILERS |  |  | 0
FAZ old | 23 | HEATING, VENTILATING AND AIR CONDITIONING | 235223 | CAST IRON BOILERS | ME | Other | 990 | Hot-water boilers | Hot-water boilers |  | Hot-water boilers |  |  | 0
FAZ old | 23 | HEATING, VENTILATING AND AIR CONDITIONING | 235223 | CAST IRON BOILERS | ME | Item | 991 | 235223 - CAST IRON BOILERS | 235223 - CAST IRON BOILERS | H | Type B-GF-01 & 02 | 2 | Nr |  | 0 | 0 | 0
FAZ old | 23 | HEATING, VENTILATING AND AIR CONDITIONING | 235223 | CAST IRON BOILERS | ME | Item | 992 | Hot-water boilers | Hot-water boilers | J | Spare parts as specified for and hot water boilers | 1 | Item |  |  | 0 | 0
FAZ old | 23 | HEATING, VENTILATING AND AIR CONDITIONING | 237320 | VARIABLE REFRIGERANT VOLUME AIR CONDITIONNING UNITS | ME | Other | 993 | 237320 - VARIABLE REFRIGERANT VOLUME AIR CONDITIONNING UNITS | 237320 - VARIABLE REFRIGERANT VOLUME AIR CONDITIONNING UNITS |  | 237320 - VARIABLE REFRIGERANT VOLUME AIR CONDITIONNING UNITS |  |  | 0
FAZ old | 23 | HEATING, VENTILATING AND AIR CONDITIONING | 237320 | VARIABLE REFRIGERANT VOLUME AIR CONDITIONNING UNITS | ME | Other | 994 | Indoor Units | Indoor Units |  | Indoor Units |  |  | 0
FAZ old | 23 | HEATING, VENTILATING AND AIR CONDITIONING | 237320 | VARIABLE REFRIGERANT VOLUME AIR CONDITIONNING UNITS | ME | Item | 995 | 237320 - VARIABLE REFRIGERANT VOLUME AIR CONDITIONNING UNITS | 237320 - VARIABLE REFRIGERANT VOLUME AIR CONDITIONNING UNITS | A | Type VRAC-01 | 3 | Nr | 375 | 1125 | 375 | 1125
FAZ old | 23 | HEATING, VENTILATING AND AIR CONDITIONING | 237320 | VARIABLE REFRIGERANT VOLUME AIR CONDITIONNING UNITS | ME | Item | 996 | Indoor Units | Indoor Units | B | Type VRAC-02 | 2 | Nr | 375 | 750 | 375 | 750
FAZ old | 23 | HEATING, VENTILATING AND AIR CONDITIONING | 237320 | VARIABLE REFRIGERANT VOLUME AIR CONDITIONNING UNITS | ME | Item | 997 | 237320 - VARIABLE REFRIGERANT VOLUME AIR CONDITIONNING UNITS | 237320 - VARIABLE REFRIGERANT VOLUME AIR CONDITIONNING UNITS | C | Type VRAC-03 | 6 | Nr | 500 | 3000 | 500 | 3000
FAZ old | 23 | HEATING, VENTILATING AND AIR CONDITIONING | 237320 | VARIABLE REFRIGERANT VOLUME AIR CONDITIONNING UNITS | ME | Item | 998 | Indoor Units | Indoor Units | D | Type VRAC-04 | 2 | Nr |  | 0 | 0 | 0
FAZ old | 23 | HEATING, VENTILATING AND AIR CONDITIONING | 237320 | VARIABLE REFRIGERANT VOLUME AIR CONDITIONNING UNITS | ME | Item | 999 | 237320 - VARIABLE REFRIGERANT VOLUME AIR CONDITIONNING UNITS | 237320 - VARIABLE REFRIGERANT VOLUME AIR CONDITIONNING UNITS | D | Type VRAC-05 | 1 | Nr | 600 | 600 | 600 | 600
FAZ old | 23 | HEATING, VENTILATING AND AIR CONDITIONING | 237320 | VARIABLE REFRIGERANT VOLUME AIR CONDITIONNING UNITS | ME | Item | 1000 | Indoor Units | Indoor Units | F | Type VRAC-06 | 2 | Nr |  | 0 | 0 | 0
FAZ old | 23 | HEATING, VENTILATING AND AIR CONDITIONING | 237320 | VARIABLE REFRIGERANT VOLUME AIR CONDITIONNING UNITS | ME | Item | 1001 | 237320 - VARIABLE REFRIGERANT VOLUME AIR CONDITIONNING UNITS | 237320 - VARIABLE REFRIGERANT VOLUME AIR CONDITIONNING UNITS | G | Type VRAC-07 | 1 | Nr |  | 0 | 0 | 0
FAZ old | 23 | HEATING, VENTILATING AND AIR CONDITIONING | 237320 | VARIABLE REFRIGERANT VOLUME AIR CONDITIONNING UNITS | ME | Item | 1002 | Indoor Units | Indoor Units | E | Type VRAC-08 | 3 | Nr | 1000 | 3000 | 1000 | 3000
FAZ old | 23 | HEATING, VENTILATING AND AIR CONDITIONING | 237320 | VARIABLE REFRIGERANT VOLUME AIR CONDITIONNING UNITS | ME | Other | 1003 | Outdoor Units | Outdoor Units |  | Outdoor Units |  |  | 0
FAZ old | 23 | HEATING, VENTILATING AND AIR CONDITIONING | 237320 | VARIABLE REFRIGERANT VOLUME AIR CONDITIONNING UNITS | ME | Item | 1004 | Indoor Units | Indoor Units | J | Type VRCU-01 | 1 | Nr |  | 0 | 0 | 0
FAZ old | 23 | HEATING, VENTILATING AND AIR CONDITIONING | 237320 | VARIABLE REFRIGERANT VOLUME AIR CONDITIONNING UNITS | ME | Item | 1005 | Outdoor Units | Outdoor Units | K | Type VRCU-02 | 1 | Nr | 16000 | 16000 | 16000 | 16000
FAZ old | 23 | HEATING, VENTILATING AND AIR CONDITIONING | 237320 | VARIABLE REFRIGERANT VOLUME AIR CONDITIONNING UNITS | ME | Item | 1006 | Indoor Units | Indoor Units | L | Type VRCU-03 | 1 | Nr |  | 0 | 0 | 0
FAZ old | 23 | HEATING, VENTILATING AND AIR CONDITIONING | 237320 | VARIABLE REFRIGERANT VOLUME AIR CONDITIONNING UNITS | ME | Item | 1007 | Outdoor Units | Outdoor Units | F | Refrigerant Piping, complete with all Insulation, Valves and Fittings. | 1 | Item | 11250 | 11250 | 11250 | 11250
FAZ old | 23 | HEATING, VENTILATING AND AIR CONDITIONING | 237413 | PACKAGED, OUTDOOR, CENTRAL STATION AIR-HANDLING UNITS | ME | Other | 1008 | 237413 - PACKAGED, OUTDOOR, CENTRAL STATION AIR-HANDLING UNITS | 237413 - PACKAGED, OUTDOOR, CENTRAL STATION AIR-HANDLING UNITS |  | 237413 - PACKAGED, OUTDOOR, CENTRAL STATION AIR-HANDLING UNITS |  |  | 0
FAZ old | 23 | HEATING, VENTILATING AND AIR CONDITIONING | 237413 | PACKAGED, OUTDOOR, CENTRAL STATION AIR-HANDLING UNITS | ME | Item | 1009 | Outdoor Units | Outdoor Units | A | Type RTU-FF-01 | 1 | Nr |  | 0 | 0 | 0
FAZ old | 23 | HEATING, VENTILATING AND AIR CONDITIONING | 237413 | PACKAGED, OUTDOOR, CENTRAL STATION AIR-HANDLING UNITS | ME | Item | 1010 | 237413 - PACKAGED, OUTDOOR, CENTRAL STATION AIR-HANDLING UNITS | 237413 - PACKAGED, OUTDOOR, CENTRAL STATION AIR-HANDLING UNITS | B | Type RTU-RF-01 | 1 | Nr |  | 0 | 0 | 0
FAZ old | 23 | HEATING, VENTILATING AND AIR CONDITIONING | 237413 | PACKAGED, OUTDOOR, CENTRAL STATION AIR-HANDLING UNITS | ME | Item | 1011 | Outdoor Units | Outdoor Units | C | Type RTU-RF-02 | 1 | Nr |  | 0 | 0 | 0
FAZ old | 23 | HEATING, VENTILATING AND AIR CONDITIONING | 237413 | PACKAGED, OUTDOOR, CENTRAL STATION AIR-HANDLING UNITS | ME | Item | 1012 | 237413 - PACKAGED, OUTDOOR, CENTRAL STATION AIR-HANDLING UNITS | 237413 - PACKAGED, OUTDOOR, CENTRAL STATION AIR-HANDLING UNITS | D | Type RTU-RF-03 | 1 | Nr |  | 0 | 0 | 0
FAZ old | 23 | HEATING, VENTILATING AND AIR CONDITIONING | 237413 | PACKAGED, OUTDOOR, CENTRAL STATION AIR-HANDLING UNITS | ME | Item | 1013 | Outdoor Units | Outdoor Units | E | Spare parts as specified for air handling units | 1 | Item |  |  | 0 | 0
FAZ old | 23 | HEATING, VENTILATING AND AIR CONDITIONING | 238126 | Split System Air Conditionners | ME | Other | 1014 | 238126 - Split System Air Conditionners | 238126 - Split System Air Conditionners |  | 238126 - Split System Air Conditionners |  |  | 0
FAZ old | 23 | HEATING, VENTILATING AND AIR CONDITIONING | 238126 | Split System Air Conditionners | ME | Item | 1015 | Outdoor Units | Outdoor Units | A | Type SRAC-GF-01/ SRCU-GF-01 | 3 | Nr | 1063 | 3189 | 1063 | 3189
FAZ old | 23 | HEATING, VENTILATING AND AIR CONDITIONING | 238126 | Split System Air Conditionners | ME | Item | 1016 | 238126 - Split System Air Conditionners | 238126 - Split System Air Conditionners | G | Type SRAC-RF-02/ SRCU-RF-02 | 1 | Nr |  | 0 | 0 | 0
FAZ old | 23 | HEATING, VENTILATING AND AIR CONDITIONING | 238126 | Split System Air Conditionners | ME | Item | 1017 | Outdoor Units | Outdoor Units | H | Type SRAC-RF-03/ SRCU-RF-03 | 1 | Nr |  | 0 | 0 | 0
FAZ old | 23 | HEATING, VENTILATING AND AIR CONDITIONING | 238233 | CONVECTORS | ME | Other | 1018 | 238233 - CONVECTORS | 238233 - CONVECTORS |  | 238233 - CONVECTORS |  |  | 0
FAZ old | 23 | HEATING, VENTILATING AND AIR CONDITIONING | 238233 | CONVECTORS | ME | Other | 1019 | Radiators | Room Radiators: |  | Radiators |  |  | 0
FAZ old | 23 | HEATING, VENTILATING AND AIR CONDITIONING | 238233 | CONVECTORS | ME | Other | 1020 | Radiators | Room Radiators: |  | Room Radiators: |  |  | 0
FAZ old | 23 | HEATING, VENTILATING AND AIR CONDITIONING | 238233 | CONVECTORS | ME | Item | 1021 | Radiators | Room Radiators: | J | Type R4-750 | 4 | Nr |  | 0 | 0 | 0
FAZ old | 23 | HEATING, VENTILATING AND AIR CONDITIONING | 238233 | CONVECTORS | ME | Item | 1022 | Radiators | Room Radiators: | K | Type R5-750 | 13 | Nr |  | 0 | 0 | 0
FAZ old | 23 | HEATING, VENTILATING AND AIR CONDITIONING | 238233 | CONVECTORS | ME | Item | 1023 | Radiators | Room Radiators: | L | Type R6-750 | 6 | Nr |  | 0 | 0 | 0
FAZ old | 23 | HEATING, VENTILATING AND AIR CONDITIONING | 238233 | CONVECTORS | ME | Item | 1024 | Radiators | Room Radiators: | M | Type R9-750 | 1 | Nr |  | 0 | 0 | 0
FAZ old | 23 | HEATING, VENTILATING AND AIR CONDITIONING | 238233 | CONVECTORS | ME | Item | 1025 | Radiators | Room Radiators: | N | Type R10-750 | 3 | Nr |  | 0 | 0 | 0
FAZ old | 23 | HEATING, VENTILATING AND AIR CONDITIONING | 238233 | CONVECTORS | ME | Item | 1026 | Radiators | Room Radiators: | P | Type R11-750 | 9 | Nr |  | 0 | 0 | 0
FAZ old | 23 | HEATING, VENTILATING AND AIR CONDITIONING | 238233 | CONVECTORS | ME | Item | 1027 | Radiators | Room Radiators: | A | Type R12-750 | 9 | Nr |  | 0 | 0 | 0
FAZ old | 23 | HEATING, VENTILATING AND AIR CONDITIONING | 238233 | CONVECTORS | ME | Item | 1028 | Radiators | Room Radiators: | B | Type R13-750 | 10 | Nr |  | 0 | 0 | 0
FAZ old | 23 | HEATING, VENTILATING AND AIR CONDITIONING | 238233 | CONVECTORS | ME | Item | 1029 | Radiators | Room Radiators: | C | Type R14-750 | 7 | Nr |  | 0 | 0 | 0
FAZ old | 23 | HEATING, VENTILATING AND AIR CONDITIONING | 238233 | CONVECTORS | ME | Item | 1030 | Radiators | Room Radiators: | D | Type R15-750 | 4 | Nr |  | 0 | 0 | 0
FAZ old | 23 | HEATING, VENTILATING AND AIR CONDITIONING | 238233 | CONVECTORS | ME | Item | 1031 | Radiators | Room Radiators: | E | Type R16-750 | 1 | Nr |  | 0 | 0 | 0
FAZ old | 23 | HEATING, VENTILATING AND AIR CONDITIONING | 238233 | CONVECTORS | ME | Other | 1032 | Water Cabinets | Steel cabinet only |  | Water Cabinets |  |  | 0
FAZ old | 23 | HEATING, VENTILATING AND AIR CONDITIONING | 238233 | CONVECTORS | ME | Other | 1033 | Water Cabinets | Steel cabinet only |  | Steel cabinet only |  |  | 0
FAZ old | 23 | HEATING, VENTILATING AND AIR CONDITIONING | 238233 | CONVECTORS | ME | Other | 1034 | includes two manifolds, one supply and one return, with all necessary accessories, valves, & fittings required for system operation and maintenance | includes two manifolds, one supply and one return, with all necessary accessories, valves, & fittings required for system operation and maintenance |  | includes two manifolds, one supply and one return, with all necessary accessories, valves, & fittings required for system operation and maintenance |  |  | 0
FAZ old | 23 | HEATING, VENTILATING AND AIR CONDITIONING | 238233 | CONVECTORS | ME | Other | 1035 | Manifold (number of inlets & outlets as shown on drawings) | Manifold (number of inlets & outlets as shown on drawings) |  | Manifold (number of inlets & outlets as shown on drawings)
FAZ old | 23 | HEATING, VENTILATING AND AIR CONDITIONING | 238233 | CONVECTORS | ME | Item | 1036 | Water Cabinets | Steel cabinet only | A | WHC-GF-01 | 1 | Nr | 80 | 80 | 80 | 80
FAZ old | 23 | HEATING, VENTILATING AND AIR CONDITIONING | 238233 | CONVECTORS | ME | Item | 1037 | Water Cabinets | Steel cabinet only | B | WHC-FF-01 | 1 | Nr | 80 | 80 | 80 | 80
FAZ old | 23 | HEATING, VENTILATING AND AIR CONDITIONING | 238233 | CONVECTORS | ME | Item | 1038 | Water Cabinets | Steel cabinet only | C | WHC-FF-02 | 1 | Nr | 80 | 80 | 80 | 80
FAZ old | 23 | HEATING, VENTILATING AND AIR CONDITIONING | 238233 | CONVECTORS | ME | Item | 1039 | Water Cabinets | Steel cabinet only | D | WHC-FF-03 | 1 | Nr | 80 | 80 | 80 | 80
FAZ old | 23 | HEATING, VENTILATING AND AIR CONDITIONING | 238233 | CONVECTORS | ME | Item | 1040 | Water Cabinets | Steel cabinet only | E | WHC-SF-01 | 1 | Nr | 80 | 80 | 80 | 80
FAZ old | 23 | HEATING, VENTILATING AND AIR CONDITIONING | 238233 | CONVECTORS | ME | Item | 1041 | Water Cabinets | Steel cabinet only | F | WHC-SF-02 | 1 | Nr | 80 | 80 | 80 | 80
FAZ old | 23 | HEATING, VENTILATING AND AIR CONDITIONING | 238233 | CONVECTORS | ME | Item | 1042 | Water Cabinets | Steel cabinet only | G | WHC-SF-03 | 1 | Nr | 80 | 80 | 80 | 80
FAZ old | 23 | HEATING, VENTILATING AND AIR CONDITIONING | 239000 | SOLAR HEATING SYSTEM | ME | Other | 1043 | 239000 - SOLAR HEATING SYSTEM | 239000 - SOLAR HEATING SYSTEM |  | 239000 - SOLAR HEATING SYSTEM
FAZ old | 23 | HEATING, VENTILATING AND AIR CONDITIONING | 239000 | SOLAR HEATING SYSTEM | ME | Other | 1044 | Solar Collectors | Solar Collectors |  | Solar Collectors
FAZ old | 23 | HEATING, VENTILATING AND AIR CONDITIONING | 239000 | SOLAR HEATING SYSTEM | ME | Other | 1045 | Type SC-01 | Type SC-01 |  | Type SC-01
FAZ old | 23 | HEATING, VENTILATING AND AIR CONDITIONING | 239000 | SOLAR HEATING SYSTEM | ME | Item | 1046 | Solar Collectors | Solar Collectors | A | Hot Water Piping, complete with all Insulation, Valves and Fittings. | 1 | Item |  |  | 0 | 0
FAZ old | 23 | HEATING, VENTILATING AND AIR CONDITIONING | 239000 | SOLAR HEATING SYSTEM | ME | Other | 1047 | Type SC-01 | Type SC-01 | BILL NO. 23 - HEATING, VENTILATING AND AIR CONDITIONING
FAZ old | 23 | HEATING, VENTILATING AND AIR CONDITIONING | To Summary | To Summary |  | Bill Sum | 1048 | Solar Collectors | Solar Collectors | To Summary |  |  |  | J.D | 78217.5
FAZ old | 26 | ELECTRICAL | 260519 | CONDUCTORS AND CABLES | EL | Other | 1049 | Type SC-01 | Type SC-01 | BILL NO. 26
FAZ old | 26 | ELECTRICAL | 260519 | CONDUCTORS AND CABLES | EL | Other | 1050 | Solar Collectors | Solar Collectors | ELECTRICAL
FAZ old | 26 | ELECTRICAL | 260519 | CONDUCTORS AND CABLES | EL | Other | 1051 | Type SC-01 | Type SC-01 | Item | Description | Qty | Unit | Rate | Amount
FAZ old | 26 | ELECTRICAL | 260519 | CONDUCTORS AND CABLES | EL | Other | 1052 | Solar Collectors | Solar Collectors | [5 empty] | J.D
FAZ old | 26 | ELECTRICAL | 260519 | CONDUCTORS AND CABLES | EL | Other | 1053 | General | General |  | General
FAZ old | 26 | ELECTRICAL | 260519 | CONDUCTORS AND CABLES | EL | Item | 1054 | Solar Collectors | Solar Collectors | A | Coordination with local power authorities for the substitution of the existing outdoor MV transformer to an outdoor 630kVA MV transformer, including substitution of all the relevants (switchgear, earthing, accessories , outgoings LV-S panel, etc.) as per single line diagram. Payment shall include all fees of corrdination, subscription and any other fees to local power authorities to ensure that power is available to site. | 1 | Item | 3125 | 3125 | 3125 | 3125
FAZ old | 26 | ELECTRICAL | 260519 | CONDUCTORS AND CABLES | EL | Other | 1055 | 260519 - CONDUCTORS AND CABLES | 260519 - CONDUCTORS AND CABLES |  | 260519 - CONDUCTORS AND CABLES |  |  | 0
FAZ old | 26 | ELECTRICAL | 260519 | CONDUCTORS AND CABLES | EL | Other | 1056 | Single core, copper conductor, PVC insulated, (grounding cables), unarmoured; 0.6/1 kV | Single core, copper conductor, PVC insulated, (grounding cables), unarmoured; 0.6/1 kV |  | Single core, copper conductor, PVC insulated, (grounding cables), unarmoured; 0.6/1 kV |  |  | 0
FAZ old | 26 | ELECTRICAL | 260519 | CONDUCTORS AND CABLES | EL | Item | 1057 | 260519 - CONDUCTORS AND CABLES | 260519 - CONDUCTORS AND CABLES | B | 6 mm2 | 15 | m | 3 | 45 | 3 | 45
FAZ old | 26 | ELECTRICAL | 260519 | CONDUCTORS AND CABLES | EL | Item | 1058 | Single core, copper conductor, PVC insulated, (grounding cables), unarmoured; 0.6/1 kV | Single core, copper conductor, PVC insulated, (grounding cables), unarmoured; 0.6/1 kV | C | 10 mm2 | 200 | m | 4 | 800 | 4 | 800
FAZ old | 26 | ELECTRICAL | 260519 | CONDUCTORS AND CABLES | EL | Item | 1059 | 260519 - CONDUCTORS AND CABLES | 260519 - CONDUCTORS AND CABLES | D | 16 mm2 | 200 | m | 5 | 1000 | 5 | 1000
FAZ old | 26 | ELECTRICAL | 260519 | CONDUCTORS AND CABLES | EL | Item | 1060 | Single core, copper conductor, PVC insulated, (grounding cables), unarmoured; 0.6/1 kV | Single core, copper conductor, PVC insulated, (grounding cables), unarmoured; 0.6/1 kV | E | 25 mm2 | 100 | m | 7 | 700 | 7 | 700
FAZ old | 26 | ELECTRICAL | 260519 | CONDUCTORS AND CABLES | EL | Item | 1061 | 260519 - CONDUCTORS AND CABLES | 260519 - CONDUCTORS AND CABLES | F | 35 mm2 | 30 | m | 8 | 240 | 8 | 240
FAZ old | 26 | ELECTRICAL | 260519 | CONDUCTORS AND CABLES | EL | Item | 1062 | Single core, copper conductor, PVC insulated, (grounding cables), unarmoured; 0.6/1 kV | Single core, copper conductor, PVC insulated, (grounding cables), unarmoured; 0.6/1 kV | G | 70 mm2 | 120 | m | 9 | 1080 | 9 | 1080
FAZ old | 26 | ELECTRICAL | 260519 | CONDUCTORS AND CABLES | EL | Item | 1063 | 260519 - CONDUCTORS AND CABLES | 260519 - CONDUCTORS AND CABLES | H | 120 mm2 | 100 | m | 15 | 1500 | 15 | 1500
FAZ old | 26 | ELECTRICAL | 260519 | CONDUCTORS AND CABLES | EL | Item | 1064 | Single core, copper conductor, PVC insulated, (grounding cables), unarmoured; 0.6/1 kV | Single core, copper conductor, PVC insulated, (grounding cables), unarmoured; 0.6/1 kV | J | 150 mm2 | 115 | m | 18 | 2070 | 18 | 2070
FAZ old | 26 | ELECTRICAL | 260519 | CONDUCTORS AND CABLES | EL | Item | 1065 | 260519 - CONDUCTORS AND CABLES | 260519 - CONDUCTORS AND CABLES | K | 240 mm2 | 65 | m | 28 | 1820 | 28 | 1820
FAZ old | 26 | ELECTRICAL | 260519 | CONDUCTORS AND CABLES | EL | Other | 1066 | Multi core, copper conductor, XLPE insulated, PVC sheathed feeder cables; unarmoured; 0.6/1 kV | Multi core, copper conductor, XLPE insulated, PVC sheathed feeder cables; unarmoured; 0.6/1 kV |  | Multi core, copper conductor, XLPE insulated, PVC sheathed feeder cables; unarmoured; 0.6/1 kV |  |  | 0
FAZ old | 26 | ELECTRICAL | 260519 | CONDUCTORS AND CABLES | EL | Item | 1067 | 260519 - CONDUCTORS AND CABLES | 260519 - CONDUCTORS AND CABLES | A | 4x6 mm2 | 15 | m | 12 | 180 | 12 | 180
FAZ old | 26 | ELECTRICAL | 260519 | CONDUCTORS AND CABLES | EL | Item | 1068 | Multi core, copper conductor, XLPE insulated, PVC sheathed feeder cables; unarmoured; 0.6/1 kV | Multi core, copper conductor, XLPE insulated, PVC sheathed feeder cables; unarmoured; 0.6/1 kV | B | 4x10 mm2 | 200 | m | 14 | 2800 | 14 | 2800
FAZ old | 26 | ELECTRICAL | 260519 | CONDUCTORS AND CABLES | EL | Item | 1069 | 260519 - CONDUCTORS AND CABLES | 260519 - CONDUCTORS AND CABLES | C | 4x16 mm2 | 200 | m | 18 | 3600 | 18 | 3600
FAZ old | 26 | ELECTRICAL | 260519 | CONDUCTORS AND CABLES | EL | Item | 1070 | Multi core, copper conductor, XLPE insulated, PVC sheathed feeder cables; unarmoured; 0.6/1 kV | Multi core, copper conductor, XLPE insulated, PVC sheathed feeder cables; unarmoured; 0.6/1 kV | D | 4x25 mm2 | 80 | m | 22 | 1760 | 22 | 1760
FAZ old | 26 | ELECTRICAL | 260519 | CONDUCTORS AND CABLES | EL | Item | 1071 | 260519 - CONDUCTORS AND CABLES | 260519 - CONDUCTORS AND CABLES | E | 4x50 mm2 | 100 | m | 30 | 3000 | 30 | 3000
FAZ old | 26 | ELECTRICAL | 260519 | CONDUCTORS AND CABLES | EL | Item | 1072 | Multi core, copper conductor, XLPE insulated, PVC sheathed feeder cables; unarmoured; 0.6/1 kV | Multi core, copper conductor, XLPE insulated, PVC sheathed feeder cables; unarmoured; 0.6/1 kV | F | 4x120 mm2 | 180 | m | 62 | 11160 | 62 | 11160
FAZ old | 26 | ELECTRICAL | 260519 | CONDUCTORS AND CABLES | EL | Item | 1073 | 260519 - CONDUCTORS AND CABLES | 260519 - CONDUCTORS AND CABLES | G | 4x240 mm2 | 340 | m | 113 | 38420 | 113 | 38420
FAZ old | 26 | ELECTRICAL | 260519 | CONDUCTORS AND CABLES | EL | Item | 1074 | Multi core, copper conductor, XLPE insulated, PVC sheathed feeder cables; unarmoured; 0.6/1 kV | Multi core, copper conductor, XLPE insulated, PVC sheathed feeder cables; unarmoured; 0.6/1 kV | H | 4x300 mm2 | 115 | m | 138 | 15870 | 138 | 15870
FAZ old | 26 | ELECTRICAL | 260519 | CONDUCTORS AND CABLES | EL | Other | 1075 | FP 400 Fire resistant armoured cables | FP 400 Fire resistant armoured cables |  | FP 400 Fire resistant armoured cables |  |  | 0
FAZ old | 26 | ELECTRICAL | 260519 | CONDUCTORS AND CABLES | EL | Item | 1076 | Multi core, copper conductor, XLPE insulated, PVC sheathed feeder cables; unarmoured; 0.6/1 kV | Multi core, copper conductor, XLPE insulated, PVC sheathed feeder cables; unarmoured; 0.6/1 kV | J | 4x35 mm2 | 25 | m | 44 | 1100 | 44 | 1100
FAZ old | 26 | ELECTRICAL | 260526 | GROUNDING AND BONDING FOR ELECTRICAL SYSTEMS | EL | Other | 1077 | 260526 - GROUNDING AND BONDING FOR ELECTRICAL SYSTEMS | 260526 - GROUNDING AND BONDING FOR ELECTRICAL SYSTEMS |  | 260526 - GROUNDING AND BONDING FOR ELECTRICAL SYSTEMS |  |  | 0
FAZ old | 26 | ELECTRICAL | 260526 | GROUNDING AND BONDING FOR ELECTRICAL SYSTEMS | EL | Other | 1078 | Type TN-S complete, for | Type TN-S complete, for |  | Type TN-S complete, for |  |  | 0
FAZ old | 26 | ELECTRICAL | 260526 | GROUNDING AND BONDING FOR ELECTRICAL SYSTEMS | EL | Item | 1079 | 260526 - GROUNDING AND BONDING FOR ELECTRICAL SYSTEMS | 260526 - GROUNDING AND BONDING FOR ELECTRICAL SYSTEMS | K | Main distribution board (MDB) | 1 | Item | 625 | 625 | 625 | 625
FAZ old | 26 | ELECTRICAL | 260526 | GROUNDING AND BONDING FOR ELECTRICAL SYSTEMS | EL | Item | 1080 | Type TN-S complete, for | Type TN-S complete, for | L | 200kVA standby generator | 1 | Item | 438 | 438 | 438 | 438
FAZ old | 26 | ELECTRICAL | 260526 | GROUNDING AND BONDING FOR ELECTRICAL SYSTEMS | EL | Item | 1081 | 260526 - GROUNDING AND BONDING FOR ELECTRICAL SYSTEMS | 260526 - GROUNDING AND BONDING FOR ELECTRICAL SYSTEMS | M | Distribution panelboards, final branch circuit panelboards, indoor and outdoor lighting installations and wiring accessories | 1 | Item | 438 | 438 | 438 | 438
FAZ old | 26 | ELECTRICAL | 260526 | GROUNDING AND BONDING FOR ELECTRICAL SYSTEMS | EL | Item | 1082 | Type TN-S complete, for | Type TN-S complete, for | N | Signal and communication system | 1 | Item | 438 | 438 | 438 | 438
FAZ old | 26 | ELECTRICAL | 260536 | CABLE TRAYS FOR ELECTRICAL SYSTEMS | EL | Other | 1083 | 260536 - CABLE TRAYS FOR ELECTRICAL SYSTEMS | 260536 - CABLE TRAYS FOR ELECTRICAL SYSTEMS |  | 260536 - CABLE TRAYS FOR ELECTRICAL SYSTEMS |  |  | 0
FAZ old | 26 | ELECTRICAL | 260536 | CABLE TRAYS FOR ELECTRICAL SYSTEMS | EL | Item | 1084 | Type TN-S complete, for | Type TN-S complete, for | A | Cable tray 60 cm | 40 | m | 65 | 2600 | 65 | 2600
FAZ old | 26 | ELECTRICAL | 260536 | CABLE TRAYS FOR ELECTRICAL SYSTEMS | EL | Item | 1085 | 260536 - CABLE TRAYS FOR ELECTRICAL SYSTEMS | 260536 - CABLE TRAYS FOR ELECTRICAL SYSTEMS | B | Cable tray 30 cm | 50 | m | 35 | 1750 | 35 | 1750
FAZ old | 26 | ELECTRICAL | 260536 | CABLE TRAYS FOR ELECTRICAL SYSTEMS | EL | Item | 1086 | Type TN-S complete, for | Type TN-S complete, for | C | Cable tray 30 cm with cover | 30 | m | 45 | 1350 | 45 | 1350
FAZ old | 26 | ELECTRICAL | 260543 | UNDERGROUND DUCTS AND RACEWAYS FOR ELECTRICAL SYSTEMS | EL | Other | 1087 | 260543 - UNDERGROUND DUCTS AND RACEWAYS FOR ELECTRICAL SYSTEMS | 260543 - UNDERGROUND DUCTS AND RACEWAYS FOR ELECTRICAL SYSTEMS |  | 260543 - UNDERGROUND DUCTS AND RACEWAYS FOR ELECTRICAL SYSTEMS |  |  | 0
FAZ old | 26 | ELECTRICAL | 260543 | UNDERGROUND DUCTS AND RACEWAYS FOR ELECTRICAL SYSTEMS | EL | Other | 1088 | Underground cable duct assemblies encased in concrete | Underground cable duct assemblies encased in concrete |  | Underground cable duct assemblies encased in concrete |  |  | 0
FAZ old | 26 | ELECTRICAL | 260543 | UNDERGROUND DUCTS AND RACEWAYS FOR ELECTRICAL SYSTEMS | EL | Item | 1089 | 260543 - UNDERGROUND DUCTS AND RACEWAYS FOR ELECTRICAL SYSTEMS | 260543 - UNDERGROUND DUCTS AND RACEWAYS FOR ELECTRICAL SYSTEMS | D | Duct bank of 4f150 mm conduits | 12 | m | 44 | 528 | 44 | 528
FAZ old | 26 | ELECTRICAL | 260543 | UNDERGROUND DUCTS AND RACEWAYS FOR ELECTRICAL SYSTEMS | EL | Item | 1090 | Underground cable duct assemblies encased in concrete | Underground cable duct assemblies encased in concrete | E | Duct bank of 2f150 mm conduits | 50 | m | 25 | 1250 | 25 | 1250
FAZ old | 26 | ELECTRICAL | 260543 | UNDERGROUND DUCTS AND RACEWAYS FOR ELECTRICAL SYSTEMS | EL | Other | 1091 | Trenches for directly buried LV cables | Trenches for directly buried LV cables |  | Trenches for directly buried LV cables |  |  | 0
FAZ old | 26 | ELECTRICAL | 260543 | UNDERGROUND DUCTS AND RACEWAYS FOR ELECTRICAL SYSTEMS | EL | Item | 1092 | Underground cable duct assemblies encased in concrete | Underground cable duct assemblies encased in concrete | F | Trench (widthxdepth: 600x800mm) | 72 | m | 28 | 2016 | 28 | 2016
FAZ old | 26 | ELECTRICAL | 260543 | UNDERGROUND DUCTS AND RACEWAYS FOR ELECTRICAL SYSTEMS | EL | Other | 1093 | Manholes | Manholes |  | Manholes |  |  | 0
FAZ old | 26 | ELECTRICAL | 260543 | UNDERGROUND DUCTS AND RACEWAYS FOR ELECTRICAL SYSTEMS | EL | Item | 1094 | Underground cable duct assemblies encased in concrete | Underground cable duct assemblies encased in concrete | G | Manhole 800x800x800mm | 8 | Nr | 363 | 2904 | 363 | 2904
FAZ old | 26 | ELECTRICAL | 262413 | SWITCHBOARDS | EL | Other | 1095 | 262413 - SWITCHBOARDS | 262413 - SWITCHBOARDS |  | 262413 - SWITCHBOARDS |  |  | 0
FAZ old | 26 | ELECTRICAL | 262413 | SWITCHBOARDS | EL | Other | 1096 | LV Main distribution panels including circuit breakers, busbars,etc. , as specified and as shown on drawings | LV Main distribution panels including circuit breakers, busbars,etc. , as specified and as shown on drawings |  | LV Main distribution panels including circuit breakers, busbars,etc. , as specified and as shown on drawings |  |  | 0
FAZ old | 26 | ELECTRICAL | 262413 | SWITCHBOARDS | EL | Item | 1097 | 262413 - SWITCHBOARDS | 262413 - SWITCHBOARDS | H | MDB | 1 | Nr | 4750 | 4750 | 4750 | 4750
FAZ old | 26 | ELECTRICAL | 262416 | PANELBOARDS | EL | Other | 1098 | 262416 - PANELBOARDS | 262416 - PANELBOARDS |  | 262416 - PANELBOARDS |  |  | 0
FAZ old | 26 | ELECTRICAL | 262416 | PANELBOARDS | EL | Other | 1099 | Distribution Panelboards (DPs) | Distribution Panelboards (DPs) |  | Distribution Panelboards (DPs) |  |  | 0
FAZ old | 26 | ELECTRICAL | 262416 | PANELBOARDS | EL | Item | 1100 | 262416 - PANELBOARDS | 262416 - PANELBOARDS | J | EDP | 1 | Nr | 1375 | 1375 | 1375 | 1375
FAZ old | 26 | ELECTRICAL | 262416 | PANELBOARDS | EL | Other | 1101 | Subdistribution panels | Subdistribution panels |  | Subdistribution panels |  |  | 0
FAZ old | 26 | ELECTRICAL | 262416 | PANELBOARDS | EL | Item | 1102 | 262416 - PANELBOARDS | 262416 - PANELBOARDS | A | SDP-G | 1 | Nr | 938 | 938 | 938 | 938
FAZ old | 26 | ELECTRICAL | 262416 | PANELBOARDS | EL | Item | 1103 | Subdistribution panels | Subdistribution panels | B | SDP-GL | 1 | Nr |  | 0 | 0 | 0
FAZ old | 26 | ELECTRICAL | 262416 | PANELBOARDS | EL | Item | 1104 | 262416 - PANELBOARDS | 262416 - PANELBOARDS | B | SDP-R | 1 | Nr | 1375 | 1375 | 1375 | 1375
FAZ old | 26 | ELECTRICAL | 262416 | PANELBOARDS | EL | Item | 1105 | Subdistribution panels | Subdistribution panels | C | ESDP-G | 1 | Nr | 688 | 688 | 688 | 688
FAZ old | 26 | ELECTRICAL | 262416 | PANELBOARDS | EL | Item | 1106 | 262416 - PANELBOARDS | 262416 - PANELBOARDS | D | ESDP-R | 1 | Nr | 688 | 688 | 688 | 688
FAZ old | 26 | ELECTRICAL | 262416 | PANELBOARDS | EL | Other | 1107 | Final branch circuit panels | Final branch circuit panels |  | Final branch circuit panels |  |  | 0
FAZ old | 26 | ELECTRICAL | 262416 | PANELBOARDS | EL | Item | 1108 | 262416 - PANELBOARDS | 262416 - PANELBOARDS | F | LP-S | 1 | Nr |  | 0 | 0 | 0
FAZ old | 26 | ELECTRICAL | 262416 | PANELBOARDS | EL | Item | 1109 | Final branch circuit panels | Final branch circuit panels | G | LP-GL | 1 | Nr |  | 0 | 0 | 0
FAZ old | 26 | ELECTRICAL | 262416 | PANELBOARDS | EL | Item | 1110 | 262416 - PANELBOARDS | 262416 - PANELBOARDS | H | LP-G1 | 1 | Nr |  | 0 | 0 | 0
FAZ old | 26 | ELECTRICAL | 262416 | PANELBOARDS | EL | Item | 1111 | Final branch circuit panels | Final branch circuit panels | J | LP-G2 | 1 | Nr |  | 0 | 0 | 0
FAZ old | 26 | ELECTRICAL | 262416 | PANELBOARDS | EL | Item | 1112 | 262416 - PANELBOARDS | 262416 - PANELBOARDS | E | LP-11 | 1 | Nr | 375 | 375 | 375 | 375
FAZ old | 26 | ELECTRICAL | 262416 | PANELBOARDS | EL | Item | 1113 | Final branch circuit panels | Final branch circuit panels | F | LP-12 | 1 | Nr | 375 | 375 | 375 | 375
FAZ old | 26 | ELECTRICAL | 262416 | PANELBOARDS | EL | Item | 1114 | 262416 - PANELBOARDS | 262416 - PANELBOARDS | M | LP-21 | 1 | Nr |  | 0 | 0 | 0
FAZ old | 26 | ELECTRICAL | 262416 | PANELBOARDS | EL | Item | 1115 | Final branch circuit panels | Final branch circuit panels | N | LP-22 | 1 | Nr |  | 0 | 0 | 0
FAZ old | 26 | ELECTRICAL | 262416 | PANELBOARDS | EL | Item | 1116 | 262416 - PANELBOARDS | 262416 - PANELBOARDS | P | LP-R | 1 | Nr |  | 0 | 0 | 0
FAZ old | 26 | ELECTRICAL | 262416 | PANELBOARDS | EL | Item | 1117 | Final branch circuit panels | Final branch circuit panels | Q | ELP-S | 1 | Nr |  | 0 | 0 | 0
FAZ old | 26 | ELECTRICAL | 262416 | PANELBOARDS | EL | Item | 1118 | 262416 - PANELBOARDS | 262416 - PANELBOARDS | R | ELP-G1 | 1 | Nr |  | 0 | 0 | 0
FAZ old | 26 | ELECTRICAL | 262416 | PANELBOARDS | EL | Item | 1119 | Final branch circuit panels | Final branch circuit panels | S | ELP-G2 | 1 | Nr |  | 0 | 0 | 0
FAZ old | 26 | ELECTRICAL | 262416 | PANELBOARDS | EL | Item | 1120 | 262416 - PANELBOARDS | 262416 - PANELBOARDS | G | ELP-11 | 1 | Nr | 375 | 375 | 375 | 375
FAZ old | 26 | ELECTRICAL | 262416 | PANELBOARDS | EL | Item | 1121 | Final branch circuit panels | Final branch circuit panels | H | ELP-12 | 1 | Nr | 375 | 375 | 375 | 375
FAZ old | 26 | ELECTRICAL | 262416 | PANELBOARDS | EL | Item | 1122 | 262416 - PANELBOARDS | 262416 - PANELBOARDS | A | ELP-21 | 1 | Nr |  | 0 | 0 | 0
FAZ old | 26 | ELECTRICAL | 262416 | PANELBOARDS | EL | Item | 1123 | Final branch circuit panels | Final branch circuit panels | B | ELP-22 | 1 | Nr |  | 0 | 0 | 0
FAZ old | 26 | ELECTRICAL | 262416 | PANELBOARDS | EL | Item | 1124 | 262416 - PANELBOARDS | 262416 - PANELBOARDS | C | ELP-R | 1 | Nr |  | 0 | 0 | 0
FAZ old | 26 | ELECTRICAL | 262416 | PANELBOARDS | EL | Item | 1125 | Final branch circuit panels | Final branch circuit panels | D | ULP-1 | 1 | Nr |  | 0 | 0 | 0
FAZ old | 26 | ELECTRICAL | 262419 | MOTOR CONTROL CENTERS | EL | Other | 1126 | 262419 MOTOR CONTROL CENTERS | 262419 MOTOR CONTROL CENTERS |  | 262419 MOTOR CONTROL CENTERS |  |  | 0
FAZ old | 26 | ELECTRICAL | 262419 | MOTOR CONTROL CENTERS | EL | Item | 1127 | Final branch circuit panels | Final branch circuit panels | A | MCC-RF | 1 | Nr | 813 | 813 | 813 | 813
FAZ old | 26 | ELECTRICAL | 262726 | WIRING DEVICES | EL | Other | 1128 | 262726 - WIRING DEVICES | 262726 - WIRING DEVICES |  | 262726 - WIRING DEVICES |  |  | 0
FAZ old | 26 | ELECTRICAL | 262726 | WIRING DEVICES | EL | Other | 1129 | Switches | Switches |  | Switches |  |  | 0
FAZ old | 26 | ELECTRICAL | 262726 | WIRING DEVICES | EL | Item | 1130 | 262726 - WIRING DEVICES | 262726 - WIRING DEVICES | B | General lighting switch (S1); one way | 30 | Nr | 8 | 240 | 8 | 240
FAZ old | 26 | ELECTRICAL | 262726 | WIRING DEVICES | EL | Item | 1131 | Switches | Switches | C | General lighting switch (S1); two way | 12 | Nr | 10 | 120 | 10 | 120
FAZ old | 26 | ELECTRICAL | 262726 | WIRING DEVICES | EL | Item | 1132 | 262726 - WIRING DEVICES | 262726 - WIRING DEVICES | D | General lighting switch (S1); one way two gang | 6 | Nr | 10 | 60 | 10 | 60
FAZ old | 26 | ELECTRICAL | 262726 | WIRING DEVICES | EL | Item | 1133 | Switches | Switches | E | General lighting switch (S15); one way | 8 | Nr | 10 | 80 | 10 | 80
FAZ old | 26 | ELECTRICAL | 262726 | WIRING DEVICES | EL | Item | 1134 | 262726 - WIRING DEVICES | 262726 - WIRING DEVICES | F | General lighting switch (S15); two way | 2 | Nr | 15 | 30 | 15 | 30
FAZ old | 26 | ELECTRICAL | 262726 | WIRING DEVICES | EL | Item | 1135 | Switches | Switches | L | Push button | 5 | Nr | 32 | 160 | 32 | 160
FAZ old | 26 | ELECTRICAL | 262726 | WIRING DEVICES | EL | Other | 1136 | Socket Outlets | Socket Outlets |  | Socket Outlets |  |  | 0
FAZ old | 26 | ELECTRICAL | 262726 | WIRING DEVICES | EL | Item | 1137 | Switches | Switches | G | Type R01; simplex | 34 | Nr | 45 | 1530 | 45 | 1530
FAZ old | 26 | ELECTRICAL | 262726 | WIRING DEVICES | EL | Item | 1138 | Socket Outlets | Socket Outlets | H | Type R01; duplex | 16 | Nr | 53 | 848 | 53 | 848
FAZ old | 26 | ELECTRICAL | 262726 | WIRING DEVICES | EL | Item | 1139 | Switches | Switches | J | Type R05; simplex | 16 | Nr | 73 | 1168 | 73 | 1168
FAZ old | 26 | ELECTRICAL | 262726 | WIRING DEVICES | EL | Item | 1140 | Socket Outlets | Socket Outlets | K | Type R05; duplex | 1 | Nr | 85 | 85 | 85 | 85
FAZ old | 26 | ELECTRICAL | 262726 | WIRING DEVICES | EL | Item | 1141 | Switches | Switches | R | Type R01; simplex; floor mounted | 2 | Nr |  | 0 | 0 | 0
FAZ old | 26 | ELECTRICAL | 262726 | WIRING DEVICES | EL | Item | 1142 | Socket Outlets | Socket Outlets | A | Type R01; duplex; floor mounted | 1 | Nr |  | 0 | 0 | 0
FAZ old | 26 | ELECTRICAL | 262726 | WIRING DEVICES | EL | Other | 1143 | Electric Outlets | Electric Outlets |  | Electric Outlets |  |  | 0
FAZ old | 26 | ELECTRICAL | 262726 | WIRING DEVICES | EL | Item | 1144 | Socket Outlets | Socket Outlets | A | Lighting outlet ;ceiling mounted; 16Amp,2P | 26 | Nr | 60 | 1560 | 60 | 1560
FAZ old | 26 | ELECTRICAL | 262726 | WIRING DEVICES | EL | Item | 1145 | Electric Outlets | Electric Outlets | C | Lighting outlet ;wall mounted; 16Amp,2P | 14 | Nr |  | 0 | 0 | 0
FAZ old | 26 | ELECTRICAL | 262816 | ENCLOSED SWITCHES AND CIRCUIT BREAKERS | EL | Other | 1146 | 262816 - ENCLOSED SWITCHES AND CIRCUIT BREAKERS | 262816 - ENCLOSED SWITCHES AND CIRCUIT BREAKERS |  | 262816 - ENCLOSED SWITCHES AND CIRCUIT BREAKERS |  |  | 0
FAZ old | 26 | ELECTRICAL | 262816 | ENCLOSED SWITCHES AND CIRCUIT BREAKERS | EL | Other | 1147 | Switch Disconnectors (Disconnecting Switches) | Switch Disconnectors (Disconnecting Switches) |  | Switch Disconnectors (Disconnecting Switches) |  |  | 0
FAZ old | 26 | ELECTRICAL | 262816 | ENCLOSED SWITCHES AND CIRCUIT BREAKERS | EL | Item | 1148 | 262816 - ENCLOSED SWITCHES AND CIRCUIT BREAKERS | 262816 - ENCLOSED SWITCHES AND CIRCUIT BREAKERS | B | 16Amp, 2P | 15 | Nr | 50 | 750 | 50 | 750
FAZ old | 26 | ELECTRICAL | 262816 | ENCLOSED SWITCHES AND CIRCUIT BREAKERS | EL | Item | 1149 | Switch Disconnectors (Disconnecting Switches) | Switch Disconnectors (Disconnecting Switches) | E | 16Amp, 2P, weatherproof | 6 | Nr |  | 0 | 0 | 0
FAZ old | 26 | ELECTRICAL | 262816 | ENCLOSED SWITCHES AND CIRCUIT BREAKERS | EL | Item | 1150 | 262816 - ENCLOSED SWITCHES AND CIRCUIT BREAKERS | 262816 - ENCLOSED SWITCHES AND CIRCUIT BREAKERS | F | 16Amp, 2P, weatherproof, pedestal type | 3 | Nr |  | 0 | 0 | 0
FAZ old | 26 | ELECTRICAL | 262816 | ENCLOSED SWITCHES AND CIRCUIT BREAKERS | EL | Item | 1151 | Switch Disconnectors (Disconnecting Switches) | Switch Disconnectors (Disconnecting Switches) | C | 20Amp, 2P | 2 | Nr | 100 | 200 | 100 | 200
FAZ old | 26 | ELECTRICAL | 262816 | ENCLOSED SWITCHES AND CIRCUIT BREAKERS | EL | Item | 1152 | 262816 - ENCLOSED SWITCHES AND CIRCUIT BREAKERS | 262816 - ENCLOSED SWITCHES AND CIRCUIT BREAKERS | H | 20Amp, 2P, weatherproof, pedestal type | 3 | Nr |  | 0 | 0 | 0
FAZ old | 26 | ELECTRICAL | 262816 | ENCLOSED SWITCHES AND CIRCUIT BREAKERS | EL | Item | 1153 | Switch Disconnectors (Disconnecting Switches) | Switch Disconnectors (Disconnecting Switches) | J | 32Amp, 2P | 3 | Nr |  | 0 | 0 | 0
FAZ old | 26 | ELECTRICAL | 262816 | ENCLOSED SWITCHES AND CIRCUIT BREAKERS | EL | Item | 1154 | 262816 - ENCLOSED SWITCHES AND CIRCUIT BREAKERS | 262816 - ENCLOSED SWITCHES AND CIRCUIT BREAKERS | K | 32Amp, 2P, pedestal type | 1 | Nr |  | 0 | 0 | 0
FAZ old | 26 | ELECTRICAL | 262816 | ENCLOSED SWITCHES AND CIRCUIT BREAKERS | EL | Item | 1155 | Switch Disconnectors (Disconnecting Switches) | Switch Disconnectors (Disconnecting Switches) | L | 32Amp, 2P, weatherproof | 2 | Nr |  | 0 | 0 | 0
FAZ old | 26 | ELECTRICAL | 262816 | ENCLOSED SWITCHES AND CIRCUIT BREAKERS | EL | Item | 1156 | 262816 - ENCLOSED SWITCHES AND CIRCUIT BREAKERS | 262816 - ENCLOSED SWITCHES AND CIRCUIT BREAKERS | M | 32Amp, 4P | 1 | Nr |  | 0 | 0 | 0
FAZ old | 26 | ELECTRICAL | 262816 | ENCLOSED SWITCHES AND CIRCUIT BREAKERS | EL | Item | 1157 | Switch Disconnectors (Disconnecting Switches) | Switch Disconnectors (Disconnecting Switches) | N | 20Amp, 4P | 2 | Nr | 50 | 100 | 50 | 100
FAZ old | 26 | ELECTRICAL | 262816 | ENCLOSED SWITCHES AND CIRCUIT BREAKERS | EL | Item | 1158 | 262816 - ENCLOSED SWITCHES AND CIRCUIT BREAKERS | 262816 - ENCLOSED SWITCHES AND CIRCUIT BREAKERS | P | 40Amp, 4P | 3 | Nr |  | 0 | 0 | 0
FAZ old | 26 | ELECTRICAL | 262816 | ENCLOSED SWITCHES AND CIRCUIT BREAKERS | EL | Item | 1159 | Switch Disconnectors (Disconnecting Switches) | Switch Disconnectors (Disconnecting Switches) | Q | 63Amp, 4P | 3 | Nr |  | 0 | 0 | 0
FAZ old | 26 | ELECTRICAL | 262816 | ENCLOSED SWITCHES AND CIRCUIT BREAKERS | EL | Item | 1160 | 262816 - ENCLOSED SWITCHES AND CIRCUIT BREAKERS | 262816 - ENCLOSED SWITCHES AND CIRCUIT BREAKERS | A | 63Amp, 4P, pedestal type | 1 | Nr |  | 0 | 0 | 0
FAZ old | 26 | ELECTRICAL | 262816 | ENCLOSED SWITCHES AND CIRCUIT BREAKERS | EL | Other | 1161 | Switch Disconnectors with Combination Starter | Switch Disconnectors with Combination Starter |  | Switch Disconnectors with Combination Starter |  |  | 0
FAZ old | 26 | ELECTRICAL | 262816 | ENCLOSED SWITCHES AND CIRCUIT BREAKERS | EL | Item | 1162 | 262816 - ENCLOSED SWITCHES AND CIRCUIT BREAKERS | 262816 - ENCLOSED SWITCHES AND CIRCUIT BREAKERS | A | 16Amp, 2P, weatherproof | 1 | Nr | 50 | 50 | 50 | 50
FAZ old | 26 | ELECTRICAL | 262816 | ENCLOSED SWITCHES AND CIRCUIT BREAKERS | EL | Item | 1163 | Switch Disconnectors with Combination Starter | Switch Disconnectors with Combination Starter | B | 16Amp, 2P, weatherproof, pedestal type | 1 | Nr | 75 | 75 | 75 | 75
FAZ old | 26 | ELECTRICAL | 262816 | ENCLOSED SWITCHES AND CIRCUIT BREAKERS | EL | Item | 1164 | 262816 - ENCLOSED SWITCHES AND CIRCUIT BREAKERS | 262816 - ENCLOSED SWITCHES AND CIRCUIT BREAKERS | C | 16Amp, 4P, weatherproof | 1 | Nr | 100 | 100 | 100 | 100
FAZ old | 26 | ELECTRICAL | 262816 | ENCLOSED SWITCHES AND CIRCUIT BREAKERS | EL | Item | 1165 | Switch Disconnectors with Combination Starter | Switch Disconnectors with Combination Starter | D | 20Amp, 4P, weatherproof | 1 | Nr | 75 | 75 | 75 | 75
FAZ old | 26 | ELECTRICAL | 263213 | PACKAGED ENGINE GENERATORS | EL | Other | 1166 | 263213 - PACKAGED ENGINE GENERATORS | 263213 - PACKAGED ENGINE GENERATORS |  | 263213 - PACKAGED ENGINE GENERATORS |  |  | 0
FAZ old | 26 | ELECTRICAL | 263213 | PACKAGED ENGINE GENERATORS | EL | Other | 1167 | Oudooor sound proof generator, including enclosure, control panel, silencer, gas exhaust pipes, and installation of all accessories and equipment required. | Oudooor sound proof generator, including enclosure, control panel, silencer, gas exhaust pipes, and installation of all accessories and equipment required. |  | Oudooor sound proof generator, including enclosure, control panel, silencer, gas exhaust pipes, and installation of all accessories and equipment required. |  |  | 0
FAZ old | 26 | ELECTRICAL | 263213 | PACKAGED ENGINE GENERATORS | EL | Item | 1168 | 263213 - PACKAGED ENGINE GENERATORS | 263213 - PACKAGED ENGINE GENERATORS | E | 200 kVA, 400 V, 50 Hz (standby), 1500rpm, three phase, four wire, as shown on drawings | 1 | Nr | 36250 | 36250 | 36250 | 36250
FAZ old | 26 | ELECTRICAL | 263213 | PACKAGED ENGINE GENERATORS | EL | Item | 1169 | Oudooor sound proof generator, including enclosure, control panel, silencer, gas exhaust pipes, and installation of all accessories and equipment required. | Oudooor sound proof generator, including enclosure, control panel, silencer, gas exhaust pipes, and installation of all accessories and equipment required. | F | Daily fuel tank (500 Liters) | 1 | Nr | 750 | 750 | 750 | 750
FAZ old | 26 | ELECTRICAL | 263353 | STATIC UNINTERRUPTIBLE POWER SUPPLY | EL | Other | 1170 | 263353 - STATIC UNINTERRUPTIBLE POWER SUPPLY | 263353 - STATIC UNINTERRUPTIBLE POWER SUPPLY |  | 263353 - STATIC UNINTERRUPTIBLE POWER SUPPLY |  |  | 0
FAZ old | 26 | ELECTRICAL | 263353 | STATIC UNINTERRUPTIBLE POWER SUPPLY | EL | Other | 1171 | UPS system complete, including | UPS system complete, including |  | UPS system complete, including |  |  | 0
FAZ old | 26 | ELECTRICAL | 263353 | STATIC UNINTERRUPTIBLE POWER SUPPLY | EL | Other | 1172 | battery, charger, inverter, transfer | battery, charger, inverter, transfer |  | battery, charger, inverter, transfer |  |  | 0
FAZ old | 26 | ELECTRICAL | 263353 | STATIC UNINTERRUPTIBLE POWER SUPPLY | EL | Other | 1173 | switch and manual by pass switch | switch and manual by pass switch |  | switch and manual by pass switch |  |  | 0
FAZ old | 26 | ELECTRICAL | 263353 | STATIC UNINTERRUPTIBLE POWER SUPPLY | EL | Item | 1174 | battery, charger, inverter, transfer | battery, charger, inverter, transfer | G | UPS, 25 kVA , 3-phase 230V/400V input, 3-phase 230V/400V output | 1 | Nr | 10000 | 10000 | 10000 | 10000
FAZ old | 26 | ELECTRICAL | 263600 | TRANSFER SWITCHES | EL | Other | 1175 | 263600 - TRANSFER SWITCHES | 263600 - TRANSFER SWITCHES |  | 263600 - TRANSFER SWITCHES |  |  | 0
FAZ old | 26 | ELECTRICAL | 263600 | TRANSFER SWITCHES | EL | Other | 1176 | Automatic transfer switch | Automatic transfer switch |  | Automatic transfer switch |  |  | 0
FAZ old | 26 | ELECTRICAL | 263600 | TRANSFER SWITCHES | EL | Item | 1177 | 263600 - TRANSFER SWITCHES | 263600 - TRANSFER SWITCHES | A | ATS,400 A, 4 poles | 1 | Nr | 1375 | 1375 | 1375 | 1375
FAZ old | 26 | ELECTRICAL | 264113 | LIGHTNING PROTECTION FOR STRUCTURES | EL | Other | 1178 | 264113 - LIGHTNING PROTECTION FOR STRUCTURES | 264113 - LIGHTNING PROTECTION FOR STRUCTURES |  | 264113 - LIGHTNING PROTECTION FOR STRUCTURES |  |  | 0
FAZ old | 26 | ELECTRICAL | 264113 | LIGHTNING PROTECTION FOR STRUCTURES | EL | Item | 1179 | 263600 - TRANSFER SWITCHES | 263600 - TRANSFER SWITCHES | B | Complete faraday cage system for the new building as specified and as shown on drawings | 1 | Item | 8750 | 8750 | 8750 | 8750
FAZ old | 26 | ELECTRICAL | 265100 | INTERIOR LIGHTING | EL | Other | 1180 | 265100 - INTERIOR LIGHTING | 265100 - INTERIOR LIGHTING |  | 265100 - INTERIOR LIGHTING |  |  | 0
FAZ old | 26 | ELECTRICAL | 265100 | INTERIOR LIGHTING | EL | Other | 1181 | Lighting Fixtures | Lighting Fixtures |  | Lighting Fixtures |  |  | 0
FAZ old | 26 | ELECTRICAL | 265100 | INTERIOR LIGHTING | EL | Item | 1182 | 265100 - INTERIOR LIGHTING | 265100 - INTERIOR LIGHTING | C | Type A1 | 2 | Nr | 85 | 170 | 85 | 170
FAZ old | 26 | ELECTRICAL | 265100 | INTERIOR LIGHTING | EL | Item | 1183 | Lighting Fixtures | Lighting Fixtures | D | Type A2 | 8 | Nr | 60 | 480 | 60 | 480
FAZ old | 26 | ELECTRICAL | 265100 | INTERIOR LIGHTING | EL | Item | 1184 | 265100 - INTERIOR LIGHTING | 265100 - INTERIOR LIGHTING | E | Type A3 | 23 | Nr | 85 | 1955 | 85 | 1955
FAZ old | 26 | ELECTRICAL | 265100 | INTERIOR LIGHTING | EL | Item | 1185 | Lighting Fixtures | Lighting Fixtures | F | Type A5 | 3 | Nr |  | 0 | 0 | 0
FAZ old | 26 | ELECTRICAL | 265100 | INTERIOR LIGHTING | EL | Item | 1186 | 265100 - INTERIOR LIGHTING | 265100 - INTERIOR LIGHTING | G | Type B1 | 3 | Nr |  | 0 | 0 | 0
FAZ old | 26 | ELECTRICAL | 265100 | INTERIOR LIGHTING | EL | Item | 1187 | Lighting Fixtures | Lighting Fixtures | F | Type B2 | 39 | Nr | 94 | 3666 | 94 | 3666
FAZ old | 26 | ELECTRICAL | 265100 | INTERIOR LIGHTING | EL | Item | 1188 | 265100 - INTERIOR LIGHTING | 265100 - INTERIOR LIGHTING | G | Type B3 | 2 | Nr | 107 | 214 | 107 | 214
FAZ old | 26 | ELECTRICAL | 265100 | INTERIOR LIGHTING | EL | Item | 1189 | Lighting Fixtures | Lighting Fixtures | H | Type C1 | 11 | Nr | 107 | 1177 | 107 | 1177
FAZ old | 26 | ELECTRICAL | 265100 | INTERIOR LIGHTING | EL | Item | 1190 | 265100 - INTERIOR LIGHTING | 265100 - INTERIOR LIGHTING | J | Type C2 | 2 | Nr | 150 | 300 | 150 | 300
FAZ old | 26 | ELECTRICAL | 265100 | INTERIOR LIGHTING | EL | Item | 1191 | Lighting Fixtures | Lighting Fixtures | M | Type C3 | 15 | Nr |  | 0 | 0 | 0
FAZ old | 26 | ELECTRICAL | 265100 | INTERIOR LIGHTING | EL | Item | 1192 | 265100 - INTERIOR LIGHTING | 265100 - INTERIOR LIGHTING | N | Type C4 | 9 | Nr |  | 0 | 0 | 0
FAZ old | 26 | ELECTRICAL | 265100 | INTERIOR LIGHTING | EL | Item | 1193 | Lighting Fixtures | Lighting Fixtures | P | Type C5 | 40 | Nr |  | 0 | 0 | 0
FAZ old | 26 | ELECTRICAL | 265100 | INTERIOR LIGHTING | EL | Item | 1194 | 265100 - INTERIOR LIGHTING | 265100 - INTERIOR LIGHTING | K | Type E1 | 5 | Nr | 85 | 425 | 85 | 425
FAZ old | 26 | ELECTRICAL | 265100 | INTERIOR LIGHTING | EL | Item | 1195 | Lighting Fixtures | Lighting Fixtures | A | Type E11 | 3 | Nr | 150 | 450 | 150 | 450
FAZ old | 26 | ELECTRICAL | 265100 | INTERIOR LIGHTING | EL | Item | 1196 | 265100 - INTERIOR LIGHTING | 265100 - INTERIOR LIGHTING | B | Type E2 | 16 | Nr |  | 0 | 0 | 0
FAZ old | 26 | ELECTRICAL | 265100 | INTERIOR LIGHTING | EL | Item | 1197 | Lighting Fixtures | Lighting Fixtures | B | Type M1 | 6 | Nr | 60 | 360 | 60 | 360
FAZ old | 26 | ELECTRICAL | 265100 | INTERIOR LIGHTING | EL | Item | 1198 | 265100 - INTERIOR LIGHTING | 265100 - INTERIOR LIGHTING | C | Type BH | 2 | Nr | 138 | 276 | 138 | 276
FAZ old | 26 | ELECTRICAL | 265100 | INTERIOR LIGHTING | EL | Item | 1199 | Lighting Fixtures | Lighting Fixtures | D | Type U2 | 10 | Nr | 150 | 1500 | 150 | 1500
FAZ old | 26 | ELECTRICAL | 265100 | INTERIOR LIGHTING | EL | Item | 1200 | 265100 - INTERIOR LIGHTING | 265100 - INTERIOR LIGHTING | F | Type U3 | 7 | Nr |  | 0 | 0 | 0
FAZ old | 26 | ELECTRICAL | 265100 | INTERIOR LIGHTING | EL | Item | 1201 | Lighting Fixtures | Lighting Fixtures | G | Type S1 | 533 | m |  | 0 | 0 | 0
FAZ old | 26 | ELECTRICAL | 265100 | INTERIOR LIGHTING | EL | Other | 1202 | 265100 - INTERIOR LIGHTING | 265100 - INTERIOR LIGHTING | BILL NO. 26 - ELECTRICAL |  |  |  | J.D | 192063
FAZ old | 26 | ELECTRICAL | To Summary | To Summary |  | Bill Sum | 1203 | Lighting Fixtures | Lighting Fixtures | To Summary
FAZ old | 27 | COMMUNICATIONS | 270536 | CABLE TRAYS FOR COMMUNICATIONS SYSTEMS | EL | Other | 1204 | 265100 - INTERIOR LIGHTING | 265100 - INTERIOR LIGHTING | BILL NO. 27
FAZ old | 27 | COMMUNICATIONS | 270536 | CABLE TRAYS FOR COMMUNICATIONS SYSTEMS | EL | Other | 1205 | Lighting Fixtures | Lighting Fixtures | COMMUNICATIONS
FAZ old | 27 | COMMUNICATIONS | 270536 | CABLE TRAYS FOR COMMUNICATIONS SYSTEMS | EL | Other | 1206 | 265100 - INTERIOR LIGHTING | 265100 - INTERIOR LIGHTING | Item | Description | Qty | Unit | Rate | Amount
FAZ old | 27 | COMMUNICATIONS | 270536 | CABLE TRAYS FOR COMMUNICATIONS SYSTEMS | EL | Other | 1207 | Lighting Fixtures | Lighting Fixtures | [5 empty] | J.D
FAZ old | 27 | COMMUNICATIONS | 270536 | CABLE TRAYS FOR COMMUNICATIONS SYSTEMS | EL | Other | 1208 | 270536 - CABLE TRAYS FOR COMMUNICATIONS SYSTEMS | 270536 - CABLE TRAYS FOR COMMUNICATIONS SYSTEMS |  | 270536 - CABLE TRAYS FOR COMMUNICATIONS SYSTEMS
FAZ old | 27 | COMMUNICATIONS | 270536 | CABLE TRAYS FOR COMMUNICATIONS SYSTEMS | EL | Other | 1209 | Supply, installation, testing, commissioning, putting into satisfactory operation and handing over complete Cable Trays for Communication Systems; including all necessary accessories, fittings, Support, fixation, cable bonding and labelling, cable management, licenses and all required software ; complete; As shown on drawings and described in specifications | Supply, installation, testing, commissioning, putting into satisfactory operation and handing over complete Cable Trays for Communication Systems; including all necessary accessories, fittings, Support, fixation, cable bonding and labelling, cable management, licenses and all required software ; complete; As shown on drawings and described in specifications |  | Supply, installation, testing, commissioning, putting into satisfactory operation and handing over complete Cable Trays for Communication Systems; including all necessary accessories, fittings, Support, fixation, cable bonding and labelling, cable management, licenses and all required software ; complete; As shown on drawings and described in specifications
FAZ old | 27 | COMMUNICATIONS | 270536 | CABLE TRAYS FOR COMMUNICATIONS SYSTEMS | EL | Other | 1210 | Covered Cable Trays | Covered Cable Trays |  | Covered Cable Trays
FAZ old | 27 | COMMUNICATIONS | 270536 | CABLE TRAYS FOR COMMUNICATIONS SYSTEMS | EL | Item | 1211 | Supply, installation, testing, commissioning, putting into satisfactory operation and handing over complete Cable Trays for Communication Systems; including all necessary accessories, fittings, Support, fixation, cable bonding and labelling, cable management, licenses and all required software ; complete; As shown on drawings and described in specifications | Supply, installation, testing, commissioning, putting into satisfactory operation and handing over complete Cable Trays for Communication Systems; including all necessary accessories, fittings, Support, fixation, cable bonding and labelling, cable management, licenses and all required software ; complete; As shown on drawings and described in specifications | A | Horizontal cable tray 150 x100mm | 150 | m | 40 | 6000 | 40 | 6000
FAZ old | 27 | COMMUNICATIONS | 270536 | CABLE TRAYS FOR COMMUNICATIONS SYSTEMS | EL | Item | 1212 | Covered Cable Trays | Covered Cable Trays | B | Vertical cable tray 150 x 100 mm | 5 | m | 40 | 200 | 40 | 200
FAZ old | 27 | COMMUNICATIONS | 271105 | COMMUNICATIONS EQUIPMENT ROOM FITTINGS (TIA) | EL | Other | 1213 | 271105 - COMMUNICATIONS EQUIPMENT ROOM FITTINGS (TIA) | 271105 - COMMUNICATIONS EQUIPMENT ROOM FITTINGS (TIA) |  | 271105 - COMMUNICATIONS EQUIPMENT ROOM FITTINGS (TIA) |  |  | 0
FAZ old | 27 | COMMUNICATIONS | 271105 | COMMUNICATIONS EQUIPMENT ROOM FITTINGS (TIA) | EL | Other | 1214 | Supply, installation, testing, commissioning, putting into satisfactory operation and handing over complete Communication Equipment Room Fittings ; including all necessary accessories, fittings, Support, fixation, cable bonding and labelling, cable management, licenses and all required software ; complete; As shown on drawings and described in specifications | Supply, installation, testing, commissioning, putting into satisfactory operation and handing over complete Communication Equipment Room Fittings ; including all necessary accessories, fittings, Support, fixation, cable bonding and labelling, cable management, licenses and all required software ; complete; As shown on drawings and described in specifications |  | Supply, installation, testing, commissioning, putting into satisfactory operation and handing over complete Communication Equipment Room Fittings ; including all necessary accessories, fittings, Support, fixation, cable bonding and labelling, cable management, licenses and all required software ; complete; As shown on drawings and described in specifications |  |  | 0
FAZ old | 27 | COMMUNICATIONS | 271105 | COMMUNICATIONS EQUIPMENT ROOM FITTINGS (TIA) | EL | Other | 1215 | Telecommunications equipment cabinets; wall-mounted; modular type; | Telecommunications equipment cabinets; wall-mounted; modular type; |  | Telecommunications equipment cabinets; wall-mounted; modular type; |  |  | 0
FAZ old | 27 | COMMUNICATIONS | 271105 | COMMUNICATIONS EQUIPMENT ROOM FITTINGS (TIA) | EL | Item | 1216 | Supply, installation, testing, commissioning, putting into satisfactory operation and handing over complete Communication Equipment Room Fittings ; including all necessary accessories, fittings, Support, fixation, cable bonding and labelling, cable management, licenses and all required software ; complete; As shown on drawings and described in specifications | Supply, installation, testing, commissioning, putting into satisfactory operation and handing over complete Communication Equipment Room Fittings ; including all necessary accessories, fittings, Support, fixation, cable bonding and labelling, cable management, licenses and all required software ; complete; As shown on drawings and described in specifications | A | Wall Mounted Cabinet, door & ventilation provisions as specified; 600 x 600 mm; 24 RU ; | 1 | Nr | 938 | 938 | 938 | 938
FAZ old | 27 | COMMUNICATIONS | 271305 | COMMUNICATIONS BACKBONE CABLING (TIA) | EL | Other | 1217 | 271305 - COMMUNICATIONS BACKBONE CABLING (TIA) | 271305 - COMMUNICATIONS BACKBONE CABLING (TIA) |  | 271305 - COMMUNICATIONS BACKBONE CABLING (TIA) |  |  | 0
FAZ old | 27 | COMMUNICATIONS | 271305 | COMMUNICATIONS BACKBONE CABLING (TIA) | EL | Other | 1218 | Supply, installation, testing, commissioning, putting into satisfactory operation and handing over complete communication backbone cabling ; including all necessary accessories, fittings, Support, fixation, cable bonding and labelling, cable management, licenses and all required software ; complete; As shown on drawings and described in specifications | Supply, installation, testing, commissioning, putting into satisfactory operation and handing over complete communication backbone cabling ; including all necessary accessories, fittings, Support, fixation, cable bonding and labelling, cable management, licenses and all required software ; complete; As shown on drawings and described in specifications |  | Supply, installation, testing, commissioning, putting into satisfactory operation and handing over complete communication backbone cabling ; including all necessary accessories, fittings, Support, fixation, cable bonding and labelling, cable management, licenses and all required software ; complete; As shown on drawings and described in specifications |  |  | 0
FAZ old | 27 | COMMUNICATIONS | 271305 | COMMUNICATIONS BACKBONE CABLING (TIA) | EL | Other | 1219 | Backbone Cables: UTP; CAT 3; PVC sheathed; suitable for indoor use as specified; | Backbone Cables: UTP; CAT 3; PVC sheathed; suitable for indoor use as specified; |  | Backbone Cables: UTP; CAT 3; PVC sheathed; suitable for indoor use as specified; |  |  | 0
FAZ old | 27 | COMMUNICATIONS | 271305 | COMMUNICATIONS BACKBONE CABLING (TIA) | EL | Item | 1220 | Supply, installation, testing, commissioning, putting into satisfactory operation and handing over complete communication backbone cabling ; including all necessary accessories, fittings, Support, fixation, cable bonding and labelling, cable management, licenses and all required software ; complete; As shown on drawings and described in specifications | Supply, installation, testing, commissioning, putting into satisfactory operation and handing over complete communication backbone cabling ; including all necessary accessories, fittings, Support, fixation, cable bonding and labelling, cable management, licenses and all required software ; complete; As shown on drawings and described in specifications | B | 50-Pair Cat 3, UTP Cable; | 170 | m | 40 | 6800 | 40 | 6800
FAZ old | 27 | COMMUNICATIONS | 271305 | COMMUNICATIONS BACKBONE CABLING (TIA) | EL | Other | 1221 | Main and Intermediate Cross-Connects | Main and Intermediate Cross-Connects |  | Main and Intermediate Cross-Connects |  |  | 0
FAZ old | 27 | COMMUNICATIONS | 271305 | COMMUNICATIONS BACKBONE CABLING (TIA) | EL | Item | 1222 | Supply, installation, testing, commissioning, putting into satisfactory operation and handing over complete communication backbone cabling ; including all necessary accessories, fittings, Support, fixation, cable bonding and labelling, cable management, licenses and all required software ; complete; As shown on drawings and described in specifications | Supply, installation, testing, commissioning, putting into satisfactory operation and handing over complete communication backbone cabling ; including all necessary accessories, fittings, Support, fixation, cable bonding and labelling, cable management, licenses and all required software ; complete; As shown on drawings and described in specifications | A | Main Distribution Frame (MDF) - 50 Pair | 1 | Nr | 2344 | 2344 | 2344 | 2344
FAZ old | 27 | COMMUNICATIONS | 271305 | COMMUNICATIONS BACKBONE CABLING (TIA) | EL | Item | 1223 | Main and Intermediate Cross-Connects | Main and Intermediate Cross-Connects | B | IDC 110 Block (50 Pairs) | 1 | Nr | 2344 | 2344 | 2344 | 2344
FAZ old | 27 | COMMUNICATIONS | 271505 | COMMUNICATIONS HORIZONTAL CABLING (TIA) | EL | Other | 1224 | 271505 - COMMUNICATIONS HORIZONTAL CABLING (TIA) | 271505 - COMMUNICATIONS HORIZONTAL CABLING (TIA) |  | 271505 - COMMUNICATIONS HORIZONTAL CABLING (TIA) |  |  | 0
FAZ old | 27 | COMMUNICATIONS | 271505 | COMMUNICATIONS HORIZONTAL CABLING (TIA) | EL | Other | 1225 | Supply, installation, testing, commissioning, putting into satisfactory operation and handing over complete communication horizontal cabling ; including all necessary accessories, fittings, Support, fixation, cable bonding and labelling, cable management, licenses and all required software ; complete; As shown on drawings and described in specifications | Supply, installation, testing, commissioning, putting into satisfactory operation and handing over complete communication horizontal cabling ; including all necessary accessories, fittings, Support, fixation, cable bonding and labelling, cable management, licenses and all required software ; complete; As shown on drawings and described in specifications |  | Supply, installation, testing, commissioning, putting into satisfactory operation and handing over complete communication horizontal cabling ; including all necessary accessories, fittings, Support, fixation, cable bonding and labelling, cable management, licenses and all required software ; complete; As shown on drawings and described in specifications |  |  | 0
FAZ old | 27 | COMMUNICATIONS | 271505 | COMMUNICATIONS HORIZONTAL CABLING (TIA) | EL | Other | 1226 | Telecommunications Outlets/Connectors | Telecommunications Outlets/Connectors |  | Telecommunications Outlets/Connectors |  |  | 0
FAZ old | 27 | COMMUNICATIONS | 271505 | COMMUNICATIONS HORIZONTAL CABLING (TIA) | EL | Item | 1227 | Supply, installation, testing, commissioning, putting into satisfactory operation and handing over complete communication horizontal cabling ; including all necessary accessories, fittings, Support, fixation, cable bonding and labelling, cable management, licenses and all required software ; complete; As shown on drawings and described in specifications | Supply, installation, testing, commissioning, putting into satisfactory operation and handing over complete communication horizontal cabling ; including all necessary accessories, fittings, Support, fixation, cable bonding and labelling, cable management, licenses and all required software ; complete; As shown on drawings and described in specifications | C | Single (1) Cat 6A RJ45 Outlet; Wall-Mounted; | 11 | Nr | 104 | 1144 | 104 | 1144
FAZ old | 27 | COMMUNICATIONS | 271505 | COMMUNICATIONS HORIZONTAL CABLING (TIA) | EL | Item | 1228 | Telecommunications Outlets/Connectors | Telecommunications Outlets/Connectors | D | Single (1) Cat 6A RJ45 Outlet; Ceiling-Mounted; | 4 | Nr | 107 | 428 | 107 | 428
FAZ old | 27 | COMMUNICATIONS | 271505 | COMMUNICATIONS HORIZONTAL CABLING (TIA) | EL | Item | 1229 | Supply, installation, testing, commissioning, putting into satisfactory operation and handing over complete communication horizontal cabling ; including all necessary accessories, fittings, Support, fixation, cable bonding and labelling, cable management, licenses and all required software ; complete; As shown on drawings and described in specifications | Supply, installation, testing, commissioning, putting into satisfactory operation and handing over complete communication horizontal cabling ; including all necessary accessories, fittings, Support, fixation, cable bonding and labelling, cable management, licenses and all required software ; complete; As shown on drawings and described in specifications | E | Duplex (2) Cat 6A RJ45 Outlet; Wall-Mounted; | 5 | Nr | 107 | 535 | 107 | 535
FAZ old | 27 | COMMUNICATIONS | 271505 | COMMUNICATIONS HORIZONTAL CABLING (TIA) | EL | Item | 1230 | Telecommunications Outlets/Connectors | Telecommunications Outlets/Connectors | F | Duplex (2) Cat 6A RJ45 Outlet; Floor-Mounted; | 1 | Nr |  |  | 0 | 0
FAZ old | 27 | COMMUNICATIONS | 271505 | COMMUNICATIONS HORIZONTAL CABLING (TIA) | EL | Other | 1231 | Horizontal Cross-connects, | Horizontal Cross-connects, |  | Horizontal Cross-connects, |  |  | 0
FAZ old | 27 | COMMUNICATIONS | 271505 | COMMUNICATIONS HORIZONTAL CABLING (TIA) | EL | Item | 1232 | Telecommunications Outlets/Connectors | Telecommunications Outlets/Connectors | F | 48-Port Cat 6A UTP/STP RJ45; fully equipped; Patch Panels; | 1 | Nr | 250 | 250 | 250 | 250
FAZ old | 27 | COMMUNICATIONS | 272109 | DATA COMM FOR CAMPUS NETWORK | EL | Other | 1233 | 272109 - DATA COMM FOR CAMPUS NETWORK | 272109 - DATA COMM FOR CAMPUS NETWORK |  | 272109 - DATA COMM FOR CAMPUS NETWORK |  |  | 0
FAZ old | 27 | COMMUNICATIONS | 272109 | DATA COMM FOR CAMPUS NETWORK | EL | Other | 1234 | Supply, installation, testing, commissioning, putting into satisfactory operation and handing over complete Data Communication Devices ; including all necessary accessories, fittings, Support, fixation, cable bonding and labelling, cable management, licenses and all required software ; complete; As shown on drawings and described in specifications | Supply, installation, testing, commissioning, putting into satisfactory operation and handing over complete Data Communication Devices ; including all necessary accessories, fittings, Support, fixation, cable bonding and labelling, cable management, licenses and all required software ; complete; As shown on drawings and described in specifications |  | Supply, installation, testing, commissioning, putting into satisfactory operation and handing over complete Data Communication Devices ; including all necessary accessories, fittings, Support, fixation, cable bonding and labelling, cable management, licenses and all required software ; complete; As shown on drawings and described in specifications |  |  | 0
FAZ old | 27 | COMMUNICATIONS | 272109 | DATA COMM FOR CAMPUS NETWORK | EL | Other | 1235 | Active communications and data processing equipment | Active communications and data processing equipment |  | Active communications and data processing equipment |  |  | 0
FAZ old | 27 | COMMUNICATIONS | 272109 | DATA COMM FOR CAMPUS NETWORK | EL | Item | 1236 | Supply, installation, testing, commissioning, putting into satisfactory operation and handing over complete Data Communication Devices ; including all necessary accessories, fittings, Support, fixation, cable bonding and labelling, cable management, licenses and all required software ; complete; As shown on drawings and described in specifications | Supply, installation, testing, commissioning, putting into satisfactory operation and handing over complete Data Communication Devices ; including all necessary accessories, fittings, Support, fixation, cable bonding and labelling, cable management, licenses and all required software ; complete; As shown on drawings and described in specifications | A | 48-Ports Access data switches ; | 1 | Nr | 1250 | 1250 | 1250 | 1250
FAZ old | 27 | COMMUNICATIONS | 272133 | WIRELESS DATA NETWORK | EL | Other | 1237 | 272133 - WIRELESS DATA NETWORK | 272133 - WIRELESS DATA NETWORK |  | 272133 - WIRELESS DATA NETWORK |  |  | 0
FAZ old | 27 | COMMUNICATIONS | 272133 | WIRELESS DATA NETWORK | EL | Other | 1238 | Supply, installation, testing, commissioning, putting into satisfactory operation and handing over complete Wireless Data Network ; including all necessary accessories, fittings, Support, fixation, cable bonding and labelling, cable management, licenses and all required software ; complete; As shown on drawings and described in specifications | Supply, installation, testing, commissioning, putting into satisfactory operation and handing over complete Wireless Data Network ; including all necessary accessories, fittings, Support, fixation, cable bonding and labelling, cable management, licenses and all required software ; complete; As shown on drawings and described in specifications |  | Supply, installation, testing, commissioning, putting into satisfactory operation and handing over complete Wireless Data Network ; including all necessary accessories, fittings, Support, fixation, cable bonding and labelling, cable management, licenses and all required software ; complete; As shown on drawings and described in specifications |  |  | 0
FAZ old | 27 | COMMUNICATIONS | 272133 | WIRELESS DATA NETWORK | EL | Other | 1239 | Wireless data network components | Wireless data network components |  | Wireless data network components |  |  | 0
FAZ old | 27 | COMMUNICATIONS | 272133 | WIRELESS DATA NETWORK | EL | Item | 1240 | Supply, installation, testing, commissioning, putting into satisfactory operation and handing over complete Wireless Data Network ; including all necessary accessories, fittings, Support, fixation, cable bonding and labelling, cable management, licenses and all required software ; complete; As shown on drawings and described in specifications | Supply, installation, testing, commissioning, putting into satisfactory operation and handing over complete Wireless Data Network ; including all necessary accessories, fittings, Support, fixation, cable bonding and labelling, cable management, licenses and all required software ; complete; As shown on drawings and described in specifications | B | Wireless controllers, | 1 | Item | 3125 | 3125 | 3125 | 3125
FAZ old | 27 | COMMUNICATIONS | 272133 | WIRELESS DATA NETWORK | EL | Item | 1241 | Wireless data network components | Wireless data network components | C | Wireless radio access points and antennas; | 4 | Nr | 282 | 1128 | 282 | 1128
FAZ old | 27 | COMMUNICATIONS | 272133 | WIRELESS DATA NETWORK | EL | Item | 1242 | Supply, installation, testing, commissioning, putting into satisfactory operation and handing over complete Wireless Data Network ; including all necessary accessories, fittings, Support, fixation, cable bonding and labelling, cable management, licenses and all required software ; complete; As shown on drawings and described in specifications | Supply, installation, testing, commissioning, putting into satisfactory operation and handing over complete Wireless Data Network ; including all necessary accessories, fittings, Support, fixation, cable bonding and labelling, cable management, licenses and all required software ; complete; As shown on drawings and described in specifications | D | Wireless data network system administration software; | 1 | Item | 782 | 782 | 782 | 782
FAZ old | 27 | COMMUNICATIONS | 272133 | WIRELESS DATA NETWORK | EL | Item | 1243 | Wireless data network components | Wireless data network components | A | Access and security control software; | 1 | Item | 938 | 938 | 938 | 938
FAZ old | 27 | COMMUNICATIONS | 274133 | MASTER ANTENNA TELEVISION SYSTEM | EL | Other | 1244 | 274133- MASTER ANTENNA TELEVISION SYSTEM | 274133- MASTER ANTENNA TELEVISION SYSTEM |  | 274133- MASTER ANTENNA TELEVISION SYSTEM |  |  | 0
FAZ old | 27 | COMMUNICATIONS | 274133 | MASTER ANTENNA TELEVISION SYSTEM | EL | Other | 1245 | Supply, installation, testing, commissioning, putting into satisfactory operation and handing over complete Master Antenna Television System; including all necessary accessories, fittings, Support, fixation, cable bonding and labelling, cable management, licenses and all required software ; complete; As shown on drawings and described in specifications | Supply, installation, testing, commissioning, putting into satisfactory operation and handing over complete Master Antenna Television System; including all necessary accessories, fittings, Support, fixation, cable bonding and labelling, cable management, licenses and all required software ; complete; As shown on drawings and described in specifications |  | Supply, installation, testing, commissioning, putting into satisfactory operation and handing over complete Master Antenna Television System; including all necessary accessories, fittings, Support, fixation, cable bonding and labelling, cable management, licenses and all required software ; complete; As shown on drawings and described in specifications |  |  | 0
FAZ old | 27 | COMMUNICATIONS | 274133 | MASTER ANTENNA TELEVISION SYSTEM | EL | Item | 1246 | 274133- MASTER ANTENNA TELEVISION SYSTEM | 274133- MASTER ANTENNA TELEVISION SYSTEM | B | Satellite Dish | 1 | Nr | 235 | 235 | 235 | 235
FAZ old | 27 | COMMUNICATIONS | 274133 | MASTER ANTENNA TELEVISION SYSTEM | EL | Item | 1247 | Supply, installation, testing, commissioning, putting into satisfactory operation and handing over complete Master Antenna Television System; including all necessary accessories, fittings, Support, fixation, cable bonding and labelling, cable management, licenses and all required software ; complete; As shown on drawings and described in specifications | Supply, installation, testing, commissioning, putting into satisfactory operation and handing over complete Master Antenna Television System; including all necessary accessories, fittings, Support, fixation, cable bonding and labelling, cable management, licenses and all required software ; complete; As shown on drawings and described in specifications | C | Quad LNB | 1 | Nr | 125 | 125 | 125 | 125
FAZ old | 27 | COMMUNICATIONS | 274133 | MASTER ANTENNA TELEVISION SYSTEM | EL | Item | 1248 | 274133- MASTER ANTENNA TELEVISION SYSTEM | 274133- MASTER ANTENNA TELEVISION SYSTEM | D | Multiswitch (5 input / 24 output) | 1 | Nr | 938 | 938 | 938 | 938
FAZ old | 27 | COMMUNICATIONS | 274133 | MASTER ANTENNA TELEVISION SYSTEM | EL | Item | 1249 | Supply, installation, testing, commissioning, putting into satisfactory operation and handing over complete Master Antenna Television System; including all necessary accessories, fittings, Support, fixation, cable bonding and labelling, cable management, licenses and all required software ; complete; As shown on drawings and described in specifications | Supply, installation, testing, commissioning, putting into satisfactory operation and handing over complete Master Antenna Television System; including all necessary accessories, fittings, Support, fixation, cable bonding and labelling, cable management, licenses and all required software ; complete; As shown on drawings and described in specifications | E | MATV Outlets; Wall Mounted | 7 | Nr | 134 | 938 | 134 | 938
FAZ old | 27 | COMMUNICATIONS | 274116 | INTEGRATED AUDIOVISUAL SYSTEMS AND EQUIPMENT - FOR AUDITORIUM | EL | Other | 1250 | 274116 - INTEGRATED AUDIOVISUAL SYSTEMS AND EQUIPMENT - FOR AUDITORIUM | 274116 - INTEGRATED AUDIOVISUAL SYSTEMS AND EQUIPMENT - FOR AUDITORIUM |  | 274116 - INTEGRATED AUDIOVISUAL SYSTEMS AND EQUIPMENT - FOR AUDITORIUM |  |  | 0
FAZ old | 27 | COMMUNICATIONS | 274116 | INTEGRATED AUDIOVISUAL SYSTEMS AND EQUIPMENT - FOR AUDITORIUM | EL | Other | 1251 | Supply, installation, testing, commissioning, putting into satisfactory operation and handing over complete Integrated AV System ; including all necessary accessories, fittings, Support, fixation, cable bonding and labelling, cable management, licenses and all required software ; complete; As shown on drawings and described in specifications | Supply, installation, testing, commissioning, putting into satisfactory operation and handing over complete Integrated AV System ; including all necessary accessories, fittings, Support, fixation, cable bonding and labelling, cable management, licenses and all required software ; complete; As shown on drawings and described in specifications |  | Supply, installation, testing, commissioning, putting into satisfactory operation and handing over complete Integrated AV System ; including all necessary accessories, fittings, Support, fixation, cable bonding and labelling, cable management, licenses and all required software ; complete; As shown on drawings and described in specifications |  |  | 0
FAZ old | 27 | COMMUNICATIONS | 274116 | INTEGRATED AUDIOVISUAL SYSTEMS AND EQUIPMENT - FOR AUDITORIUM | EL | Other | 1252 | Signal Processing and Central Equipment: | Signal Processing and Central Equipment: |  | Signal Processing and Central Equipment: |  |  | 0
FAZ old | 27 | COMMUNICATIONS | 274116 | INTEGRATED AUDIOVISUAL SYSTEMS AND EQUIPMENT - FOR AUDITORIUM | EL | Item | 1253 | Supply, installation, testing, commissioning, putting into satisfactory operation and handing over complete Integrated AV System ; including all necessary accessories, fittings, Support, fixation, cable bonding and labelling, cable management, licenses and all required software ; complete; As shown on drawings and described in specifications | Supply, installation, testing, commissioning, putting into satisfactory operation and handing over complete Integrated AV System ; including all necessary accessories, fittings, Support, fixation, cable bonding and labelling, cable management, licenses and all required software ; complete; As shown on drawings and described in specifications | F | Control system; | 1 | Item |  |  | 0 | 0
FAZ old | 27 | COMMUNICATIONS | 274116 | INTEGRATED AUDIOVISUAL SYSTEMS AND EQUIPMENT - FOR AUDITORIUM | EL | Item | 1254 | Signal Processing and Central Equipment: | Signal Processing and Central Equipment: | A | Signal Processing Equipment; | 1 | Item |  |  | 0 | 0
FAZ old | 27 | COMMUNICATIONS | 274116 | INTEGRATED AUDIOVISUAL SYSTEMS AND EQUIPMENT - FOR AUDITORIUM | EL | Other | 1255 | Video Projection Equipment & Accessories | Video Projection Equipment & Accessories |  | Video Projection Equipment & Accessories |  |  | 0
FAZ old | 27 | COMMUNICATIONS | 274116 | INTEGRATED AUDIOVISUAL SYSTEMS AND EQUIPMENT - FOR AUDITORIUM | EL | Item | 1256 | Signal Processing and Central Equipment: | Signal Processing and Central Equipment: | B | Projector | 1 | Nr |  |  | 0 | 0
FAZ old | 27 | COMMUNICATIONS | 274116 | INTEGRATED AUDIOVISUAL SYSTEMS AND EQUIPMENT - FOR AUDITORIUM | EL | Item | 1257 | Video Projection Equipment & Accessories | Video Projection Equipment & Accessories | C | Projector Mount | 1 | Nr |  |  | 0 | 0
FAZ old | 27 | COMMUNICATIONS | 274116 | INTEGRATED AUDIOVISUAL SYSTEMS AND EQUIPMENT - FOR AUDITORIUM | EL | Item | 1258 | Signal Processing and Central Equipment: | Signal Processing and Central Equipment: | D | Motorized screen (267x356 cm) | 1 | Nr |  |  | 0 | 0
FAZ old | 27 | COMMUNICATIONS | 274116 | INTEGRATED AUDIOVISUAL SYSTEMS AND EQUIPMENT - FOR AUDITORIUM | EL | Other | 1259 | Sound Re-inforcement Equipment: | Sound Re-inforcement Equipment: |  | Sound Re-inforcement Equipment:
FAZ old | 27 | COMMUNICATIONS | 274116 | INTEGRATED AUDIOVISUAL SYSTEMS AND EQUIPMENT - FOR AUDITORIUM | EL | Item | 1260 | Signal Processing and Central Equipment: | Signal Processing and Central Equipment: | E | Ceiling loudspeakers | 10 | Nr |  |  | 0 | 0
FAZ old | 27 | COMMUNICATIONS | 274116 | INTEGRATED AUDIOVISUAL SYSTEMS AND EQUIPMENT - FOR AUDITORIUM | EL | Item | 1261 | Sound Re-inforcement Equipment: | Sound Re-inforcement Equipment: | F | Hardwired microphone | 3 | Nr |  |  | 0 | 0
FAZ old | 27 | COMMUNICATIONS | 274116 | INTEGRATED AUDIOVISUAL SYSTEMS AND EQUIPMENT - FOR AUDITORIUM | EL | Item | 1262 | Signal Processing and Central Equipment: | Signal Processing and Central Equipment: | G | Wireless microphone | 2 | Nr |  |  | 0 | 0
FAZ old | 27 | COMMUNICATIONS | 274116 | INTEGRATED AUDIOVISUAL SYSTEMS AND EQUIPMENT - FOR AUDITORIUM | EL | Other | 1263 | Miscellaneous Components: | Miscellaneous Components: |  | Miscellaneous Components:
FAZ old | 27 | COMMUNICATIONS | 274116 | INTEGRATED AUDIOVISUAL SYSTEMS AND EQUIPMENT - FOR AUDITORIUM | EL | Item | 1264 | Signal Processing and Central Equipment: | Signal Processing and Central Equipment: | H | AV floor box | 1 | Nr |  |  | 0 | 0
FAZ old | 27 | COMMUNICATIONS | 274116 | INTEGRATED AUDIOVISUAL SYSTEMS AND EQUIPMENT - FOR AUDITORIUM | EL | Item | 1265 | Miscellaneous Components: | Miscellaneous Components: | J | AV wall plat | 1 | Nr |  |  | 0 | 0
FAZ old | 27 | COMMUNICATIONS | 274116 | INTEGRATED AUDIOVISUAL SYSTEMS AND EQUIPMENT - FOR AUDITORIUM | EL | Item | 1266 | Signal Processing and Central Equipment: | Signal Processing and Central Equipment: | K | Touch Panel, (Wireless Touch Panel, 10.1"), | 1 | Nr |  |  | 0 | 0
FAZ old | 27 | COMMUNICATIONS | 274116 | INTEGRATED AUDIOVISUAL SYSTEMS AND EQUIPMENT - FOR AUDITORIUM | EL | Other | 1267 | A/V Equipment Racks/ Cabinets | A/V Equipment Racks/ Cabinets |  | A/V Equipment Racks/ Cabinets
FAZ old | 27 | COMMUNICATIONS | 274116 | INTEGRATED AUDIOVISUAL SYSTEMS AND EQUIPMENT - FOR AUDITORIUM | EL | Item | 1268 | Signal Processing and Central Equipment: | Signal Processing and Central Equipment: | L | A/V Racks/Credenza; | 1 | Nr |  |  | 0 | 0
FAZ old | 27 | COMMUNICATIONS | 275118 | PUBLIC ADDRESS / VOICE ALARM (PA/VA) SYSTEM | EL | Other | 1269 | 275118 - PUBLIC ADDRESS / VOICE ALARM (PA/VA) SYSTEM | 275118 - PUBLIC ADDRESS / VOICE ALARM (PA/VA) SYSTEM |  | 275118 - PUBLIC ADDRESS / VOICE ALARM (PA/VA) SYSTEM |  |  | 0
FAZ old | 27 | COMMUNICATIONS | 275118 | PUBLIC ADDRESS / VOICE ALARM (PA/VA) SYSTEM | EL | Other | 1270 | Supply, installation, testing, commissioning, putting into satisfactory operation and handing over complete Public Address and Voice Alarm (PA/VA) System ; including all necessary accessories, fittings, Support, fixation, cable bonding and labelling, cable management, licenses and all required software ; complete; As shown on drawings and described in specifications | Supply, installation, testing, commissioning, putting into satisfactory operation and handing over complete Public Address and Voice Alarm (PA/VA) System ; including all necessary accessories, fittings, Support, fixation, cable bonding and labelling, cable management, licenses and all required software ; complete; As shown on drawings and described in specifications |  | Supply, installation, testing, commissioning, putting into satisfactory operation and handing over complete Public Address and Voice Alarm (PA/VA) System ; including all necessary accessories, fittings, Support, fixation, cable bonding and labelling, cable management, licenses and all required software ; complete; As shown on drawings and described in specifications |  |  | 0
FAZ old | 27 | COMMUNICATIONS | 275118 | PUBLIC ADDRESS / VOICE ALARM (PA/VA) SYSTEM | EL | Other | 1271 | Central (Headend) System Components; | Central (Headend) System Components; |  | Central (Headend) System Components; |  |  | 0
FAZ old | 27 | COMMUNICATIONS | 275118 | PUBLIC ADDRESS / VOICE ALARM (PA/VA) SYSTEM | EL | Item | 1272 | Supply, installation, testing, commissioning, putting into satisfactory operation and handing over complete Public Address and Voice Alarm (PA/VA) System ; including all necessary accessories, fittings, Support, fixation, cable bonding and labelling, cable management, licenses and all required software ; complete; As shown on drawings and described in specifications | Supply, installation, testing, commissioning, putting into satisfactory operation and handing over complete Public Address and Voice Alarm (PA/VA) System ; including all necessary accessories, fittings, Support, fixation, cable bonding and labelling, cable management, licenses and all required software ; complete; As shown on drawings and described in specifications | A | PA system headend equipment, as specified; | 1 | Item | 7813 | 7813 | 7813 | 7813
FAZ old | 27 | COMMUNICATIONS | 275118 | PUBLIC ADDRESS / VOICE ALARM (PA/VA) SYSTEM | EL | Other | 1273 | System Peripheral Devices; | System Peripheral Devices; |  | System Peripheral Devices; |  |  | 0
FAZ old | 27 | COMMUNICATIONS | 275118 | PUBLIC ADDRESS / VOICE ALARM (PA/VA) SYSTEM | EL | Item | 1274 | Supply, installation, testing, commissioning, putting into satisfactory operation and handing over complete Public Address and Voice Alarm (PA/VA) System ; including all necessary accessories, fittings, Support, fixation, cable bonding and labelling, cable management, licenses and all required software ; complete; As shown on drawings and described in specifications | Supply, installation, testing, commissioning, putting into satisfactory operation and handing over complete Public Address and Voice Alarm (PA/VA) System ; including all necessary accessories, fittings, Support, fixation, cable bonding and labelling, cable management, licenses and all required software ; complete; As shown on drawings and described in specifications | B | Paging Microphone | 1 | Nr | 1250 | 1250 | 1250 | 1250
FAZ old | 27 | COMMUNICATIONS | 275118 | PUBLIC ADDRESS / VOICE ALARM (PA/VA) SYSTEM | EL | Item | 1275 | System Peripheral Devices; | System Peripheral Devices; | C | Ceiling mounted speaker (6w) | 90 | Nr | 235 | 21150 | 235 | 21150
FAZ old | 27 | COMMUNICATIONS | 275118 | PUBLIC ADDRESS / VOICE ALARM (PA/VA) SYSTEM | EL | Item | 1276 | Supply, installation, testing, commissioning, putting into satisfactory operation and handing over complete Public Address and Voice Alarm (PA/VA) System ; including all necessary accessories, fittings, Support, fixation, cable bonding and labelling, cable management, licenses and all required software ; complete; As shown on drawings and described in specifications | Supply, installation, testing, commissioning, putting into satisfactory operation and handing over complete Public Address and Voice Alarm (PA/VA) System ; including all necessary accessories, fittings, Support, fixation, cable bonding and labelling, cable management, licenses and all required software ; complete; As shown on drawings and described in specifications | D | Noise-operated gain controllers (Volume attenuator stations); | 1 | Nr | 782 | 782 | 782 | 782
FAZ old | 27 | COMMUNICATIONS | 275118 | PUBLIC ADDRESS / VOICE ALARM (PA/VA) SYSTEM | EL | Other | 1277 | A/V Equipment Racks/ Cabinets | A/V Equipment Racks/ Cabinets |  | A/V Equipment Racks/ Cabinets |  |  | 0
FAZ old | 27 | COMMUNICATIONS | 275118 | PUBLIC ADDRESS / VOICE ALARM (PA/VA) SYSTEM | EL | Item | 1278 | Supply, installation, testing, commissioning, putting into satisfactory operation and handing over complete Public Address and Voice Alarm (PA/VA) System ; including all necessary accessories, fittings, Support, fixation, cable bonding and labelling, cable management, licenses and all required software ; complete; As shown on drawings and described in specifications | Supply, installation, testing, commissioning, putting into satisfactory operation and handing over complete Public Address and Voice Alarm (PA/VA) System ; including all necessary accessories, fittings, Support, fixation, cable bonding and labelling, cable management, licenses and all required software ; complete; As shown on drawings and described in specifications | E | Public Address Rack; | 1 | Nr | 4688 | 4688 | 4688 | 4688
FAZ old | 27 | COMMUNICATIONS | 275223 | NURSE CALL-CODE BLUE SYSTEMS | EL | Other | 1279 | 275223- NURSE CALL-CODE BLUE SYSTEMS | 275223- NURSE CALL-CODE BLUE SYSTEMS |  | 275223- NURSE CALL-CODE BLUE SYSTEMS |  |  | 0
FAZ old | 27 | COMMUNICATIONS | 275223 | NURSE CALL-CODE BLUE SYSTEMS | EL | Other | 1280 | Supply, installation, testing, commissioning, putting into satisfactory operation and handing over complete Nurse Call System ; including all necessary accessories, fittings, Support, fixation, cable bonding and labelling, cable management, licenses and all required software ; complete; As shown on drawings and described in specifications | Supply, installation, testing, commissioning, putting into satisfactory operation and handing over complete Nurse Call System ; including all necessary accessories, fittings, Support, fixation, cable bonding and labelling, cable management, licenses and all required software ; complete; As shown on drawings and described in specifications |  | Supply, installation, testing, commissioning, putting into satisfactory operation and handing over complete Nurse Call System ; including all necessary accessories, fittings, Support, fixation, cable bonding and labelling, cable management, licenses and all required software ; complete; As shown on drawings and described in specifications |  |  | 0
FAZ old | 27 | COMMUNICATIONS | 275223 | NURSE CALL-CODE BLUE SYSTEMS | EL | Item | 1281 | 275223- NURSE CALL-CODE BLUE SYSTEMS | 275223- NURSE CALL-CODE BLUE SYSTEMS | A | Nurse Call Workstation | 1 | Nr | 2344 | 2344 | 2344 | 2344
FAZ old | 27 | COMMUNICATIONS | 275223 | NURSE CALL-CODE BLUE SYSTEMS | EL | Item | 1282 | Supply, installation, testing, commissioning, putting into satisfactory operation and handing over complete Nurse Call System ; including all necessary accessories, fittings, Support, fixation, cable bonding and labelling, cable management, licenses and all required software ; complete; As shown on drawings and described in specifications | Supply, installation, testing, commissioning, putting into satisfactory operation and handing over complete Nurse Call System ; including all necessary accessories, fittings, Support, fixation, cable bonding and labelling, cable management, licenses and all required software ; complete; As shown on drawings and described in specifications | B | Nurse Call Type-B | 6 | Nr | 1875 | 11250 | 1875 | 11250
FAZ old | 27 | COMMUNICATIONS | 275223 | NURSE CALL-CODE BLUE SYSTEMS | EL | Item | 1283 | 275223- NURSE CALL-CODE BLUE SYSTEMS | 275223- NURSE CALL-CODE BLUE SYSTEMS | C | Nurse Call Type-C | 1 | Nr | 1719 | 1719 | 1719 | 1719
FAZ old | 27 | COMMUNICATIONS | 275223 | NURSE CALL-CODE BLUE SYSTEMS | EL | Item | 1284 | Supply, installation, testing, commissioning, putting into satisfactory operation and handing over complete Nurse Call System ; including all necessary accessories, fittings, Support, fixation, cable bonding and labelling, cable management, licenses and all required software ; complete; As shown on drawings and described in specifications | Supply, installation, testing, commissioning, putting into satisfactory operation and handing over complete Nurse Call System ; including all necessary accessories, fittings, Support, fixation, cable bonding and labelling, cable management, licenses and all required software ; complete; As shown on drawings and described in specifications | D | Nurse Call Type-D | 1 | Nr | 1719 | 1719 | 1719 | 1719
FAZ old | 27 | COMMUNICATIONS | 275223 | NURSE CALL-CODE BLUE SYSTEMS | EL | Other | 1285 | 275223- NURSE CALL-CODE BLUE SYSTEMS | 275223- NURSE CALL-CODE BLUE SYSTEMS | BILL NO. 27 - COMMUNICATIONS |  |  |  | J.D | 83157
FAZ old | 27 | COMMUNICATIONS | To Summary | To Summary |  | Bill Sum | 1286 | Supply, installation, testing, commissioning, putting into satisfactory operation and handing over complete Nurse Call System ; including all necessary accessories, fittings, Support, fixation, cable bonding and labelling, cable management, licenses and all required software ; complete; As shown on drawings and described in specifications | Supply, installation, testing, commissioning, putting into satisfactory operation and handing over complete Nurse Call System ; including all necessary accessories, fittings, Support, fixation, cable bonding and labelling, cable management, licenses and all required software ; complete; As shown on drawings and described in specifications | To Summary
FAZ old | 28 | ELECTRONIC SAFETY AND SECURITY | 284621.13 | CONVENTIONAL FIRE ALARM SYSTEM | EL | Other | 1287 | 275223- NURSE CALL-CODE BLUE SYSTEMS | 275223- NURSE CALL-CODE BLUE SYSTEMS | BILL NO. 28
FAZ old | 28 | ELECTRONIC SAFETY AND SECURITY | 284621.13 | CONVENTIONAL FIRE ALARM SYSTEM | EL | Other | 1288 | Supply, installation, testing, commissioning, putting into satisfactory operation and handing over complete Nurse Call System ; including all necessary accessories, fittings, Support, fixation, cable bonding and labelling, cable management, licenses and all required software ; complete; As shown on drawings and described in specifications | Supply, installation, testing, commissioning, putting into satisfactory operation and handing over complete Nurse Call System ; including all necessary accessories, fittings, Support, fixation, cable bonding and labelling, cable management, licenses and all required software ; complete; As shown on drawings and described in specifications | ELECTRONIC SAFETY AND SECURITY
FAZ old | 28 | ELECTRONIC SAFETY AND SECURITY | 284621.13 | CONVENTIONAL FIRE ALARM SYSTEM | EL | Other | 1289 | 275223- NURSE CALL-CODE BLUE SYSTEMS | 275223- NURSE CALL-CODE BLUE SYSTEMS | Item | Description | Qty | Unit | Rate | Amount
FAZ old | 28 | ELECTRONIC SAFETY AND SECURITY | 284621.13 | CONVENTIONAL FIRE ALARM SYSTEM | EL | Other | 1290 | Supply, installation, testing, commissioning, putting into satisfactory operation and handing over complete Nurse Call System ; including all necessary accessories, fittings, Support, fixation, cable bonding and labelling, cable management, licenses and all required software ; complete; As shown on drawings and described in specifications | Supply, installation, testing, commissioning, putting into satisfactory operation and handing over complete Nurse Call System ; including all necessary accessories, fittings, Support, fixation, cable bonding and labelling, cable management, licenses and all required software ; complete; As shown on drawings and described in specifications | [5 empty] | JD
FAZ old | 28 | ELECTRONIC SAFETY AND SECURITY | 284621.13 | CONVENTIONAL FIRE ALARM SYSTEM | EL | Other | 1291 | 284621.13 - CONVENTIONAL FIRE ALARM SYSTEM | 284621.13 - CONVENTIONAL FIRE ALARM SYSTEM |  | 284621.13 - CONVENTIONAL FIRE ALARM SYSTEM
FAZ old | 28 | ELECTRONIC SAFETY AND SECURITY | 284621.13 | CONVENTIONAL FIRE ALARM SYSTEM | EL | Other | 1292 | Supply, installation, testing, commissioning, putting into satisfactory operation and handing over complete Fire Alarm System ; including all necessary accessories, fittings, Support, fixation, cable bonding and labelling, cable management, licenses and all required software ; complete; As shown on drawings and described in specifications | Fire Alarm Control Unit |  | Supply, installation, testing, commissioning, putting into satisfactory operation and handing over complete Fire Alarm System ; including all necessary accessories, fittings, Support, fixation, cable bonding and labelling, cable management, licenses and all required software ; complete; As shown on drawings and described in specifications
FAZ old | 28 | ELECTRONIC SAFETY AND SECURITY | 284621.13 | CONVENTIONAL FIRE ALARM SYSTEM | EL | Other | 1293 | Supply, installation, testing, commissioning, putting into satisfactory operation and handing over complete Fire Alarm System ; including all necessary accessories, fittings, Support, fixation, cable bonding and labelling, cable management, licenses and all required software ; complete; As shown on drawings and described in specifications | Fire Alarm Control Unit |  | Fire Alarm Control Unit |  |  |  | 0
FAZ old | 28 | ELECTRONIC SAFETY AND SECURITY | 284621.13 | CONVENTIONAL FIRE ALARM SYSTEM | EL | Item | 1294 | Supply, installation, testing, commissioning, putting into satisfactory operation and handing over complete Fire Alarm System ; including all necessary accessories, fittings, Support, fixation, cable bonding and labelling, cable management, licenses and all required software ; complete; As shown on drawings and described in specifications | Fire Alarm Control Unit | A | Fire Alarm Control Panel (FACP) | 1 | Nr | 1200 | 1200 | 1200 | 1200
FAZ old | 28 | ELECTRONIC SAFETY AND SECURITY | 284621.13 | CONVENTIONAL FIRE ALARM SYSTEM | EL | Other | 1295 | Fire-alarm signal initiation devices | Fire-alarm signal initiation devices |  | Fire-alarm signal initiation devices |  |  | 0 | 0
FAZ old | 28 | ELECTRONIC SAFETY AND SECURITY | 284621.13 | CONVENTIONAL FIRE ALARM SYSTEM | EL | Item | 1296 | Supply, installation, testing, commissioning, putting into satisfactory operation and handing over complete Fire Alarm System ; including all necessary accessories, fittings, Support, fixation, cable bonding and labelling, cable management, licenses and all required software ; complete; As shown on drawings and described in specifications | Fire Alarm Control Unit | B | Manual fire alarm station | 4 | Nr | 90 | 360 | 90 | 360
FAZ old | 28 | ELECTRONIC SAFETY AND SECURITY | 284621.13 | CONVENTIONAL FIRE ALARM SYSTEM | EL | Item | 1297 | Fire-alarm signal initiation devices | Fire-alarm signal initiation devices | C | Smoke detectors, photoelectric type; | 40 | Nr | 75 | 3000 | 75 | 3000
FAZ old | 28 | ELECTRONIC SAFETY AND SECURITY | 284621.13 | CONVENTIONAL FIRE ALARM SYSTEM | EL | Item | 1298 | Supply, installation, testing, commissioning, putting into satisfactory operation and handing over complete Fire Alarm System ; including all necessary accessories, fittings, Support, fixation, cable bonding and labelling, cable management, licenses and all required software ; complete; As shown on drawings and described in specifications | Fire Alarm Control Unit | D | Smoke detectors, photoelectric type; With Sounder Base | 6 | Nr | 75 | 450 | 75 | 450
FAZ old | 28 | ELECTRONIC SAFETY AND SECURITY | 284621.13 | CONVENTIONAL FIRE ALARM SYSTEM | EL | Item | 1299 | Fire-alarm signal initiation devices | Fire-alarm signal initiation devices | E | Combined Optical/Heat detector (Multicriteria detector) | 4 | Nr | 85 | 340 | 85 | 340
FAZ old | 28 | ELECTRONIC SAFETY AND SECURITY | 284621.13 | CONVENTIONAL FIRE ALARM SYSTEM | EL | Item | 1300 | Supply, installation, testing, commissioning, putting into satisfactory operation and handing over complete Fire Alarm System ; including all necessary accessories, fittings, Support, fixation, cable bonding and labelling, cable management, licenses and all required software ; complete; As shown on drawings and described in specifications | Fire Alarm Control Unit | F | Heat detector | 3 | Nr | 75 | 225 | 75 | 225
FAZ old | 28 | ELECTRONIC SAFETY AND SECURITY | 284621.13 | CONVENTIONAL FIRE ALARM SYSTEM | EL | Item | 1301 | Fire-alarm signal initiation devices | Fire-alarm signal initiation devices | G | Duct Smoke Detectors | 1 | Item | 1000 | 1000 | 1000 | 1000
FAZ old | 28 | ELECTRONIC SAFETY AND SECURITY | 284621.13 | CONVENTIONAL FIRE ALARM SYSTEM | EL | Other | 1302 | Fire-alarm Notification devices | Fire-alarm Notification devices |  | Fire-alarm Notification devices |  |  | 0 | 0
FAZ old | 28 | ELECTRONIC SAFETY AND SECURITY | 284621.13 | CONVENTIONAL FIRE ALARM SYSTEM | EL | Item | 1303 | Fire-alarm signal initiation devices | Fire-alarm signal initiation devices | A | Wall mounted Strobe light - 15 cd | 12 | Nr | 50 | 600 | 50 | 600
FAZ old | 28 | ELECTRONIC SAFETY AND SECURITY | 284621.13 | CONVENTIONAL FIRE ALARM SYSTEM | EL | Item | 1304 | Fire-alarm Notification devices | Fire-alarm Notification devices | B | Wall mounted Strobe light - 30 cd | 2 | Nr | 70 | 140 | 70 | 140
FAZ old | 28 | ELECTRONIC SAFETY AND SECURITY | 284621.13 | CONVENTIONAL FIRE ALARM SYSTEM | EL | Item | 1305 | Fire-alarm signal initiation devices | Fire-alarm signal initiation devices | C | Wall mounted Strobe light - 60 cd | 2 | Nr |  | 0 | 0 | 0
FAZ old | 28 | ELECTRONIC SAFETY AND SECURITY | 284621.13 | CONVENTIONAL FIRE ALARM SYSTEM | EL | Item | 1306 | Fire-alarm Notification devices | Fire-alarm Notification devices | C | Wall mounted Strobe light - 95 cd | 1 | Nr | 140 | 140 | 140 | 140
FAZ old | 28 | ELECTRONIC SAFETY AND SECURITY | 284621.13 | CONVENTIONAL FIRE ALARM SYSTEM | EL | Other | 1307 | Addressable interface devices, | Addressable interface devices, |  | Addressable interface devices, |  |  | 0 | 0
FAZ old | 28 | ELECTRONIC SAFETY AND SECURITY | 284621.13 | CONVENTIONAL FIRE ALARM SYSTEM | EL | Item | 1308 | Fire-alarm Notification devices | Fire-alarm Notification devices | D | Control modules; | 2 | Nr | 140 | 280 | 140 | 280
FAZ old | 28 | ELECTRONIC SAFETY AND SECURITY | 284621.13 | CONVENTIONAL FIRE ALARM SYSTEM | EL | Item | 1309 | Addressable interface devices, | Addressable interface devices, | E | Monitoring modules; | 2 | Nr | 140 | 280 | 140 | 280
FAZ old | 28 | ELECTRONIC SAFETY AND SECURITY | 284621.13 | CONVENTIONAL FIRE ALARM SYSTEM | EL | Item | 1310 | Fire-alarm Notification devices | Fire-alarm Notification devices | F | Line isolation modules; | 1 | Item | 200 | 200 | 200 | 200
FAZ old | 28 | ELECTRONIC SAFETY AND SECURITY | 284621.13 | CONVENTIONAL FIRE ALARM SYSTEM | EL | Item | 1311 | Addressable interface devices, | Addressable interface devices, | G | End of line resistor/devices | 4 | Nr | 20 | 80 | 20 | 80
FAZ old | 28 | ELECTRONIC SAFETY AND SECURITY | 284621.13 | CONVENTIONAL FIRE ALARM SYSTEM | EL | Other | 1312 | Fire-alarm Notification devices | Fire-alarm Notification devices | BILL NO. 28 - ELECTRONIC SAFETY AND SECURITY |  |  |  | J.D | 8295
FAZ old | 28 | ELECTRONIC SAFETY AND SECURITY | To Summary | To Summary |  | Bill Sum | 1313 | Addressable interface devices, | Addressable interface devices, | To Summary
FAZ old | 31 | EARTHWORK | 311000 | SITE CLEARING | GE | Other | 1314 | Fire-alarm Notification devices | Fire-alarm Notification devices |  |  | BILL NO. 31
FAZ old | 31 | EARTHWORK | 311000 | SITE CLEARING | GE | Other | 1315 | Addressable interface devices, | Addressable interface devices, |  |  | EARTHWORK
FAZ old | 31 | EARTHWORK | 311000 | SITE CLEARING | GE | Other | 1316 | Fire-alarm Notification devices | Fire-alarm Notification devices | Item | Description | Qty | Unit | Rate | Amount
FAZ old | 31 | EARTHWORK | 311000 | SITE CLEARING | GE | Other | 1317 | Addressable interface devices, | Addressable interface devices, | [5 empty] | J.D
FAZ old | 31 | EARTHWORK | 311000 | SITE CLEARING | GE | Other | 1318 | 311000 - SITE CLEARING | 311000 - SITE CLEARING |  | 311000 - SITE CLEARING
FAZ old | 31 | EARTHWORK | 311000 | SITE CLEARING | GE | Other | 1319 | Site preparation | Site preparation |  | Site preparation
FAZ old | 31 | EARTHWORK | 311000 | SITE CLEARING | GE | Item | 1320 | 311000 - SITE CLEARING | 311000 - SITE CLEARING | A | Clearing the site generally | 1 | Item |  | 0 | 0 | 0
FAZ old | 31 | EARTHWORK | 311000 | SITE CLEARING | GE | Other | 1321 | Excavating | Excavating |  | Excavating
FAZ old | 31 | EARTHWORK | 311000 | SITE CLEARING | GE | Item | 1322 | 311000 - SITE CLEARING | 311000 - SITE CLEARING | B | Excavation from existing levels for Foundation, Ground Beams, Pits, trenches and beds | 415 | m3 |  | 0 | 0 | 0
FAZ old | 31 | EARTHWORK | 311000 | SITE CLEARING | GE | Other | 1323 | Filling | Filling |  | Filling
FAZ old | 31 | EARTHWORK | 311000 | SITE CLEARING | GE | Item | 1324 | Filling | Filling | C | Filling from existing levels to makeup levels | 290 | m3 |  | 0 | 0 | 0
FAZ old | 31 | EARTHWORK | 311000 | SITE CLEARING | GE | Other | 1325 | Filling | Filling | BILL No. 31 - EARTHWORK
FAZ old | 31 | EARTHWORK | To Summary | To Summary |  | Bill Sum | 1326 | Filling | Filling | To Summary |  |  |  | J.D | 0
FAZ old | 32 | EXTERIOR IMPROVEMENTS | 321400 | UNIT PAVING | LS | Other | 1327 | Filling | Filling |  |  | BILL NO. 32
FAZ old | 32 | EXTERIOR IMPROVEMENTS | 321400 | UNIT PAVING | LS | Other | 1328 | Filling | Filling |  |  | EXTERIOR IMPROVEMENTS
FAZ old | 32 | EXTERIOR IMPROVEMENTS | 321400 | UNIT PAVING | LS | Other | 1329 | Filling | Filling | Item | Description | Qty | Unit | Rate | Amount
FAZ old | 32 | EXTERIOR IMPROVEMENTS | 311000 | UNIT PAVING | GE | Other | 1330 | Filling | Filling | [5 empty] | J.D
FAZ old | 32 | EXTERIOR IMPROVEMENTS | 321400 | UNIT PAVING | LS | Other | 1331 | 321400 - UNIT PAVING | 321400 - UNIT PAVING |  | 321400 - UNIT PAVING
FAZ old | 32 | EXTERIOR IMPROVEMENTS | 321400 | UNIT PAVING | LS | Other | 1332 | Precast concrete curb; ordinary Portland cement, smooth finish, reinforced; including fittings and fixings; complete; as specified and as Drg. A-501; detail 12 | Precast concrete curb; ordinary Portland cement, smooth finish, reinforced; including fittings and fixings; complete; as specified and as Drg. A-501; detail 12 |  | Precast concrete curb; ordinary Portland cement, smooth finish, reinforced; including fittings and fixings; complete; as specified and as Drg. A-501; detail 12
FAZ old | 32 | EXTERIOR IMPROVEMENTS | 321400 | UNIT PAVING | LS | Item | 1333 | 321400 - UNIT PAVING | 321400 - UNIT PAVING | A | Curb; 150 x 300 high; with haunches | 210 | m |  | 0 | 0 | 0
FAZ old | 32 | EXTERIOR IMPROVEMENTS | 321400 | UNIT PAVING | LS | Other | 1334 | Precast concrete tiles; including bedding mortar; to | Precast concrete tiles; including bedding mortar; to |  | Precast concrete tiles; including bedding mortar; to
FAZ old | 32 | EXTERIOR IMPROVEMENTS | 321400 | UNIT PAVING | LS | Item | 1335 | 321400 - UNIT PAVING | 321400 - UNIT PAVING | B | Sidewalks and terraces; 40 thick | 464 | m2 |  | 0 | 0 | 0
FAZ old | 32 | EXTERIOR IMPROVEMENTS | 321116.16 | AGGREGATE SUBBASE COURSE | GE | Other | 1336 | 321116.16 - AGGREGATE SUBBASE COURSE | 321116.16 - AGGREGATE SUBBASE COURSE |  | 321116.16 - AGGREGATE SUBBASE COURSE
FAZ old | 32 | EXTERIOR IMPROVEMENTS | 321116.16 | AGGREGATE SUBBASE COURSE | GE | Item | 1337 | 321400 - UNIT PAVING | 321400 - UNIT PAVING | C | Subgrade Layer, laid and compacted as specified | 150 | m3 |  | 0 | 0 | 0
FAZ old | 32 | EXTERIOR IMPROVEMENTS | 321116.16 | AGGREGATE SUBBASE COURSE | GE | Item | 1338 | 321116.16 - AGGREGATE SUBBASE COURSE | 321116.16 - AGGREGATE SUBBASE COURSE | D | Aggregate Base Course; 200 thick; compacted to 100% Modified AASHTO Density, CBR ≥ 80% | 120 | m3 |  | 0 | 0 | 0
FAZ old | 32 | EXTERIOR IMPROVEMENTS | 321216 | ASPHALT PAVING | GE | Other | 1339 | 321216 - ASPHALT PAVING | 321216 - ASPHALT PAVING |  | 321216 - ASPHALT PAVING
FAZ old | 32 | EXTERIOR IMPROVEMENTS | 321216 | ASPHALT PAVING | GE | Other | 1340 | 0.5 MESAL | 0.5 MESAL |  | 0.5 MESAL
FAZ old | 32 | EXTERIOR IMPROVEMENTS | 321216 | ASPHALT PAVING | GE | Item | 1341 | 321216 - ASPHALT PAVING | 321216 - ASPHALT PAVING | E | Bituminous Prime Coat | 600 | m2 |  | 0 | 0 | 0
FAZ old | 32 | EXTERIOR IMPROVEMENTS | 321216 | ASPHALT PAVING | GE | Item | 1342 | 0.5 MESAL | 0.5 MESAL | F | Bituminous Tack Coat | 600 | m2 |  | 0 | 0 | 0
FAZ old | 32 | EXTERIOR IMPROVEMENTS | 321216 | ASPHALT PAVING | GE | Item | 1343 | 321216 - ASPHALT PAVING | 321216 - ASPHALT PAVING | G | 60 mm Bituminous Base Course | 37 | m3 |  | 0 | 0 | 0
FAZ old | 32 | EXTERIOR IMPROVEMENTS | 321216 | ASPHALT PAVING | GE | Item | 1344 | 0.5 MESAL | 0.5 MESAL | H | 40 mm Bituminous Surface Course | 25 | m3 |  | 0 | 0 | 0
FAZ old | 32 | EXTERIOR IMPROVEMENTS | 321216 | ASPHALT PAVING | GE | Other | 1345 | 321216 - ASPHALT PAVING | 321216 - ASPHALT PAVING | BILL No. 32 - EXTERIOR IMPROVEMENTS
FAZ old | 32 | EXTERIOR IMPROVEMENTS | To Summary | To Summary |  | Bill Sum | 1346 | 0.5 MESAL | 0.5 MESAL | To Summary |  |  |  | J.D | 0
FAZ old | Sum | SUMMARY | SUMMARY | SUMMARY |  | Total Sum | 1347 | SUMMARY | SUMMARY | SUMMARY
FAZ old | Sum | SUMMARY | SUMMARY | SUMMARY |  | Total Sum | 1348 | SUMMARY | SUMMARY |  |  |  | Amount
FAZ old | Sum | SUMMARY | SUMMARY | SUMMARY |  | Total Sum | 1349 | SUMMARY | SUMMARY |  |  |  | J.D
FAZ old | Sum | SUMMARY | SUMMARY | SUMMARY |  | Total Sum | 1350 | SUMMARY | SUMMARY | BILL NO. 1 | GENERAL REQUIREMENTS ( 8% is considered) |  | 66638.2
FAZ old | Sum | SUMMARY | SUMMARY | SUMMARY |  | Total Sum | 1351 | SUMMARY | SUMMARY | BILL NO. 2 | SITE CONSTRUCTION |  | 1960
FAZ old | Sum | SUMMARY | SUMMARY | SUMMARY |  | Total Sum | 1352 | SUMMARY | SUMMARY | BILL NO. 3 | CONCRETE |  | 20635.5
FAZ old | Sum | SUMMARY | SUMMARY | SUMMARY |  | Total Sum | 1353 | SUMMARY | SUMMARY | BILL NO. 4 | MASONRY |  | 21158
FAZ old | Sum | SUMMARY | SUMMARY | SUMMARY |  | Total Sum | 1354 | SUMMARY | SUMMARY | BILL NO. 5 | METALS |  | 4358
FAZ old | Sum | SUMMARY | SUMMARY | SUMMARY |  | Total Sum | 1355 | SUMMARY | SUMMARY | BILL NO. 6 | WOOD AND PLASTICS |  | 3100
FAZ old | Sum | SUMMARY | SUMMARY | SUMMARY |  | Total Sum | 1356 | SUMMARY | SUMMARY | BILL NO. 7 | THERMAL AND MOISTURE PROTECTION |  | 112527
FAZ old | Sum | SUMMARY | SUMMARY | SUMMARY |  | Total Sum | 1357 | SUMMARY | SUMMARY | BILL NO. 8 | OPENINGS |  | 71276
FAZ old | Sum | SUMMARY | SUMMARY | SUMMARY |  | Total Sum | 1358 | SUMMARY | SUMMARY | BILL NO. 9 | FINISHES |  | 103219
FAZ old | Sum | SUMMARY | SUMMARY | SUMMARY |  | Total Sum | 1359 | SUMMARY | SUMMARY | BILL NO. 10 | SPECIALTIES |  | 3319
FAZ old | Sum | SUMMARY | SUMMARY | SUMMARY |  | Total Sum | 1360 | SUMMARY | SUMMARY | BILL NO. 11 | EQUIPMENT
FAZ old | Sum | SUMMARY | SUMMARY | SUMMARY |  | Total Sum | 1361 | SUMMARY | SUMMARY | BILL NO. 12 | FURNISHINGS |  | 7224
FAZ old | Sum | SUMMARY | SUMMARY | SUMMARY |  | Total Sum | 1362 | SUMMARY | SUMMARY | BILL NO. 14 | CONVEYING EQUIPMENT
FAZ old | Sum | SUMMARY | SUMMARY | SUMMARY |  | Total Sum | 1363 | SUMMARY | SUMMARY | BILL NO. 21 | FIRE SUPPRESSION |  | 25238
FAZ old | Sum | SUMMARY | SUMMARY | SUMMARY |  | Total Sum | 1364 | SUMMARY | SUMMARY | BILL NO. 22 | PLUMBING |  | 92681.5
FAZ old | Sum | SUMMARY | SUMMARY | SUMMARY |  | Total Sum | 1365 | SUMMARY | SUMMARY | BILL NO. 23 | HEATING VENTILATING AND AIR CONDITIONING |  | 78217.5
FAZ old | Sum | SUMMARY | SUMMARY | SUMMARY |  | Total Sum | 1366 | SUMMARY | SUMMARY | BILL NO. 26 | ELECTRICAL |  | 192063
FAZ old | Sum | SUMMARY | SUMMARY | SUMMARY |  | Total Sum | 1367 | SUMMARY | SUMMARY | BILL NO. 27 | COMMUNICATIONS |  | 83157
FAZ old | Sum | SUMMARY | SUMMARY | SUMMARY |  | Total Sum | 1368 | SUMMARY | SUMMARY | BILL NO. 28 | ELECTRONIC SAFETY AND SECURITY |  | 8295 | 832977.5
FAZ old | Sum | SUMMARY | SUMMARY | SUMMARY |  | Total Sum | 1369 | SUMMARY | SUMMARY | BILL NO. 31 | EARTHWORK
FAZ old | Sum | SUMMARY | SUMMARY | SUMMARY |  | Total Sum | 1370 | SUMMARY | SUMMARY | BILL NO. 32 | EXTERIOR IMPROVEMENTS
FAZ old | Sum | SUMMARY | SUMMARY | SUMMARY |  | Total Sum | 1371 | SUMMARY | SUMMARY | TOTAL
FAZ old | Sum | SUMMARY | SUMMARY | SUMMARY |  | Total Sum | 1372 | SUMMARY | SUMMARY | To Form of Tender |  | J.D | 895066.7

## Pivot
Sum of Amount after discount | Column Labels
Row Labels | AR | EL | GE | LS | ME | ST | (blank)
FPE | 351643 | 252752.2 | 0 | 0 | 262430.965 | 13378
FAZ | 376982.94 | 255131.55 | 0 | 0 | 212233.44 | 15044.61
Mansour | 363720.9 | 343592.43 | 0 | 0 | 325991.78 | 9901.275
Tenderer | AR | EL | ME | ST
FPE | 351643 | 252752.2 | 262430.965 | 13378
FAZ | 376982.94 | 255131.55 | 212233.44 | 15044.61
Mansour | 363720.9 | 343592.43 | 325991.78 | 9901.275
Tenderer | Civil/Architectural Works | Electrical and Telecommunication Works | Mechanical Works | CIVIL/AR | El/TEL | ME | Total
FPE | 365021 | 252752.2 | 262430.965 | 41.47% | 28.72% | 29.81% | 880204.165
FAZ | 392027.55 | 255131.55 | 212233.44 | 45.62% | 29.69% | 24.7% | 859392.54
Mansour | 373622.175 | 343592.43 | 325991.78 | 35.81% | 32.94% | 31.25% | 1043206.385
Column Labels
| FAZ | FPE | Mansour | FAZ old | 23.65%
Sum of Amount after discount | 859392.54 | 880204.165 | 1043206.385 | 895066.7 | -19.5%
Tenderer | FAZ | Mansour | FPE
Sum of Amount after discount | 859392.54 | 1043206.385 | 880204.165
Deviation Amount | -20811.625 | 163002.22
Deviation % | -2.364% | 18.52%
Tenderer | FAZ | Mansour | Average
Sum of Amount after discount | 859392.54 | 1043206.385 | 951299.4625
Deviation Amount | -91906.9225 | 91906.9225
Deviation % | -9.661% | 9.661%

## OverUnder Pivot
Type | Item
Sum of Amount after discount | [10 empty] | Tenderer
Item ID. | Bill | Bill Name | Section | Section Name | Description 1 | Description 2 | Item | Description | Qty | Unit | FPE | FAZ | Mansour | FAZ old
32 | 1 | GENERAL REQUIREMENTS | 010000 | GENERAL REQUIREMENTS | The Contractor is required to insert and price those Items arising out of the Conditions of Contract and General Requirements of Division 01 of the Specification, which the Contractor considers to have a monetary value and the Contractor wishes to price. Example of such Items are given below. This list may be extended as required. | Conditions of Contract | A | Performance Security | 1 | Item | 14800 | 4650 | 3220.4 | 66638.2
33 | 1 | GENERAL REQUIREMENTS | 010000 | GENERAL REQUIREMENTS | The Contractor is required to insert and price those Items arising out of the Conditions of Contract and General Requirements of Division 01 of the Specification, which the Contractor considers to have a monetary value and the Contractor wishes to price. Example of such Items are given below. This list may be extended as required. | Conditions of Contract | B | Insurances as per provision of the Conditions of Contract | 1 | Item |  | 2790 | 7727.99
34 | 1 | GENERAL REQUIREMENTS | 010000 | GENERAL REQUIREMENTS | The Contractor is required to insert and price those Items arising out of the Conditions of Contract and General Requirements of Division 01 of the Specification, which the Contractor considers to have a monetary value and the Contractor wishes to price. Example of such Items are given below. This list may be extended as required. | Conditions of Contract | C | Contractor's facilities, Contractor's temporary facilities including establishment, maintenance and removal from Site | 1 | Item |  | 18600 | 6954.9
35 | 1 | GENERAL REQUIREMENTS | 010000 | GENERAL REQUIREMENTS | The Contractor is required to insert and price those Items arising out of the Conditions of Contract and General Requirements of Division 01 of the Specification, which the Contractor considers to have a monetary value and the Contractor wishes to price. Example of such Items are given below. This list may be extended as required. | Conditions of Contract | D | Maintenance, cleaning and provision of services and supplies for, etc. the Engineer's staff offices provided by the Employer (Refer to Section 015000) | 1 | Item |  | 34410 | 12235.58
48 | 2 | SITE CONSTRUCTION | 024119 | SELECTIVE STRUCTURE DEMOLITION | The Contractor is required to insert and price those Items arising out of the Conditions of Contract and General Requirements of Division 01 of the Specification, which the Contractor considers to have a monetary value and the Contractor wishes to price. Example of such Items are given below. This list may be extended as required. | Conditions of Contract | A | Demolishing a column and parapet (Refer to first floor sheets) | 17 | m2 | 1360 | 395.25 | 808.01 | 425
49 | 2 | SITE CONSTRUCTION | 024119 | SELECTIVE STRUCTURE DEMOLITION | Demolition | Demolition | B | Demolishing beds (Slab on grade) | 73 | m2 | 1825 | 0 | 0 | 0
50 | 2 | SITE CONSTRUCTION | 024119 | SELECTIVE STRUCTURE DEMOLITION | The Contractor is required to insert and price those Items arising out of the Conditions of Contract and General Requirements of Division 01 of the Specification, which the Contractor considers to have a monetary value and the Contractor wishes to price. Example of such Items are given below. This list may be extended as required. | Conditions of Contract | C | Demolishing walls | 22 | m2 | 1320 | 0 | 0 | 0
52 | 2 | SITE CONSTRUCTION | 024119 | SELECTIVE STRUCTURE DEMOLITION | The Contractor is required to insert and price those Items arising out of the Conditions of Contract and General Requirements of Division 01 of the Specification, which the Contractor considers to have a monetary value and the Contractor wishes to price. Example of such Items are given below. This list may be extended as required. | Conditions of Contract | A | Cutting solid slab 250mm locally for shafts | 4 | m2 | 1400 | 93 | 772.12 | 100
53 | 2 | SITE CONSTRUCTION | 024119 | SELECTIVE STRUCTURE DEMOLITION | Alteration | Alteration | B | Cutting wall 300mm for opening of size 600x200mm | 1 | Nr | 150 | 0 | 0 | 0
54 | 2 | SITE CONSTRUCTION | 024119 | SELECTIVE STRUCTURE DEMOLITION | The Contractor is required to insert and price those Items arising out of the Conditions of Contract and General Requirements of Division 01 of the Specification, which the Contractor considers to have a monetary value and the Contractor wishes to price. Example of such Items are given below. This list may be extended as required. | Conditions of Contract | C | Coring through Ground beams 250mm in width | 8 | Nr | 480 | 0 | 0 | 0
55 | 2 | SITE CONSTRUCTION | 024119 | SELECTIVE STRUCTURE DEMOLITION | Alteration | Alteration | B | Coring through a 250mm solid slab | 19 | Nr | 950 | 883.5 | 608.19 | 950
56 | 2 | SITE CONSTRUCTION | 024119 | SELECTIVE STRUCTURE DEMOLITION | The Contractor is required to insert and price those Items arising out of the Conditions of Contract and General Requirements of Division 01 of the Specification, which the Contractor considers to have a monetary value and the Contractor wishes to price. Example of such Items are given below. This list may be extended as required. | Conditions of Contract | E | Coring through beams 600mm in width | 8 | Nr | 720 | 0 | 0 | 0
59 | 2 | SITE CONSTRUCTION | 024119 | SELECTIVE STRUCTURE DEMOLITION | Architectural Demolition | Demolish and cart away existing block (Solid and/or Hollow) and concrete elements with all finishes; including steel reinforcement, make good all disturbed surround to receive new finishes; complete; as specified, shown on Drawings and Engineer's instructions | C | Block walls of all thicknesses, approximate quantity (36m2) | 1 | Item | 5900 | 251.1 | 349.2 | 360
61 | 2 | SITE CONSTRUCTION | 024119 | SELECTIVE STRUCTURE DEMOLITION | Architectural Demolition | Demolish and cart away existing finish; including all related works, make good all disturbed surround to receive new finish; complete; as specified, shown on Drawings and Engineer's instructions | G | Floor finish of any type, approximate quantity (30m2) | 1 | Item | 0 | 0 | 0 | 0
62 | 2 | SITE CONSTRUCTION | 024119 | SELECTIVE STRUCTURE DEMOLITION | Architectural Demolition | Demolish and cart away existing finish; including all related works, make good all disturbed surround to receive new finish; complete; as specified, shown on Drawings and Engineer's instructions | H | Wall finish of any type, approximate quantity (10m2) | 1 | Item | 0 | 0 | 0 | 0
63 | 2 | SITE CONSTRUCTION | 024119 | SELECTIVE STRUCTURE DEMOLITION | Architectural Demolition | Demolish and cart away existing finish; including all related works, make good all disturbed surround to receive new finish; complete; as specified, shown on Drawings and Engineer's instructions | J | Ceiling finish of any type, approximate quantity (30m2) | 1 | Item | 0 | 0 | 0 | 0
66 | 2 | SITE CONSTRUCTION | 024119 | SELECTIVE STRUCTURE DEMOLITION | Architectural Demolition | Cut and cart away existing block (Solid and/or Hollow) and concrete elements with all finishes; including steel reinforcement, make good all disturbed surround to receive new finishes, construct all required reinforced concrete stiffening elements; as specified, shown on Drawings and Engineer's instructions | A | Create window opening, approximate area (3m2) | 3 | Nr | 0 | 0 | 0 | 0
67 | 2 | SITE CONSTRUCTION | 024119 | SELECTIVE STRUCTURE DEMOLITION | Architectural Demolition | Cut and cart away existing block (Solid and/or Hollow) and concrete elements with all finishes; including steel reinforcement, make good all disturbed surround to receive new finishes, construct all required reinforced concrete stiffening elements; as specified, shown on Drawings and Engineer's instructions | B | Create door opening, approximate area (2.5m2) | 10 | Nr | 0 | 0 | 0 | 0
68 | 2 | SITE CONSTRUCTION | 024119 | SELECTIVE STRUCTURE DEMOLITION | Architectural Demolition | Cut and cart away existing block (Solid and/or Hollow) and concrete elements with all finishes; including steel reinforcement, make good all disturbed surround to receive new finishes, construct all required reinforced concrete stiffening elements; as specified, shown on Drawings and Engineer's instructions | C | Resize and enlarge of window opening, approximate resized area (2m2) | 5 | Nr | 0 | 0 | 0 | 0
69 | 2 | SITE CONSTRUCTION | 024119 | SELECTIVE STRUCTURE DEMOLITION | Architectural Demolition | Cut and cart away existing block (Solid and/or Hollow) and concrete elements with all finishes; including steel reinforcement, make good all disturbed surround to receive new finishes, construct all required reinforced concrete stiffening elements; as specified, shown on Drawings and Engineer's instructions | A | Create Fire Cabinet openings, approximate area (1m2) | 1 | Nr | 160 | 37.2 | 51.41 | 125
70 | 2 | SITE CONSTRUCTION | 024119 | SELECTIVE STRUCTURE DEMOLITION | Architectural Demolition | Cut and cart away existing block (Solid and/or Hollow) and concrete elements with all finishes; including steel reinforcement, make good all disturbed surround to receive new finishes, construct all required reinforced concrete stiffening elements; as specified, shown on Drawings and Engineer's instructions | E | Create Electrical openings, approximate area (1m2) | 1 | Nr | 0 | 0 | 0 | 0
79 | 3 | CONCRETE | 033000 | CAST - IN PLACE CONCRETE | Architectural Demolition | Cut and cart away existing block (Solid and/or Hollow) and concrete elements with all finishes; including steel reinforcement, make good all disturbed surround to receive new finishes, construct all required reinforced concrete stiffening elements; as specified, shown on Drawings and Engineer's instructions | A | Beds (Slab on grade) | 38 | m3 | 0 | 0 | 0 | 0
80 | 3 | CONCRETE | 033000 | CAST - IN PLACE CONCRETE | Concrete; Compressive strength on cylinder 110 kg/cm2; Ordinary Portland cement (Type I ); plain | Concrete; Compressive strength on cylinder 110 kg/cm2; Ordinary Portland cement (Type I ); plain | B | Foundation | 6 | m3 | 0 | 0 | 0 | 0
81 | 3 | CONCRETE | 033000 | CAST - IN PLACE CONCRETE | Architectural Demolition | Cut and cart away existing block (Solid and/or Hollow) and concrete elements with all finishes; including steel reinforcement, make good all disturbed surround to receive new finishes, construct all required reinforced concrete stiffening elements; as specified, shown on Drawings and Engineer's instructions | C | Ground beams | 5 | m3 | 0 | 0 | 0 | 0
83 | 3 | CONCRETE | 033000 | CAST - IN PLACE CONCRETE | Architectural Demolition | Cut and cart away existing block (Solid and/or Hollow) and concrete elements with all finishes; including steel reinforcement, make good all disturbed surround to receive new finishes, construct all required reinforced concrete stiffening elements; as specified, shown on Drawings and Engineer's instructions | D | Strip Footings | 80 | m3 | 0 | 0 | 0 | 0
84 | 3 | CONCRETE | 033000 | CAST - IN PLACE CONCRETE | Concrete; Compression strength on cylinder 300 kg/cm2; Ordinary Portland cement Type I; including basic and plain finish formwork reinforced | Concrete; Compression strength on cylinder 300 kg/cm2; Ordinary Portland cement Type I; including basic and plain finish formwork reinforced | E | Ground beams | 30 | m3 | 0 | 0 | 0 | 0
85 | 3 | CONCRETE | 033000 | CAST - IN PLACE CONCRETE | Architectural Demolition | Cut and cart away existing block (Solid and/or Hollow) and concrete elements with all finishes; including steel reinforcement, make good all disturbed surround to receive new finishes, construct all required reinforced concrete stiffening elements; as specified, shown on Drawings and Engineer's instructions | F | Columns | 1 | m3 | 0 | 0 | 0 | 0
86 | 3 | CONCRETE | 033000 | CAST - IN PLACE CONCRETE | Concrete; Compression strength on cylinder 300 kg/cm2; Ordinary Portland cement Type I; including basic and plain finish formwork reinforced | Concrete; Compression strength on cylinder 300 kg/cm2; Ordinary Portland cement Type I; including basic and plain finish formwork reinforced | G | Retaining walls | 50 | m3 | 0 | 0 | 0 | 0
87 | 3 | CONCRETE | 033000 | CAST - IN PLACE CONCRETE | Architectural Demolition | Cut and cart away existing block (Solid and/or Hollow) and concrete elements with all finishes; including steel reinforcement, make good all disturbed surround to receive new finishes, construct all required reinforced concrete stiffening elements; as specified, shown on Drawings and Engineer's instructions | A | Solid Slab | 20 | m3 | 3000 | 2213.4 | 2832.4 | 2380
88 | 3 | CONCRETE | 033000 | CAST - IN PLACE CONCRETE | Concrete; Compression strength on cylinder 300 kg/cm2; Ordinary Portland cement Type I; including basic and plain finish formwork reinforced | Concrete; Compression strength on cylinder 300 kg/cm2; Ordinary Portland cement Type I; including basic and plain finish formwork reinforced | B | Beams | 5 | m3 | 825 | 581.25 | 708.1 | 625
89 | 3 | CONCRETE | 033000 | CAST - IN PLACE CONCRETE | Architectural Demolition | Cut and cart away existing block (Solid and/or Hollow) and concrete elements with all finishes; including steel reinforcement, make good all disturbed surround to receive new finishes, construct all required reinforced concrete stiffening elements; as specified, shown on Drawings and Engineer's instructions | K | Stairs | 1 | m3 | 0 | 0 | 0 | 0
90 | 3 | CONCRETE | 033000 | CAST - IN PLACE CONCRETE | Concrete; Compression strength on cylinder 300 kg/cm2; Ordinary Portland cement Type I; including basic and plain finish formwork reinforced | Concrete; Compression strength on cylinder 300 kg/cm2; Ordinary Portland cement Type I; including basic and plain finish formwork reinforced | C | Upstands | 5 | m3 | 775 | 581.25 | 645.05 | 625
91 | 3 | CONCRETE | 033000 | CAST - IN PLACE CONCRETE | Architectural Demolition | Cut and cart away existing block (Solid and/or Hollow) and concrete elements with all finishes; including steel reinforcement, make good all disturbed surround to receive new finishes, construct all required reinforced concrete stiffening elements; as specified, shown on Drawings and Engineer's instructions | D | Precast panel (Thickness of 100mm, as shown on drawings) | 32 | m2 | 1440 | 1130.88 | 465.6 | 1216
92 | 3 | CONCRETE | 033000 | CAST - IN PLACE CONCRETE | Concrete; Compression strength on cylinder 300 kg/cm2; Ordinary Portland cement Type I; including basic and plain finish formwork reinforced | Concrete; Compression strength on cylinder 300 kg/cm2; Ordinary Portland cement Type I; including basic and plain finish formwork reinforced | E | Concrete pads | 2 | m3 | 260 | 232.5 | 258.02 | 250
94 | 3 | CONCRETE | 033000 | CAST - IN PLACE CONCRETE | Concrete; Compression strength on cylinder 300 kg/cm2; Ordinary Portland cement Type I; including basic and plain finish formwork reinforced | Concrete; Compression strength on cylinder 300 kg/cm2; Ordinary Portland cement Type I; including basic and plain finish formwork reinforced | B | Beds (Slab on grade) | 93 | m3 | 0 | 0 | 0 | 0
96 | 3 | CONCRETE | 033000 | CAST - IN PLACE CONCRETE | Concrete; Compression strength on cylinder 300 kg/cm2; Ordinary Portland cement Type I; including basic and plain finish formwork reinforced | Concrete; Compression strength on cylinder 300 kg/cm2; Ordinary Portland cement Type I; including basic and plain finish formwork reinforced | A | High yield steel | 2.5 | T | 2500 | 5454.45 | 2446.825 | 2345
98 | 3 | CONCRETE | 033000 | CAST - IN PLACE CONCRETE | Concrete; Compression strength on cylinder 300 kg/cm2; Ordinary Portland cement Type I; including basic and plain finish formwork reinforced | Concrete; Compression strength on cylinder 300 kg/cm2; Ordinary Portland cement Type I; including basic and plain finish formwork reinforced | B | T10 bars | 210 | Nr | 1260 | 1367.1 | 611.1 | 1470
99 | 3 | CONCRETE | 033000 | CAST - IN PLACE CONCRETE | Dowel Bars Planted With Epoxy Mortar | Dowel Bars Planted With Epoxy Mortar | C | T12 bars | 330 | Nr | 2310 | 2455.2 | 1280.4 | 2640
100 | 3 | CONCRETE | 033000 | CAST - IN PLACE CONCRETE | Concrete; Compression strength on cylinder 300 kg/cm2; Ordinary Portland cement Type I; including basic and plain finish formwork reinforced | Concrete; Compression strength on cylinder 300 kg/cm2; Ordinary Portland cement Type I; including basic and plain finish formwork reinforced | D | T14 bars | 102 | Nr | 816 | 853.74 | 494.7 | 918
101 | 3 | CONCRETE | 033000 | CAST - IN PLACE CONCRETE | Dowel Bars Planted With Epoxy Mortar | Dowel Bars Planted With Epoxy Mortar | G | T18 bars | 30 | Nr | 0 | 0 | 0 | 0
102 | 3 | CONCRETE | 033000 | CAST - IN PLACE CONCRETE | Concrete; Compression strength on cylinder 300 kg/cm2; Ordinary Portland cement Type I; including basic and plain finish formwork reinforced | Concrete; Compression strength on cylinder 300 kg/cm2; Ordinary Portland cement Type I; including basic and plain finish formwork reinforced | E | T20 bars | 4 | Nr | 56 | 48.36 | 42.68 | 52
103 | 3 | CONCRETE | 033000 | CAST - IN PLACE CONCRETE | Dowel Bars Planted With Epoxy Mortar | Dowel Bars Planted With Epoxy Mortar | F | T25 bars | 8 | Nr | 136 | 126.48 | 116.4 | 136
106 | 3 | CONCRETE | 035440 | CEMENT BASED SCREED | 035440 - CEMENT BASED SCREED | 035440 - CEMENT BASED SCREED | A | Roofs; 30 minimum thick | 1144 | m2 | 12584 | 5319.6 | 5548.4 | 5720
107 | 3 | CONCRETE | 035440 | CEMENT BASED SCREED | Cement-sand screed; finished to receive sheet membrane; laid to falls and cross falls; to | Cement-sand screed; finished to receive sheet membrane; laid to falls and cross falls; to | B | Balcony; 50 minimum thick | 138 | m2 | 1656 | 770.04 | 937.02 | 828
108 | 3 | CONCRETE | 035440 | CEMENT BASED SCREED | 035440 - CEMENT BASED SCREED | 035440 - CEMENT BASED SCREED | C | Triangular fillet; 50 x 50 | 419 | m | 2095 | 779.34 | 3251.44 | 628.5
110 | 3 | CONCRETE | 035440 | CEMENT BASED SCREED | 035440 - CEMENT BASED SCREED | 035440 - CEMENT BASED SCREED | D | Floors; 100 thick | 64 | m2 | 1024 | 476.16 | 558.72 | 512
111 | 3 | CONCRETE | 035440 | CEMENT BASED SCREED | Cement-sand screed topping; trowelled finish; to receive finish; to | Cement-sand screed topping; trowelled finish; to receive finish; to | E | Trench; 30 minimum; laid to falls | 8 | m2 | 200 | 74.4 | 38.8 | 80
112 | 3 | CONCRETE | 035440 | CEMENT BASED SCREED | 035440 - CEMENT BASED SCREED | 035440 - CEMENT BASED SCREED | F | Skirtings; 100 high | 70 | m | 350 | 195.3 | 271.6 | 210
114 | 3 | CONCRETE | 035440 | CEMENT BASED SCREED | 035440 - CEMENT BASED SCREED | 035440 - CEMENT BASED SCREED | G | To Sunken slabs | 3 | m2 | 0 | 0 | 0 | 0
123 | 4 | MASONRY | 042000 | UNIT MASONRY | 042000 - UNIT MASONRY | 042000 - UNIT MASONRY | A | Walls; 100 thick | 517 | m2 | 0 | 0 | 0 | 0
124 | 4 | MASONRY | 042000 | UNIT MASONRY | Concrete hollow blocks; ordinary Portland cement; including mortar bedding and jointing; to | Concrete hollow blocks; ordinary Portland cement; including mortar bedding and jointing; to | B | Walls; 100 thick curved | 60 | m2 | 0 | 0 | 0 | 0
125 | 4 | MASONRY | 042000 | UNIT MASONRY | 042000 - UNIT MASONRY | 042000 - UNIT MASONRY | C | Walls; 150 thick | 164 | m2 | 0 | 0 | 0 | 0
127 | 4 | MASONRY | 042000 | UNIT MASONRY | 042000 - UNIT MASONRY | 042000 - UNIT MASONRY | D | Walls; 200 thick; 30 minutes | 34 | m2 | 0 | 0 | 0 | 0
128 | 4 | MASONRY | 042000 | UNIT MASONRY | Concrete blocks; ordinary Portland cement; including mortar bedding and jointing; fire rated; to | Concrete blocks; ordinary Portland cement; including mortar bedding and jointing; fire rated; to | A | Walls; 100 thick; 60 minutes | 14 | m2 | 308 | 169.26 | 162.96 | 182
129 | 4 | MASONRY | 042000 | UNIT MASONRY | 042000 - UNIT MASONRY | 042000 - UNIT MASONRY | F | Walls; 150 thick; 60 minutes | 135 | m2 | 0 | 0 | 0 | 0
130 | 4 | MASONRY | 042000 | UNIT MASONRY | Concrete blocks; ordinary Portland cement; including mortar bedding and jointing; fire rated; to | Concrete blocks; ordinary Portland cement; including mortar bedding and jointing; fire rated; to | G | Walls; 200 thick; 60 minutes | 56 | m2 | 0 | 0 | 0 | 0
134 | 4 | MASONRY | 042313 | VERTICAL GLASS UNIT MASONRY | 042313 - VERTICAL GLASS UNIT MASONRY | 042313 - VERTICAL GLASS UNIT MASONRY | B | To external elevations | 7 | m2 | 1015 | 1223.88 | 903.07 | 1316
135 | 4 | MASONRY | 042313 | VERTICAL GLASS UNIT MASONRY | Glass block partitions; including all necessary fixings and fittings materials; as specified and as shown on Drawings | Glass block partitions; including all necessary fixings and fittings materials; as specified and as shown on Drawings | C | Partitions | 22 | m2 | 3190 | 3846.48 | 2838.22 | 4136
138 | 4 | MASONRY | 044200 | EXTERIOR STONE CLADDING | 044200 - EXTERIOR STONE CLADDING | 044200 - EXTERIOR STONE CLADDING | A | Walls; 30 thick | 268 | m2 | 22780 | 13209.72 | 18197.2 | 14204
139 | 4 | MASONRY | 044200 | EXTERIOR STONE CLADDING | Limestone cladding slabs and features; 30 mm thick; best quality limestone; including backing mortar, water repellents, and all necessary fixings and fittings materials; as specified and as shown on Drawings | Limestone cladding slabs and features; 30 mm thick; best quality limestone; including backing mortar, water repellents, and all necessary fixings and fittings materials; as specified and as shown on Drawings | B | Copings; 30 thick | 30 | m2 | 2550 | 1227.6 | 2589.9 | 1320
148 | 5 | METALS | 055000 | METAL FABRICATIONS | 055000 - METAL FABRICATIONS | 055000 - METAL FABRICATIONS | A | Size 400 x 3100 rise; detail 1 | 1 | Nr | 450 | 269.7 | 295.85 | 288
149 | 5 | METALS | 055000 | METAL FABRICATIONS | Access ladders; galvanized mild steel; comprising flat strings and bar rungs; including brackets, anchor bolts, polyurethane paint, fittings and fixings; complete; as specified and as Drg. A-502 | Access ladders; galvanized mild steel; comprising flat strings and bar rungs; including brackets, anchor bolts, polyurethane paint, fittings and fixings; complete; as specified and as Drg. A-502 | B | Size 450 x 3500 rise; with extended; detail 4 | 1 | Nr | 700 | 288.3 | 348.23 | 313
150 | 5 | METALS | 055000 | METAL FABRICATIONS | 055000 - METAL FABRICATIONS | 055000 - METAL FABRICATIONS | C | Size 450 x 3800 rise; with extended; detail 4 | 1 | Nr | 760 | 320.85 | 437.47 | 344
151 | 5 | METALS | 055000 | METAL FABRICATIONS | Access ladders; galvanized mild steel; comprising flat strings and bar rungs; including brackets, anchor bolts, polyurethane paint, fittings and fixings; complete; as specified and as Drg. A-502 | Access ladders; galvanized mild steel; comprising flat strings and bar rungs; including brackets, anchor bolts, polyurethane paint, fittings and fixings; complete; as specified and as Drg. A-502 | D | Size 450 x 4000 rise; with extended; detail 4 | 1 | Nr | 800 | 334.8 | 502.46 | 357
153 | 5 | METALS | 055000 | METAL FABRICATIONS | Access ladders; galvanized mild steel; comprising flat strings and bar rungs; including brackets, anchor bolts, polyurethane paint, fittings and fixings; complete; as specified and as Drg. A-502 | Access ladders; galvanized mild steel; comprising flat strings and bar rungs; including brackets, anchor bolts, polyurethane paint, fittings and fixings; complete; as specified and as Drg. A-502 | E | Type 02; size 1800 x 2300 high | 1 | Nr | 0 | 0 | 0 | 0
156 | 5 | METALS | 055213 | PIPE AND TUBE RAILINGS | 055213 - PIPE AND TUBE RAILINGS | 055213 - PIPE AND TUBE RAILINGS | A | 600 high; horizontal | 25 | m | 0 | 0 | 0 | 0
158 | 5 | METALS | 055213 | PIPE AND TUBE RAILINGS | 055213 - PIPE AND TUBE RAILINGS | 055213 - PIPE AND TUBE RAILINGS | B | 200 high; top of wall; horizontal | 3 | m | 0 | 0 | 0 | 0
159 | 5 | METALS | 055213 | PIPE AND TUBE RAILINGS | Steel handrail and balustrades; comprising 60 diameter tubular steel section handrail, 25 diameter steel rail and 40 x 10 steel support; including steel cover flange, anchored to concrete; fittings and fixings; complete; as specified and as Drg. A-503; detail 10 | Steel handrail and balustrades; comprising 60 diameter tubular steel section handrail, 25 diameter steel rail and 40 x 10 steel support; including steel cover flange, anchored to concrete; fittings and fixings; complete; as specified and as Drg. A-503; detail 10 | C | 200 high; top of wall; raking | 29 | m | 0 | 0 | 0 | 0
162 | 5 | METALS | 055300 | METAL GRATINGS | 055300 - METAL GRATINGS | 055300 - METAL GRATINGS | A | 300 wide | 6 | m | 960 | 697.5 | 733.32 | 750
163 | 5 | METALS | 055300 | METAL GRATINGS | Trench cover, ductile iron grating; comprising solid rectangular bearing bars; including galvanized steel angle frame set in concrete, fixings and fittings; complete; as specified and as Drg. A-501; detail 8 | Trench cover, ductile iron grating; comprising solid rectangular bearing bars; including galvanized steel angle frame set in concrete, fixings and fittings; complete; as specified and as Drg. A-501; detail 8 | B | Cover; 1000 x 1000 | 1 | Nr | 300 | 325.5 | 193.03 | 350
166 | 5 | METALS | 057300 | DECORATIVE METAL RAILINGS | 057300 - DECORATIVE METAL RAILINGS | 057300 - DECORATIVE METAL RAILINGS | A | 700 high horizontal | 12 | m | 2280 | 1785.6 | 1617.96 | 1956
175 | 6 | WOOD AND PLASTICS | 066200 | CAST PLASTIC (GRP) FABRICATIONS | 066200 - CAST PLASTIC (GRP) FABRICATIONS | 066200 - CAST PLASTIC (GRP) FABRICATIONS | A | Size 450 wide x 3100 rise | 2 | Nr | 2170 | 1395 | 1030.14 | 1500
176 | 6 | WOOD AND PLASTICS | 066200 | CAST PLASTIC (GRP) FABRICATIONS | GRP access ladder; fiber-glass composite ladder; made of pultruded tubing comprising flat strings and bar rungs coated with abrasive materials for slip resistance; including softwood stiffener, stainless steel expansion bolts, fittings and fixings; complete; as specified and as Drg. A-502; detail 5 | GRP access ladder; fiber-glass composite ladder; made of pultruded tubing comprising flat strings and bar rungs coated with abrasive materials for slip resistance; including softwood stiffener, stainless steel expansion bolts, fittings and fixings; complete; as specified and as Drg. A-502; detail 5 | B | Size 450 wide x 3450 rise | 2 | Nr | 2170 | 1488 | 1160.12 | 1600
184 | 7 | THERMAL AND MOISTURE PROTECTION | 071113 | BITUMINOUS DAMPROOFING | GRP access ladder; fiber-glass composite ladder; made of pultruded tubing comprising flat strings and bar rungs coated with abrasive materials for slip resistance; including softwood stiffener, stainless steel expansion bolts, fittings and fixings; complete; as specified and as Drg. A-502; detail 5 | GRP access ladder; fiber-glass composite ladder; made of pultruded tubing comprising flat strings and bar rungs coated with abrasive materials for slip resistance; including softwood stiffener, stainless steel expansion bolts, fittings and fixings; complete; as specified and as Drg. A-502; detail 5 | A | Foundation and Walls | 420 | m2 | 0 | 0 | 0 | 0
185 | 7 | THERMAL AND MOISTURE PROTECTION | 071113 | BITUMINOUS DAMPROOFING | 071113 - BITUMINOUS DAMPROOFING | 071113 - BITUMINOUS DAMPROOFING | B | Ground beams | 105 | m2 | 0 | 0 | 0 | 0
188 | 7 | THERMAL AND MOISTURE PROTECTION | 071416 | COLD FLUID APPLIED WATERPROOFING | 071416 - COLD FLUID APPLIED WATERPROOFING | 071416 - COLD FLUID APPLIED WATERPROOFING | A | Floors and upstands in wet areas | 36 | m2 | 324 | 468.72 | 279.36 | 576
191 | 7 | THERMAL AND MOISTURE PROTECTION | 071800 | TRAFFIC COATINGS | 071800 - TRAFFIC COATINGS | 071800 - TRAFFIC COATINGS | B | Floors | 64 | m2 | 960 | 1071.36 | 1676.16 | 1152
194 | 7 | THERMAL AND MOISTURE PROTECTION | 072100 | THERMAL INSULATION | 072100 - THERMAL INSULATION | 072100 - THERMAL INSULATION | C | Elevation, 50 thick | 40 | m2 | 260 | 297.6 | 349.2 | 320
195 | 7 | THERMAL AND MOISTURE PROTECTION | 072100 | THERMAL INSULATION | Extruded polystyrene insulation boards; including fittings and fixings; to | Extruded polystyrene insulation boards; including fittings and fixings; to | D | Roofs; 50 thick | 1065 | m2 | 6922.5 | 7923.6 | 9297.45 | 8520
198 | 7 | THERMAL AND MOISTURE PROTECTION | 075323 | ETHYLENE-PROPYLENE DIENE-MONOMER (EPDM) ROOFING | 075323 - ETHYLENE-PROPYLENE DIENE-MONOMER (EPDM) ROOFING | 075323 - ETHYLENE-PROPYLENE DIENE-MONOMER (EPDM) ROOFING | A | Roofs | 1144 | m2 | 28600 | 42556.8 | 51045.28 | 45760
199 | 7 | THERMAL AND MOISTURE PROTECTION | 075323 | ETHYLENE-PROPYLENE DIENE-MONOMER (EPDM) ROOFING | EPDM sheet roofing; flexible sheet formed from a terpolymer of ethylene propylene diene, black colour, fully bonded; to | EPDM sheet roofing; flexible sheet formed from a terpolymer of ethylene propylene diene, black colour, fully bonded; to | B | Balcony | 138 | m2 | 3450 | 4876.92 | 6157.56 | 5244
200 | 7 | THERMAL AND MOISTURE PROTECTION | 075323 | ETHYLENE-PROPYLENE DIENE-MONOMER (EPDM) ROOFING | 075323 - ETHYLENE-PROPYLENE DIENE-MONOMER (EPDM) ROOFING | 075323 - ETHYLENE-PROPYLENE DIENE-MONOMER (EPDM) ROOFING | C | Upstands | 243 | m2 | 6075 | 8587.62 | 10842.66 | 9234
202 | 7 | THERMAL AND MOISTURE PROTECTION | 075323 | ETHYLENE-PROPYLENE DIENE-MONOMER (EPDM) ROOFING | 075323 - ETHYLENE-PROPYLENE DIENE-MONOMER (EPDM) ROOFING | 075323 - ETHYLENE-PROPYLENE DIENE-MONOMER (EPDM) ROOFING | D | Roofs | 1065 | m2 | 3195 | 24761.25 | 7231.35 | 26625
204 | 7 | THERMAL AND MOISTURE PROTECTION | 075323 | ETHYLENE-PROPYLENE DIENE-MONOMER (EPDM) ROOFING | 075323 - ETHYLENE-PROPYLENE DIENE-MONOMER (EPDM) ROOFING | 075323 - ETHYLENE-PROPYLENE DIENE-MONOMER (EPDM) ROOFING | E | Upstands | 63 | m2 | 1134 | 1464.75 | 183.33 | 1575
206 | 7 | THERMAL AND MOISTURE PROTECTION | 075323 | ETHYLENE-PROPYLENE DIENE-MONOMER (EPDM) ROOFING | 075323 - ETHYLENE-PROPYLENE DIENE-MONOMER (EPDM) ROOFING | 075323 - ETHYLENE-PROPYLENE DIENE-MONOMER (EPDM) ROOFING | F | Roof; 50 thick | 1065 | m2 | 5325 | 4952.25 | 1033.05 | 5325
209 | 7 | THERMAL AND MOISTURE PROTECTION | 077200 | ROOF ACCESSORIES | 077200 - ROOF ACCESSORIES | 077200 - ROOF ACCESSORIES | G | Pressure plate; 40 x 3 thick; including backing cord and sealant | 419 | m | 2933 | 5845.05 | 2032.15 | 6285
211 | 7 | THERMAL AND MOISTURE PROTECTION | 077200 | ROOF ACCESSORIES | 077200 - ROOF ACCESSORIES | 077200 - ROOF ACCESSORIES | A | Rainwater spouts; 75 diameter, 370 long, including stainless steel saddle band, neoprene gaskets; complete; as specified and as Drg. FD-A-502; detail 9 | 12 | Nr | 600 | 401.76 | 535.44 | 432
213 | 7 | THERMAL AND MOISTURE PROTECTION | 077200 | ROOF ACCESSORIES | 077200 - ROOF ACCESSORIES | 077200 - ROOF ACCESSORIES | B | Size 1000 x 1000 | 4 | Nr | 1200 | 799.8 | 772.12 | 864
214 | 7 | THERMAL AND MOISTURE PROTECTION | 077200 | ROOF ACCESSORIES | Access hatches; comprising 2 thick galvanized pressed steel skin cover, steel angle frame set in concrete; including ironmongery, stay chain, padlock, neoprene gaskets, timber nailer, epoxy paint, fittings and fixings; complete; as specified and as Drg. FD-A-502; detail 2 | Access hatches; comprising 2 thick galvanized pressed steel skin cover, steel angle frame set in concrete; including ironmongery, stay chain, padlock, neoprene gaskets, timber nailer, epoxy paint, fittings and fixings; complete; as specified and as Drg. FD-A-502; detail 2 | C | Size 850 x 850 | 2 | Nr | 500 | 279 | 258.02 | 300
217 | 7 | THERMAL AND MOISTURE PROTECTION | 079200 | JOINT SEALANTS | 079200 - JOINT SEALANTS | 079200 - JOINT SEALANTS | D | Ceramic floor to plaster wall | 37 | m | 0 | 0 | 0 | 0
218 | 7 | THERMAL AND MOISTURE PROTECTION | 079200 | JOINT SEALANTS | Expansion joints; in finish; including metal angle trim, plaster stop and architraves, filler pieces, sealant and backing cord as appropriate; complete; as specified and as Drg. FD-A-502; detail 10 | Expansion joints; in finish; including metal angle trim, plaster stop and architraves, filler pieces, sealant and backing cord as appropriate; complete; as specified and as Drg. FD-A-502; detail 10 | D | Floor to floor | 2 | m | 60 | 74.4 | 23.28 | 70
219 | 7 | THERMAL AND MOISTURE PROTECTION | 079200 | JOINT SEALANTS | 079200 - JOINT SEALANTS | 079200 - JOINT SEALANTS | F | Floor to wall; ceramic | 3 | m | 0 | 0 | 0 | 0
220 | 7 | THERMAL AND MOISTURE PROTECTION | 079200 | JOINT SEALANTS | Expansion joints; in finish; including metal angle trim, plaster stop and architraves, filler pieces, sealant and backing cord as appropriate; complete; as specified and as Drg. FD-A-502; detail 10 | Expansion joints; in finish; including metal angle trim, plaster stop and architraves, filler pieces, sealant and backing cord as appropriate; complete; as specified and as Drg. FD-A-502; detail 10 | G | Ceiling to wall; plaster | 18 | m | 0 | 0 | 0 | 0
221 | 7 | THERMAL AND MOISTURE PROTECTION | 079200 | JOINT SEALANTS | 079200 - JOINT SEALANTS | 079200 - JOINT SEALANTS | A | Wall to wall; plaster | 7 | m | 175 | 227.85 | 81.48 | 245
222 | 7 | THERMAL AND MOISTURE PROTECTION | 079200 | JOINT SEALANTS | Expansion joints; in finish; including metal angle trim, plaster stop and architraves, filler pieces, sealant and backing cord as appropriate; complete; as specified and as Drg. FD-A-502; detail 10 | Expansion joints; in finish; including metal angle trim, plaster stop and architraves, filler pieces, sealant and backing cord as appropriate; complete; as specified and as Drg. FD-A-502; detail 10 | B | Twin curb upstand | 17 | m | 0 | 0 | 0 | 0
231 | 8 | OPENINGS | 081113 | HOLLOW METAL DOORS AND FRAMES | 081113 - HOLLOW METAL DOORS AND FRAMES | 081113 - HOLLOW METAL DOORS AND FRAMES | A | Leaf size S1; 1050 x 2200 high | 3 | Nr | 0 | 0 | 0 | 0
232 | 8 | OPENINGS | 081113 | HOLLOW METAL DOORS AND FRAMES | Flush steel doors; 43 mm thick; leaf construction type 3.constructed from steel section frame; galvanized steel sheet both skins, factory primed for painting; including fittings and fixings; complete; as specified and as Drg. A-611 | Flush steel doors; 43 mm thick; leaf construction type 3.constructed from steel section frame; galvanized steel sheet both skins, factory primed for painting; including fittings and fixings; complete; as specified and as Drg. A-611 | B | Leaf size S10; 1660 x 2200 high; double leaf; with glass vision panels | 1 | Nr | 0 | 0 | 0 | 0
233 | 8 | OPENINGS | 081113 | HOLLOW METAL DOORS AND FRAMES | 081113 - HOLLOW METAL DOORS AND FRAMES | 081113 - HOLLOW METAL DOORS AND FRAMES | C | Leaf size S12; 930 x 2200 high; with glass vision panel | 1 | Nr | 0 | 0 | 0 | 0
234 | 8 | OPENINGS | 081113 | HOLLOW METAL DOORS AND FRAMES | Flush steel doors; 43 mm thick; leaf construction type 3.constructed from steel section frame; galvanized steel sheet both skins, factory primed for painting; including fittings and fixings; complete; as specified and as Drg. A-611 | Flush steel doors; 43 mm thick; leaf construction type 3.constructed from steel section frame; galvanized steel sheet both skins, factory primed for painting; including fittings and fixings; complete; as specified and as Drg. A-611 | D | Leaf size S16; 1233 x 2200 high | 1 | Nr | 0 | 0 | 0 | 0
235 | 8 | OPENINGS | 081113 | HOLLOW METAL DOORS AND FRAMES | 081113 - HOLLOW METAL DOORS AND FRAMES | 081113 - HOLLOW METAL DOORS AND FRAMES | E | Leaf size S18; 1233 x 2200 high | 2 | Nr | 0 | 0 | 0 | 0
236 | 8 | OPENINGS | 081113 | HOLLOW METAL DOORS AND FRAMES | Flush steel doors; 43 mm thick; leaf construction type 3.constructed from steel section frame; galvanized steel sheet both skins, factory primed for painting; including fittings and fixings; complete; as specified and as Drg. A-611 | Flush steel doors; 43 mm thick; leaf construction type 3.constructed from steel section frame; galvanized steel sheet both skins, factory primed for painting; including fittings and fixings; complete; as specified and as Drg. A-611 | F | Leaf size S21; 1400 x 2200 high; double leaf | 1 | Nr | 0 | 0 | 0 | 0
237 | 8 | OPENINGS | 081113 | HOLLOW METAL DOORS AND FRAMES | 081113 - HOLLOW METAL DOORS AND FRAMES | 081113 - HOLLOW METAL DOORS AND FRAMES | G | Leaf size S22; 900 x 2200 high; with glass vision panel | 1 | Nr | 0 | 0 | 0 | 0
238 | 8 | OPENINGS | 081113 | HOLLOW METAL DOORS AND FRAMES | Flush steel doors; 43 mm thick; leaf construction type 3.constructed from steel section frame; galvanized steel sheet both skins, factory primed for painting; including fittings and fixings; complete; as specified and as Drg. A-611 | Flush steel doors; 43 mm thick; leaf construction type 3.constructed from steel section frame; galvanized steel sheet both skins, factory primed for painting; including fittings and fixings; complete; as specified and as Drg. A-611 | H | Leaf size S7; 1080 x 2200 high; with glass vision panel | 5 | Nr | 0 | 0 | 0 | 0
239 | 8 | OPENINGS | 081113 | HOLLOW METAL DOORS AND FRAMES | 081113 - HOLLOW METAL DOORS AND FRAMES | 081113 - HOLLOW METAL DOORS AND FRAMES | A | Leaf size S6; 1100 x 2200 high | 1 | Nr | 605 | 306.9 | 348.23 | 332
240 | 8 | OPENINGS | 081113 | HOLLOW METAL DOORS AND FRAMES | Flush steel doors; 43 mm thick; leaf construction type 3.constructed from steel section frame; galvanized steel sheet both skins, factory primed for painting; including fittings and fixings; complete; as specified and as Drg. A-611 | Flush steel doors; 43 mm thick; leaf construction type 3.constructed from steel section frame; galvanized steel sheet both skins, factory primed for painting; including fittings and fixings; complete; as specified and as Drg. A-611 | K | Leaf size S23; 1690 x 2200 high; double leaf; with glass vision panel | 1 | Nr | 0 | 0 | 0 | 0
242 | 8 | OPENINGS | 081113 | HOLLOW METAL DOORS AND FRAMES | Flush steel doors; 43 mm thick; leaf construction type 3.constructed from steel section frame; galvanized steel sheet both skins, factory primed for painting; including fittings and fixings; complete; as specified and as Drg. A-611 | Flush steel doors; 43 mm thick; leaf construction type 3.constructed from steel section frame; galvanized steel sheet both skins, factory primed for painting; including fittings and fixings; complete; as specified and as Drg. A-611 | A | Leaf size S7; 1080 x 2200 high; 60 minutes; with glass vision panel | 1 | Nr | 1029 | 465 | 502.46 | 488
243 | 8 | OPENINGS | 081113 | HOLLOW METAL DOORS AND FRAMES | Flush steel doors; 43 mm thick; leaf construction type 4; fire rated; constructed from steel section frame; infill with non combustible thermal insulating material, galvanized steel sheet both skins, factory primed for painting; including intumescent strip, fittings and fixings; complete; as specified and as Drg. A-611 | Flush steel doors; 43 mm thick; leaf construction type 4; fire rated; constructed from steel section frame; infill with non combustible thermal insulating material, galvanized steel sheet both skins, factory primed for painting; including intumescent strip, fittings and fixings; complete; as specified and as Drg. A-611 | B | Leaf size S1; 1050 x 2200 high; 60 minutes | 1 | Nr | 0 | 0 | 0 | 0
244 | 8 | OPENINGS | 081113 | HOLLOW METAL DOORS AND FRAMES | Flush steel doors; 43 mm thick; leaf construction type 3.constructed from steel section frame; galvanized steel sheet both skins, factory primed for painting; including fittings and fixings; complete; as specified and as Drg. A-611 | Flush steel doors; 43 mm thick; leaf construction type 3.constructed from steel section frame; galvanized steel sheet both skins, factory primed for painting; including fittings and fixings; complete; as specified and as Drg. A-611 | C | Leaf size S10; 1660 x 2200 high; 45 minutes; double leaf; with glass vision panel | 2 | Nr | 0 | 0 | 0 | 0
245 | 8 | OPENINGS | 081113 | HOLLOW METAL DOORS AND FRAMES | Flush steel doors; 43 mm thick; leaf construction type 4; fire rated; constructed from steel section frame; infill with non combustible thermal insulating material, galvanized steel sheet both skins, factory primed for painting; including intumescent strip, fittings and fixings; complete; as specified and as Drg. A-611 | Flush steel doors; 43 mm thick; leaf construction type 4; fire rated; constructed from steel section frame; infill with non combustible thermal insulating material, galvanized steel sheet both skins, factory primed for painting; including intumescent strip, fittings and fixings; complete; as specified and as Drg. A-611 | D | Leaf size S18; 1233 x 2200 high; 60 minutes | 1 | Nr | 0 | 0 | 0 | 0
246 | 8 | OPENINGS | 081113 | HOLLOW METAL DOORS AND FRAMES | Flush steel doors; 43 mm thick; leaf construction type 3.constructed from steel section frame; galvanized steel sheet both skins, factory primed for painting; including fittings and fixings; complete; as specified and as Drg. A-611 | Flush steel doors; 43 mm thick; leaf construction type 3.constructed from steel section frame; galvanized steel sheet both skins, factory primed for painting; including fittings and fixings; complete; as specified and as Drg. A-611 | B | Leaf size S3; 900 x 2200 high; 60 minutes | 3 | Nr | 1722 | 1046.25 | 1158.18 | 1125
247 | 8 | OPENINGS | 081113 | HOLLOW METAL DOORS AND FRAMES | Flush steel doors; 43 mm thick; leaf construction type 4; fire rated; constructed from steel section frame; infill with non combustible thermal insulating material, galvanized steel sheet both skins, factory primed for painting; including intumescent strip, fittings and fixings; complete; as specified and as Drg. A-611 | Flush steel doors; 43 mm thick; leaf construction type 4; fire rated; constructed from steel section frame; infill with non combustible thermal insulating material, galvanized steel sheet both skins, factory primed for painting; including intumescent strip, fittings and fixings; complete; as specified and as Drg. A-611 | F | Leaf size S11; 1605 x 2200 high; 60 minutes; double leaf; with glass vision panel | 1 | Nr | 0 | 0 | 0 | 0
248 | 8 | OPENINGS | 081113 | HOLLOW METAL DOORS AND FRAMES | Flush steel doors; 43 mm thick; leaf construction type 3.constructed from steel section frame; galvanized steel sheet both skins, factory primed for painting; including fittings and fixings; complete; as specified and as Drg. A-611 | Flush steel doors; 43 mm thick; leaf construction type 3.constructed from steel section frame; galvanized steel sheet both skins, factory primed for painting; including fittings and fixings; complete; as specified and as Drg. A-611 | C | Leaf size S23; 1690 x 2200 high; 90 minutes; double leaf; with glass vision panel | 1 | Nr | 1619 | 874.2 | 966.12 | 938
250 | 8 | OPENINGS | 081113 | HOLLOW METAL DOORS AND FRAMES | Flush steel doors; 43 mm thick; leaf construction type 3.constructed from steel section frame; galvanized steel sheet both skins, factory primed for painting; including fittings and fixings; complete; as specified and as Drg. A-611 | Flush steel doors; 43 mm thick; leaf construction type 3.constructed from steel section frame; galvanized steel sheet both skins, factory primed for painting; including fittings and fixings; complete; as specified and as Drg. A-611 | A | Leaf size S5; 1830 x 2000 high; double leaf | 2 | Nr | 1976 | 1488 | 1649 | 1600
251 | 8 | OPENINGS | 081113 | HOLLOW METAL DOORS AND FRAMES | Louvered steel doors; 43 mm thick; leaf construction type 5; galvanized; zinc coated and factory primed for painting; including fittings and fixings; complete; as specified and as Drg. A-611 | Louvered steel doors; 43 mm thick; leaf construction type 5; galvanized; zinc coated and factory primed for painting; including fittings and fixings; complete; as specified and as Drg. A-611 | B | Leaf size S17; 1830 x 2000 high; double leaf | 1 | Nr | 0 | 0 | 0 | 0
252 | 8 | OPENINGS | 081113 | HOLLOW METAL DOORS AND FRAMES | Flush steel doors; 43 mm thick; leaf construction type 3.constructed from steel section frame; galvanized steel sheet both skins, factory primed for painting; including fittings and fixings; complete; as specified and as Drg. A-611 | Flush steel doors; 43 mm thick; leaf construction type 3.constructed from steel section frame; galvanized steel sheet both skins, factory primed for painting; including fittings and fixings; complete; as specified and as Drg. A-611 | C | Leaf size S9; 1080 x 2000 high | 1 | Nr | 0 | 0 | 0 | 0
254 | 8 | OPENINGS | 081113 | HOLLOW METAL DOORS AND FRAMES | Flush steel doors; 43 mm thick; leaf construction type 3.constructed from steel section frame; galvanized steel sheet both skins, factory primed for painting; including fittings and fixings; complete; as specified and as Drg. A-611 | Flush steel doors; 43 mm thick; leaf construction type 3.constructed from steel section frame; galvanized steel sheet both skins, factory primed for painting; including fittings and fixings; complete; as specified and as Drg. A-611 | D | Leaf size S14; 930 x 2200 high; with glass vision panel; room G31 | 1 | Nr | 0 | 0 | 0 | 0
255 | 8 | OPENINGS | 081113 | HOLLOW METAL DOORS AND FRAMES | Special doors; including ironmongery, accessories, painting, fittings and fixings; complete; as specified and as Drg. A-611 | Special doors; including ironmongery, accessories, painting, fittings and fixings; complete; as specified and as Drg. A-611 | E | Leaf size S20; 800 x 2200 high; rooms G35, G37 | 2 | Nr | 0 | 0 | 0 | 0
256 | 8 | OPENINGS | 081113 | HOLLOW METAL DOORS AND FRAMES | Flush steel doors; 43 mm thick; leaf construction type 3.constructed from steel section frame; galvanized steel sheet both skins, factory primed for painting; including fittings and fixings; complete; as specified and as Drg. A-611 | Flush steel doors; 43 mm thick; leaf construction type 3.constructed from steel section frame; galvanized steel sheet both skins, factory primed for painting; including fittings and fixings; complete; as specified and as Drg. A-611 | F | Leaf size S20; 800 x 2200 high; with glass vision panel; rooms G34, G38 | 2 | Nr | 0 | 0 | 0 | 0
257 | 8 | OPENINGS | 081113 | HOLLOW METAL DOORS AND FRAMES | Special doors; including ironmongery, accessories, painting, fittings and fixings; complete; as specified and as Drg. A-611 | Special doors; including ironmongery, accessories, painting, fittings and fixings; complete; as specified and as Drg. A-611 | G | Leaf size S22; 900 x 2200 high; with glass vision panel; rooms G39 | 1 | Nr | 0 | 0 | 0 | 0
259 | 8 | OPENINGS | 081113 | HOLLOW METAL DOORS AND FRAMES | Special doors; including ironmongery, accessories, painting, fittings and fixings; complete; as specified and as Drg. A-611 | Special doors; including ironmongery, accessories, painting, fittings and fixings; complete; as specified and as Drg. A-611 | B | Type A | 300 | m | 9000 | 5580 | 6693 | 6600
260 | 8 | OPENINGS | 081113 | HOLLOW METAL DOORS AND FRAMES | Steel hollow door frames; zinc coated and factory primed for painting; including fixings and fillings solid with mortar; as specified and as Drg. A-611 | Steel hollow door frames; zinc coated and factory primed for painting; including fixings and fillings solid with mortar; as specified and as Drg. A-611 | J | Type C | 7 | m | 0 | 0 | 0 | 0
262 | 8 | OPENINGS | 081113 | HOLLOW METAL DOORS AND FRAMES | Steel hollow door frames; zinc coated and factory primed for painting; including fixings and fillings solid with mortar; as specified and as Drg. A-611 | Steel hollow door frames; zinc coated and factory primed for painting; including fixings and fillings solid with mortar; as specified and as Drg. A-611 | A | Type A; 20 minutes | 65 | m | 0 | 0 | 0 | 0
263 | 8 | OPENINGS | 081113 | HOLLOW METAL DOORS AND FRAMES | Steel hollow door frames; fire rated, zinc coated and factory primed for painting; including fixings and filling solid with mortar; as specified and as Drg. A-611 | Steel hollow door frames; fire rated, zinc coated and factory primed for painting; including fixings and filling solid with mortar; as specified and as Drg. A-611 | B | Type A; 45 minutes | 44 | m | 0 | 0 | 0 | 0
264 | 8 | OPENINGS | 081113 | HOLLOW METAL DOORS AND FRAMES | Steel hollow door frames; zinc coated and factory primed for painting; including fixings and fillings solid with mortar; as specified and as Drg. A-611 | Steel hollow door frames; zinc coated and factory primed for painting; including fixings and fillings solid with mortar; as specified and as Drg. A-611 | C | Type A; 60 minutes | 109 | m | 0 | 0 | 0 | 0
265 | 8 | OPENINGS | 081113 | HOLLOW METAL DOORS AND FRAMES | Steel hollow door frames; fire rated, zinc coated and factory primed for painting; including fixings and filling solid with mortar; as specified and as Drg. A-611 | Steel hollow door frames; fire rated, zinc coated and factory primed for painting; including fixings and filling solid with mortar; as specified and as Drg. A-611 | A | Type C; 90 minutes | 5 | m | 175 | 139.5 | 194 | 145
268 | 8 | OPENINGS | 081416 | FLUSH WOOD DOORS | 081416 - FLUSH WOOD DOORS | 081416 - FLUSH WOOD DOORS | E | Leaf size W5; 1530 x 2200 high; double leaf; with glass vision panel | 4 | Nr | 0 | 0 | 0 | 0
270 | 8 | OPENINGS | 081416 | FLUSH WOOD DOORS | 081416 - FLUSH WOOD DOORS | 081416 - FLUSH WOOD DOORS | A | Leaf size W1; 730 x 2200 high | 3 | Nr | 2103 | 725.4 | 1158.18 | 783
271 | 8 | OPENINGS | 081416 | FLUSH WOOD DOORS | Flush wood doors; semi-solid core, 43 thick, leaf construction type 1; comprising preservative treated softwood framing and noggins faced both sides with 6 mm plywood glued and pressed to framing and lipped on all edges with hardwood, faced with plastic laminated finish; including fittings and fixings; complete; as specified and as Drg. A-611 | Flush wood doors; semi-solid core, 43 thick, leaf construction type 1; comprising preservative treated softwood framing and noggins faced both sides with 6 mm plywood glued and pressed to framing and lipped on all edges with hardwood, faced with plastic laminated finish; including fittings and fixings; complete; as specified and as Drg. A-611 | B | Leaf size W11; 930 x 2200 high; with glass vision panel | 2 | Nr | 0 | 0 | 0 | 0
272 | 8 | OPENINGS | 081416 | FLUSH WOOD DOORS | 081416 - FLUSH WOOD DOORS | 081416 - FLUSH WOOD DOORS | C | Leaf size W12; 1080 x 2200 high; with glass vision panel | 1 | Nr | 0 | 0 | 0 | 0
273 | 8 | OPENINGS | 081416 | FLUSH WOOD DOORS | Flush wood doors; semi-solid core, 43 thick, leaf construction type 1; comprising preservative treated softwood framing and noggins faced both sides with 6 mm plywood glued and pressed to framing and lipped on all edges with hardwood, faced with plastic laminated finish; including fittings and fixings; complete; as specified and as Drg. A-611 | Flush wood doors; semi-solid core, 43 thick, leaf construction type 1; comprising preservative treated softwood framing and noggins faced both sides with 6 mm plywood glued and pressed to framing and lipped on all edges with hardwood, faced with plastic laminated finish; including fittings and fixings; complete; as specified and as Drg. A-611 | B | Leaf size W14; 900 x 2200 high; with glass vision panel | 1 | Nr | 845 | 306.9 | 412.25 | 327
274 | 8 | OPENINGS | 081416 | FLUSH WOOD DOORS | 081416 - FLUSH WOOD DOORS | 081416 - FLUSH WOOD DOORS | E | Leaf size W2; 830 x 2200 high | 5 | Nr | 0 | 0 | 0 | 0
275 | 8 | OPENINGS | 081416 | FLUSH WOOD DOORS | Flush wood doors; semi-solid core, 43 thick, leaf construction type 1; comprising preservative treated softwood framing and noggins faced both sides with 6 mm plywood glued and pressed to framing and lipped on all edges with hardwood, faced with plastic laminated finish; including fittings and fixings; complete; as specified and as Drg. A-611 | Flush wood doors; semi-solid core, 43 thick, leaf construction type 1; comprising preservative treated softwood framing and noggins faced both sides with 6 mm plywood glued and pressed to framing and lipped on all edges with hardwood, faced with plastic laminated finish; including fittings and fixings; complete; as specified and as Drg. A-611 | C | Leaf size W3; 930 x 2200 high | 9 | Nr | 7299 | 2301.75 | 3937.23 | 2484
276 | 8 | OPENINGS | 081416 | FLUSH WOOD DOORS | 081416 - FLUSH WOOD DOORS | 081416 - FLUSH WOOD DOORS | D | Leaf size W4; 1080 x 2200 high | 6 | Nr | 5364 | 1562.4 | 3090.42 | 1698
277 | 8 | OPENINGS | 081416 | FLUSH WOOD DOORS | Flush wood doors; semi-solid core, 43 thick, leaf construction type 1; comprising preservative treated softwood framing and noggins faced both sides with 6 mm plywood glued and pressed to framing and lipped on all edges with hardwood, faced with plastic laminated finish; including fittings and fixings; complete; as specified and as Drg. A-611 | Flush wood doors; semi-solid core, 43 thick, leaf construction type 1; comprising preservative treated softwood framing and noggins faced both sides with 6 mm plywood glued and pressed to framing and lipped on all edges with hardwood, faced with plastic laminated finish; including fittings and fixings; complete; as specified and as Drg. A-611 | H | Leaf size W6; 1830 x 2200 high; double leaf; | 1 | Nr | 0 | 0 | 0 | 0
278 | 8 | OPENINGS | 081416 | FLUSH WOOD DOORS | 081416 - FLUSH WOOD DOORS | 081416 - FLUSH WOOD DOORS | E | Leaf size W9; 900 x 2200 high | 1 | Nr | 795 | 255.75 | 437.47 | 276
280 | 8 | OPENINGS | 081416 | FLUSH WOOD DOORS | 081416 - FLUSH WOOD DOORS | 081416 - FLUSH WOOD DOORS | A | Leaf size W10; 1530 x 2200 high; 60 minutes; double leaf | 1 | Nr | 0 | 0 | 0 | 0
282 | 8 | OPENINGS | 081416 | FLUSH WOOD DOORS | 081416 - FLUSH WOOD DOORS | 081416 - FLUSH WOOD DOORS | B | Leaf size W1; 730 x 2200 high; 45 minutes | 1 | Nr | 0 | 0 | 0 | 0
283 | 8 | OPENINGS | 081416 | FLUSH WOOD DOORS | Flush wood doors; solid core, 43 thick, leaf construction type 2, fire rated, comprising hardwood framing and noggins; particle core faced both sides with 6 mm plywood lipped on all edges with hardwood, faced with plastic laminated finish; including intumescent strip, fittings and fixings; complete; as specified and as Drg. A-611 | Flush wood doors; solid core, 43 thick, leaf construction type 2, fire rated, comprising hardwood framing and noggins; particle core faced both sides with 6 mm plywood lipped on all edges with hardwood, faced with plastic laminated finish; including intumescent strip, fittings and fixings; complete; as specified and as Drg. A-611 | C | Leaf size W1; 730 x 2200 high; 60 minutes | 2 | Nr | 0 | 0 | 0 | 0
284 | 8 | OPENINGS | 081416 | FLUSH WOOD DOORS | 081416 - FLUSH WOOD DOORS | 081416 - FLUSH WOOD DOORS | D | Leaf size W10; 1530 x 2200 high; 60 minutes; double leaf | 1 | Nr | 0 | 0 | 0 | 0
285 | 8 | OPENINGS | 081416 | FLUSH WOOD DOORS | Flush wood doors; solid core, 43 thick, leaf construction type 2, fire rated, comprising hardwood framing and noggins; particle core faced both sides with 6 mm plywood lipped on all edges with hardwood, faced with plastic laminated finish; including intumescent strip, fittings and fixings; complete; as specified and as Drg. A-611 | Flush wood doors; solid core, 43 thick, leaf construction type 2, fire rated, comprising hardwood framing and noggins; particle core faced both sides with 6 mm plywood lipped on all edges with hardwood, faced with plastic laminated finish; including intumescent strip, fittings and fixings; complete; as specified and as Drg. A-611 | A | Leaf size W3; 930 x 2200 high; 60 minutes | 1 | Nr | 1066 | 1395 | 901.13 | 508
286 | 8 | OPENINGS | 081416 | FLUSH WOOD DOORS | 081416 - FLUSH WOOD DOORS | 081416 - FLUSH WOOD DOORS | B | Leaf size W3; 930 x 2200 high; 20 minutes | 2 | Nr | 2132 | 744 | 1802.26 | 798
287 | 8 | OPENINGS | 081416 | FLUSH WOOD DOORS | Flush wood doors; solid core, 43 thick, leaf construction type 2, fire rated, comprising hardwood framing and noggins; particle core faced both sides with 6 mm plywood lipped on all edges with hardwood, faced with plastic laminated finish; including intumescent strip, fittings and fixings; complete; as specified and as Drg. A-611 | Flush wood doors; solid core, 43 thick, leaf construction type 2, fire rated, comprising hardwood framing and noggins; particle core faced both sides with 6 mm plywood lipped on all edges with hardwood, faced with plastic laminated finish; including intumescent strip, fittings and fixings; complete; as specified and as Drg. A-611 | A | Leaf size W3; 930 x 2200 high; 45 minutes | 5 | Nr | 0 | 0 | 0 | 0
288 | 8 | OPENINGS | 081416 | FLUSH WOOD DOORS | 081416 - FLUSH WOOD DOORS | 081416 - FLUSH WOOD DOORS | B | Leaf size W4; 1080 x 2200 high; 60 minutes | 2 | Nr | 0 | 0 | 0 | 0
289 | 8 | OPENINGS | 081416 | FLUSH WOOD DOORS | Flush wood doors; solid core, 43 thick, leaf construction type 2, fire rated, comprising hardwood framing and noggins; particle core faced both sides with 6 mm plywood lipped on all edges with hardwood, faced with plastic laminated finish; including intumescent strip, fittings and fixings; complete; as specified and as Drg. A-611 | Flush wood doors; solid core, 43 thick, leaf construction type 2, fire rated, comprising hardwood framing and noggins; particle core faced both sides with 6 mm plywood lipped on all edges with hardwood, faced with plastic laminated finish; including intumescent strip, fittings and fixings; complete; as specified and as Drg. A-611 | A | Leaf size W4; 1080 x 2200 high; 20 minutes | 6 | Nr | 2100 | 2232 | 7728.96 | 2436
290 | 8 | OPENINGS | 081416 | FLUSH WOOD DOORS | 081416 - FLUSH WOOD DOORS | 081416 - FLUSH WOOD DOORS | B | Leaf size W5; 1530 x 2200 high; 60 minutes; double leaf; with glass vision panel | 2 | Nr | 820 | 2790 | 3864.48 | 3074
292 | 8 | OPENINGS | 081416 | FLUSH WOOD DOORS | 081416 - FLUSH WOOD DOORS | 081416 - FLUSH WOOD DOORS | C | Type B | 10 | m | 850 | 604.5 | 679 | 660
294 | 8 | OPENINGS | 081416 | FLUSH WOOD DOORS | 081416 - FLUSH WOOD DOORS | 081416 - FLUSH WOOD DOORS | F | Type B; 60 minutes | 6 | m | 0 | 0 | 0 | 0
296 | 8 | OPENINGS | 081416 | FLUSH WOOD DOORS | 081416 - FLUSH WOOD DOORS | 081416 - FLUSH WOOD DOORS | D | Architrave; to frame type B | 48 | m | 1440 | 669.6 | 744.96 | 720
299 | 8 | OPENINGS | 083113 | ACCESS DOORS AND FRAMES | 083113 - ACCESS DOORS AND FRAMES | 083113 - ACCESS DOORS AND FRAMES | A | Size 600 x 600 | 2 | Nr | 400 | 669.6 | 644.08 | 714
301 | 8 | OPENINGS | 083113 | ACCESS DOORS AND FRAMES | 083113 - ACCESS DOORS AND FRAMES | 083113 - ACCESS DOORS AND FRAMES | B | Size 1500 x 1200 high | 1 | Nr | 350 | 279 | 322.04 | 305
303 | 8 | OPENINGS | 083113 | ACCESS DOORS AND FRAMES | 083113 - ACCESS DOORS AND FRAMES | 083113 - ACCESS DOORS AND FRAMES | C | Closet; size 1000 x 1950 high | 2 | Nr | 0 | 0 | 0 | 0
304 | 8 | OPENINGS | 083113 | ACCESS DOORS AND FRAMES | Electrical closets door; comprising 40 x 20 x 3 thick galvanized steel channel frame; 3 thick fixed steel louvers, polyurethane foam filling, with associated steel frame and hardware, factory primed for painting; including paint, ironmongery, all necessary fixings and fittings; complete; as specified and as Drg. A-501; detail 6 | Electrical closets door; comprising 40 x 20 x 3 thick galvanized steel channel frame; 3 thick fixed steel louvers, polyurethane foam filling, with associated steel frame and hardware, factory primed for painting; including paint, ironmongery, all necessary fixings and fittings; complete; as specified and as Drg. A-501; detail 6 | C | Closet; size 1400 x 1950 high | 1 | Nr | 1400 | 627.75 | 824.5 | 675
307 | 8 | OPENINGS | 083213 | SLIDING ALUMINIUM-FRAMED GLASS DOORS | 083213 - SLIDING ALUMINIUM-FRAMED GLASS DOORS | 083213 - SLIDING ALUMINIUM-FRAMED GLASS DOORS | A | Type 07; 2000 x 2300 high | 6 | Nr | 6072 | 15624 | 13223.04 | 16812
308 | 8 | OPENINGS | 083213 | SLIDING ALUMINIUM-FRAMED GLASS DOORS | Sliding aluminum glass doors and screens; high performance organic PVDF coating finish; including sub frames, bedding, pointing, glazing gaskets and beads, suspension system, rails, fittings, fixings and ironmongery; glazing; as Drg. A-600 | Sliding aluminum glass doors and screens; high performance organic PVDF coating finish; including sub frames, bedding, pointing, glazing gaskets and beads, suspension system, rails, fittings, fixings and ironmongery; glazing; as Drg. A-600 | B | Type 11; 2800 x 2200 high | 1 | Nr | 1355 | 3255 | 3863.51 | 3515
309 | 8 | OPENINGS | 083213 | SLIDING ALUMINIUM-FRAMED GLASS DOORS | 083213 - SLIDING ALUMINIUM-FRAMED GLASS DOORS | 083213 - SLIDING ALUMINIUM-FRAMED GLASS DOORS | C | Type 27; 3550 x 2300 high | 1 | Nr | 1796 | 3720 | 4264.12 | 3969
312 | 8 | OPENINGS | 084113 | ALUMINUM FRAMED ENTRANCES AND STOREFRONTS | 084113 - ALUMINUM FRAMED ENTRANCES AND STOREFRONTS | 084113 - ALUMINUM FRAMED ENTRANCES AND STOREFRONTS | D | Type 02; overall size 1800 x 2300 high | 1 | Nr | 0 | 0 | 0 | 0
313 | 8 | OPENINGS | 084113 | ALUMINUM FRAMED ENTRANCES AND STOREFRONTS | Aluminum alloy glazed doors and screens; high performance organic PVDF coating finish; including timber sub frames, bedding, pointing, glazing gaskets and beads, fittings, fixings and ironmongery, glazing; as Drg. A-600 | Aluminum alloy glazed doors and screens; high performance organic PVDF coating finish; including timber sub frames, bedding, pointing, glazing gaskets and beads, fittings, fixings and ironmongery, glazing; as Drg. A-600 | E | Type 20; overall size 8250 x 2900 high | 1 | Nr | 0 | 0 | 0 | 0
314 | 8 | OPENINGS | 084113 | ALUMINUM FRAMED ENTRANCES AND STOREFRONTS | 084113 - ALUMINUM FRAMED ENTRANCES AND STOREFRONTS | 084113 - ALUMINUM FRAMED ENTRANCES AND STOREFRONTS | F | Type 21; overall size 4660 x 2400 high | 1 | Nr | 0 | 0 | 0 | 0
315 | 8 | OPENINGS | 084113 | ALUMINUM FRAMED ENTRANCES AND STOREFRONTS | Aluminum alloy glazed doors and screens; high performance organic PVDF coating finish; including timber sub frames, bedding, pointing, glazing gaskets and beads, fittings, fixings and ironmongery, glazing; as Drg. A-600 | Aluminum alloy glazed doors and screens; high performance organic PVDF coating finish; including timber sub frames, bedding, pointing, glazing gaskets and beads, fittings, fixings and ironmongery, glazing; as Drg. A-600 | G | Type 24; overall size 2100 x 3900 high | 1 | Nr | 0 | 0 | 0 | 0
318 | 8 | OPENINGS | 085113 | ALUMINUM WINDOWS | 085113 - ALUMINUM WINDOWS | 085113 - ALUMINUM WINDOWS | A | Type 01; 1100 x 1500 high | 2 | Nr | 594 | 1860 | 1879.86 | 1958
319 | 8 | OPENINGS | 085113 | ALUMINUM WINDOWS | Window and screens; aluminum alloy; high performance organic PVDF coating finish; including sub frame, fixings, bedding, pointing, glazing gaskets and beads, ironmongery, glazing; complete; as specified and as Drg. A-600 | Window and screens; aluminum alloy; high performance organic PVDF coating finish; including sub frame, fixings, bedding, pointing, glazing gaskets and beads, ironmongery, glazing; complete; as specified and as Drg. A-600 | B | Type 03; 1600 x 1500 high | 3 | Nr | 0 | 0 | 0 | 0
320 | 8 | OPENINGS | 085113 | ALUMINUM WINDOWS | 085113 - ALUMINUM WINDOWS | 085113 - ALUMINUM WINDOWS | C | Type 06; 1800 x 1300 high | 2 | Nr | 0 | 0 | 0 | 0
321 | 8 | OPENINGS | 085113 | ALUMINUM WINDOWS | Window and screens; aluminum alloy; high performance organic PVDF coating finish; including sub frame, fixings, bedding, pointing, glazing gaskets and beads, ironmongery, glazing; complete; as specified and as Drg. A-600 | Window and screens; aluminum alloy; high performance organic PVDF coating finish; including sub frame, fixings, bedding, pointing, glazing gaskets and beads, ironmongery, glazing; complete; as specified and as Drg. A-600 | D | Type 08; 1900 x 1800 high | 1 | Nr | 0 | 0 | 0 | 0
322 | 8 | OPENINGS | 085113 | ALUMINUM WINDOWS | 085113 - ALUMINUM WINDOWS | 085113 - ALUMINUM WINDOWS | B | Type 09; 1800 x 1300 high | 2 | Nr | 842 | 2046 | 2657.8 | 2290
323 | 8 | OPENINGS | 085113 | ALUMINUM WINDOWS | Window and screens; aluminum alloy; high performance organic PVDF coating finish; including sub frame, fixings, bedding, pointing, glazing gaskets and beads, ironmongery, glazing; complete; as specified and as Drg. A-600 | Window and screens; aluminum alloy; high performance organic PVDF coating finish; including sub frame, fixings, bedding, pointing, glazing gaskets and beads, ironmongery, glazing; complete; as specified and as Drg. A-600 | F | Type 10; 900 x 1300 high | 2 | Nr | 0 | 0 | 0 | 0
324 | 8 | OPENINGS | 085113 | ALUMINUM WINDOWS | 085113 - ALUMINUM WINDOWS | 085113 - ALUMINUM WINDOWS | G | Type 12; 1075 x 2900 high | 2 | Nr | 0 | 0 | 0 | 0
325 | 8 | OPENINGS | 085113 | ALUMINUM WINDOWS | Window and screens; aluminum alloy; high performance organic PVDF coating finish; including sub frame, fixings, bedding, pointing, glazing gaskets and beads, ironmongery, glazing; complete; as specified and as Drg. A-600 | Window and screens; aluminum alloy; high performance organic PVDF coating finish; including sub frame, fixings, bedding, pointing, glazing gaskets and beads, ironmongery, glazing; complete; as specified and as Drg. A-600 | H | Type 13; 750 x 500 high | 6 | Nr | 0 | 0 | 0 | 0
326 | 8 | OPENINGS | 085113 | ALUMINUM WINDOWS | 085113 - ALUMINUM WINDOWS | 085113 - ALUMINUM WINDOWS | J | Type 14; 2100 x 2900 high | 2 | Nr | 0 | 0 | 0 | 0
327 | 8 | OPENINGS | 085113 | ALUMINUM WINDOWS | Window and screens; aluminum alloy; high performance organic PVDF coating finish; including sub frame, fixings, bedding, pointing, glazing gaskets and beads, ironmongery, glazing; complete; as specified and as Drg. A-600 | Window and screens; aluminum alloy; high performance organic PVDF coating finish; including sub frame, fixings, bedding, pointing, glazing gaskets and beads, ironmongery, glazing; complete; as specified and as Drg. A-600 | K | Type 15; 2200 x 1100 high | 1 | Nr | 0 | 0 | 0 | 0
328 | 8 | OPENINGS | 085113 | ALUMINUM WINDOWS | 085113 - ALUMINUM WINDOWS | 085113 - ALUMINUM WINDOWS | L | Type 16; 1400 x 1500 high | 4 | Nr | 0 | 0 | 0 | 0
329 | 8 | OPENINGS | 085113 | ALUMINUM WINDOWS | Window and screens; aluminum alloy; high performance organic PVDF coating finish; including sub frame, fixings, bedding, pointing, glazing gaskets and beads, ironmongery, glazing; complete; as specified and as Drg. A-600 | Window and screens; aluminum alloy; high performance organic PVDF coating finish; including sub frame, fixings, bedding, pointing, glazing gaskets and beads, ironmongery, glazing; complete; as specified and as Drg. A-600 | M | Type 17; 1450 x 1100 high | 2 | Nr | 0 | 0 | 0 | 0
330 | 8 | OPENINGS | 085113 | ALUMINUM WINDOWS | 085113 - ALUMINUM WINDOWS | 085113 - ALUMINUM WINDOWS | C | Type 18; 1600 x 550 high | 3 | Nr | 474 | 2371.5 | 1932.24 | 2556
331 | 8 | OPENINGS | 085113 | ALUMINUM WINDOWS | Window and screens; aluminum alloy; high performance organic PVDF coating finish; including sub frame, fixings, bedding, pointing, glazing gaskets and beads, ironmongery, glazing; complete; as specified and as Drg. A-600 | Window and screens; aluminum alloy; high performance organic PVDF coating finish; including sub frame, fixings, bedding, pointing, glazing gaskets and beads, ironmongery, glazing; complete; as specified and as Drg. A-600 | P | Type 22; 4275 x 2300 high | 1 | Nr | 0 | 0 | 0 | 0
332 | 8 | OPENINGS | 085113 | ALUMINUM WINDOWS | 085113 - ALUMINUM WINDOWS | 085113 - ALUMINUM WINDOWS | D | Type 23; 1800 x 1000 high | 1 | Nr | 324 | 790.5 | 1030.14 | 1000
333 | 8 | OPENINGS | 085113 | ALUMINUM WINDOWS | Window and screens; aluminum alloy; high performance organic PVDF coating finish; including sub frame, fixings, bedding, pointing, glazing gaskets and beads, ironmongery, glazing; complete; as specified and as Drg. A-600 | Window and screens; aluminum alloy; high performance organic PVDF coating finish; including sub frame, fixings, bedding, pointing, glazing gaskets and beads, ironmongery, glazing; complete; as specified and as Drg. A-600 | A | Type 26; 2750 x 1100 high | 2 | Nr | 0 | 0 | 0 | 0
334 | 8 | OPENINGS | 085113 | ALUMINUM WINDOWS | 085113 - ALUMINUM WINDOWS | 085113 - ALUMINUM WINDOWS | A | Type 27; 3550 x 2500 high | 1 | Nr | 1597 | 3999 | 4242.78 | 4269
335 | 8 | OPENINGS | 085113 | ALUMINUM WINDOWS | Window and screens; aluminum alloy; high performance organic PVDF coating finish; including sub frame, fixings, bedding, pointing, glazing gaskets and beads, ironmongery, glazing; complete; as specified and as Drg. A-600 | Window and screens; aluminum alloy; high performance organic PVDF coating finish; including sub frame, fixings, bedding, pointing, glazing gaskets and beads, ironmongery, glazing; complete; as specified and as Drg. A-600 | C | Type 28; 2400 x 2300 high | 2 | Nr | 0 | 0 | 0 | 0
339 | 8 | OPENINGS | 087111 | DOOR HARDWARE (SCHEDULED BY DESCRIBING PRODUCTS) | Door hardware sets; including all ironmongery and accessories as per hardware sets scheduled by describing products; as specified and as Drg. A-611 | For non fire rated doors | B | Type HW1 | 7 | Nr | 0 | 1757.7 | 1935.15 | 1883
340 | 8 | OPENINGS | 087111 | DOOR HARDWARE (SCHEDULED BY DESCRIBING PRODUCTS) | Door hardware sets; including all ironmongery and accessories as per hardware sets scheduled by describing products; as specified and as Drg. A-611 | For non fire rated doors | E | Type HW10 | 1 | Nr | 0 | 0 | 0 | 0
341 | 8 | OPENINGS | 087111 | DOOR HARDWARE (SCHEDULED BY DESCRIBING PRODUCTS) | Door hardware sets; including all ironmongery and accessories as per hardware sets scheduled by describing products; as specified and as Drg. A-611 | For non fire rated doors | F | Type HW10a | 1 | Nr | 0 | 0 | 0 | 0
342 | 8 | OPENINGS | 087111 | DOOR HARDWARE (SCHEDULED BY DESCRIBING PRODUCTS) | Door hardware sets; including all ironmongery and accessories as per hardware sets scheduled by describing products; as specified and as Drg. A-611 | For non fire rated doors | G | Type HW11 | 4 | Nr | 0 | 0 | 0 | 0
343 | 8 | OPENINGS | 087111 | DOOR HARDWARE (SCHEDULED BY DESCRIBING PRODUCTS) | Door hardware sets; including all ironmongery and accessories as per hardware sets scheduled by describing products; as specified and as Drg. A-611 | For non fire rated doors | C | Type HW12 | 3 | Nr | 0 | 474.3 | 445.23 | 435
344 | 8 | OPENINGS | 087111 | DOOR HARDWARE (SCHEDULED BY DESCRIBING PRODUCTS) | Door hardware sets; including all ironmongery and accessories as per hardware sets scheduled by describing products; as specified and as Drg. A-611 | For non fire rated doors | J | Type HW14 | 1 | Nr | 0 | 0 | 0 | 0
345 | 8 | OPENINGS | 087111 | DOOR HARDWARE (SCHEDULED BY DESCRIBING PRODUCTS) | Door hardware sets; including all ironmongery and accessories as per hardware sets scheduled by describing products; as specified and as Drg. A-611 | For non fire rated doors | K | Type HW15 | 1 | Nr | 0 | 0 | 0 | 0
346 | 8 | OPENINGS | 087111 | DOOR HARDWARE (SCHEDULED BY DESCRIBING PRODUCTS) | Door hardware sets; including all ironmongery and accessories as per hardware sets scheduled by describing products; as specified and as Drg. A-611 | For non fire rated doors | D | Type HW15b | 1 | Nr | 0 | 232.5 | 263.84 | 257
347 | 8 | OPENINGS | 087111 | DOOR HARDWARE (SCHEDULED BY DESCRIBING PRODUCTS) | Door hardware sets; including all ironmongery and accessories as per hardware sets scheduled by describing products; as specified and as Drg. A-611 | For non fire rated doors | E | Type HW16 | 2 | Nr | 0 | 520.8 | 582 | 566
348 | 8 | OPENINGS | 087111 | DOOR HARDWARE (SCHEDULED BY DESCRIBING PRODUCTS) | Door hardware sets; including all ironmongery and accessories as per hardware sets scheduled by describing products; as specified and as Drg. A-611 | For non fire rated doors | N | Type HW18 | 1 | Nr | 0 | 0 | 0 | 0
349 | 8 | OPENINGS | 087111 | DOOR HARDWARE (SCHEDULED BY DESCRIBING PRODUCTS) | Door hardware sets; including all ironmongery and accessories as per hardware sets scheduled by describing products; as specified and as Drg. A-611 | For non fire rated doors | P | Type HW19 | 1 | Nr | 0 | 0 | 0 | 0
350 | 8 | OPENINGS | 087111 | DOOR HARDWARE (SCHEDULED BY DESCRIBING PRODUCTS) | Door hardware sets; including all ironmongery and accessories as per hardware sets scheduled by describing products; as specified and as Drg. A-611 | For non fire rated doors | A | Type HW19b | 1 | Nr | 0 | 0 | 0 | 0
351 | 8 | OPENINGS | 087111 | DOOR HARDWARE (SCHEDULED BY DESCRIBING PRODUCTS) | Door hardware sets; including all ironmongery and accessories as per hardware sets scheduled by describing products; as specified and as Drg. A-611 | For non fire rated doors | A | Type HW20 | 4 | Nr | 0 | 297.6 | 318.16 | 316
352 | 8 | OPENINGS | 087111 | DOOR HARDWARE (SCHEDULED BY DESCRIBING PRODUCTS) | Door hardware sets; including all ironmongery and accessories as per hardware sets scheduled by describing products; as specified and as Drg. A-611 | For non fire rated doors | B | Type HW21 | 1 | Nr | 0 | 483.6 | 171.69 | 522
353 | 8 | OPENINGS | 087111 | DOOR HARDWARE (SCHEDULED BY DESCRIBING PRODUCTS) | Door hardware sets; including all ironmongery and accessories as per hardware sets scheduled by describing products; as specified and as Drg. A-611 | For non fire rated doors | C | Type HW26 | 1 | Nr | 0 | 158.1 | 171.69 | 167
354 | 8 | OPENINGS | 087111 | DOOR HARDWARE (SCHEDULED BY DESCRIBING PRODUCTS) | Door hardware sets; including all ironmongery and accessories as per hardware sets scheduled by describing products; as specified and as Drg. A-611 | For non fire rated doors | D | Type HW27 | 1 | Nr | 0 | 353.4 | 389.94 | 380
355 | 8 | OPENINGS | 087111 | DOOR HARDWARE (SCHEDULED BY DESCRIBING PRODUCTS) | Door hardware sets; including all ironmongery and accessories as per hardware sets scheduled by describing products; as specified and as Drg. A-611 | For non fire rated doors | F | Type HW3 | 1 | Nr | 0 | 0 | 0 | 0
356 | 8 | OPENINGS | 087111 | DOOR HARDWARE (SCHEDULED BY DESCRIBING PRODUCTS) | Door hardware sets; including all ironmongery and accessories as per hardware sets scheduled by describing products; as specified and as Drg. A-611 | For non fire rated doors | E | Type HW4 | 1 | Nr | 0 | 158.1 | 173.63 | 169
357 | 8 | OPENINGS | 087111 | DOOR HARDWARE (SCHEDULED BY DESCRIBING PRODUCTS) | Door hardware sets; including all ironmongery and accessories as per hardware sets scheduled by describing products; as specified and as Drg. A-611 | For non fire rated doors | H | Type HW4a | 1 | Nr | 0 | 0 | 0 | 0
358 | 8 | OPENINGS | 087111 | DOOR HARDWARE (SCHEDULED BY DESCRIBING PRODUCTS) | Door hardware sets; including all ironmongery and accessories as per hardware sets scheduled by describing products; as specified and as Drg. A-611 | For non fire rated doors | F | Type HW5 | 1 | Nr | 0 | 134.85 | 105.73 | 105
359 | 8 | OPENINGS | 087111 | DOOR HARDWARE (SCHEDULED BY DESCRIBING PRODUCTS) | Door hardware sets; including all ironmongery and accessories as per hardware sets scheduled by describing products; as specified and as Drg. A-611 | For non fire rated doors | G | Type HW6 | 2 | Nr | 0 | 195.3 | 159.08 | 158
360 | 8 | OPENINGS | 087111 | DOOR HARDWARE (SCHEDULED BY DESCRIBING PRODUCTS) | Door hardware sets; including all ironmongery and accessories as per hardware sets scheduled by describing products; as specified and as Drg. A-611 | For non fire rated doors | H | Type HW7 | 7 | Nr | 0 | 520.8 | 556.78 | 553
361 | 8 | OPENINGS | 087111 | DOOR HARDWARE (SCHEDULED BY DESCRIBING PRODUCTS) | Door hardware sets; including all ironmongery and accessories as per hardware sets scheduled by describing products; as specified and as Drg. A-611 | For non fire rated doors | M | Type HW8 | 3 | Nr | 0 | 0 | 0 | 0
363 | 8 | OPENINGS | 087111 | DOOR HARDWARE (SCHEDULED BY DESCRIBING PRODUCTS) | Door hardware sets; including all ironmongery and accessories as per hardware sets scheduled by describing products; as specified and as Drg. A-611 | For non fire rated doors | J | Type HW1 /F; 60 minutes | 1 | Nr | 0 | 251.1 | 276.45 | 269
364 | 8 | OPENINGS | 087111 | DOOR HARDWARE (SCHEDULED BY DESCRIBING PRODUCTS) | Door hardware sets; including all ironmongery and accessories as per hardware sets scheduled by describing products; as specified and as Drg. A-611 | For fire rated doors | K | Type HW10 /F; 60 minutes | 1 | Nr | 0 | 97.65 | 106.7 | 105
365 | 8 | OPENINGS | 087111 | DOOR HARDWARE (SCHEDULED BY DESCRIBING PRODUCTS) | Door hardware sets; including all ironmongery and accessories as per hardware sets scheduled by describing products; as specified and as Drg. A-611 | For non fire rated doors | Q | Type HW11 /F; 45 minutes | 1 | Nr | 0 | 0 | 0 | 0
366 | 8 | OPENINGS | 087111 | DOOR HARDWARE (SCHEDULED BY DESCRIBING PRODUCTS) | Door hardware sets; including all ironmongery and accessories as per hardware sets scheduled by describing products; as specified and as Drg. A-611 | For fire rated doors | L | Type HW11 /F; 60 minutes | 1 | Nr | 0 | 158.1 | 173.63 | 169
367 | 8 | OPENINGS | 087111 | DOOR HARDWARE (SCHEDULED BY DESCRIBING PRODUCTS) | Door hardware sets; including all ironmongery and accessories as per hardware sets scheduled by describing products; as specified and as Drg. A-611 | For non fire rated doors | M | Type HW13 /F; 20 minutes | 6 | Nr | 0 | 585.9 | 686.76 | 642
368 | 8 | OPENINGS | 087111 | DOOR HARDWARE (SCHEDULED BY DESCRIBING PRODUCTS) | Door hardware sets; including all ironmongery and accessories as per hardware sets scheduled by describing products; as specified and as Drg. A-611 | For fire rated doors | T | Type HW14 /F; 45 minutes | 2 | Nr | 0 | 0 | 0 | 0
369 | 8 | OPENINGS | 087111 | DOOR HARDWARE (SCHEDULED BY DESCRIBING PRODUCTS) | Door hardware sets; including all ironmongery and accessories as per hardware sets scheduled by describing products; as specified and as Drg. A-611 | For non fire rated doors | U | Type HW14 /F; 60 minutes | 1 | Nr | 0 | 0 | 0 | 0
370 | 8 | OPENINGS | 087111 | DOOR HARDWARE (SCHEDULED BY DESCRIBING PRODUCTS) | Door hardware sets; including all ironmongery and accessories as per hardware sets scheduled by describing products; as specified and as Drg. A-611 | For fire rated doors | A | Type HW17 /F; 60 minutes | 1 | Nr | 0 | 0 | 0 | 0
371 | 8 | OPENINGS | 087111 | DOOR HARDWARE (SCHEDULED BY DESCRIBING PRODUCTS) | Door hardware sets; including all ironmongery and accessories as per hardware sets scheduled by describing products; as specified and as Drg. A-611 | For non fire rated doors | B | Type HW18 /F; 60 minutes | 1 | Nr | 0 | 0 | 0 | 0
372 | 8 | OPENINGS | 087111 | DOOR HARDWARE (SCHEDULED BY DESCRIBING PRODUCTS) | Door hardware sets; including all ironmongery and accessories as per hardware sets scheduled by describing products; as specified and as Drg. A-611 | For fire rated doors | C | Type HW19a /F; 60 minutes | 1 | Nr | 0 | 0 | 0 | 0
373 | 8 | OPENINGS | 087111 | DOOR HARDWARE (SCHEDULED BY DESCRIBING PRODUCTS) | Door hardware sets; including all ironmongery and accessories as per hardware sets scheduled by describing products; as specified and as Drg. A-611 | For non fire rated doors | A | Type HW19a /F; 90 minutes | 1 | Nr | 0 | 558 | 560.66 | 597
374 | 8 | OPENINGS | 087111 | DOOR HARDWARE (SCHEDULED BY DESCRIBING PRODUCTS) | Door hardware sets; including all ironmongery and accessories as per hardware sets scheduled by describing products; as specified and as Drg. A-611 | For fire rated doors | E | Type HW20a /F; 60 minutes | 1 | Nr | 0 | 0 | 0 | 0
375 | 8 | OPENINGS | 087111 | DOOR HARDWARE (SCHEDULED BY DESCRIBING PRODUCTS) | Door hardware sets; including all ironmongery and accessories as per hardware sets scheduled by describing products; as specified and as Drg. A-611 | For non fire rated doors | B | Type HW27 /F; 60 minutes | 1 | Nr | 0 | 353.4 | 389.94 | 380
376 | 8 | OPENINGS | 087111 | DOOR HARDWARE (SCHEDULED BY DESCRIBING PRODUCTS) | Door hardware sets; including all ironmongery and accessories as per hardware sets scheduled by describing products; as specified and as Drg. A-611 | For fire rated doors | G | Type HW4 /F; 45 minutes | 1 | Nr | 0 | 0 | 0 | 0
377 | 8 | OPENINGS | 087111 | DOOR HARDWARE (SCHEDULED BY DESCRIBING PRODUCTS) | Door hardware sets; including all ironmongery and accessories as per hardware sets scheduled by describing products; as specified and as Drg. A-611 | For non fire rated doors | C | Type HW4 /F; 60 minutes | 2 | Nr | 0 | 316.2 | 347.26 | 338
378 | 8 | OPENINGS | 087111 | DOOR HARDWARE (SCHEDULED BY DESCRIBING PRODUCTS) | Door hardware sets; including all ironmongery and accessories as per hardware sets scheduled by describing products; as specified and as Drg. A-611 | For fire rated doors | D | Type HW5 /F; 45 minutes | 2 | Nr | 0 | 195.3 | 219.22 | 210
387 | 9 | FINISHES | 092400 | PORTLAND CEMENT PLASTER | 092400 - PORTLAND CEMENT PLASTER | 092400 - PORTLAND CEMENT PLASTER | A | Walls; 15 thick; internal | 1658 | m2 | 18238 | 10793.58 | 17690.86 | 11606
388 | 9 | FINISHES | 092400 | PORTLAND CEMENT PLASTER | Cement-sand plaster; plain finish; to | Cement-sand plaster; plain finish; to | B | Curved walls; 15 thick; internal | 47 | m2 | 0 | 0 | 0 | 0
389 | 9 | FINISHES | 092400 | PORTLAND CEMENT PLASTER | 092400 - PORTLAND CEMENT PLASTER | 092400 - PORTLAND CEMENT PLASTER | B | Walls; 20 thick; external | 1100 | m2 | 13200 | 9207 | 11737 | 9900
390 | 9 | FINISHES | 092400 | PORTLAND CEMENT PLASTER | Cement-sand plaster; plain finish; to | Cement-sand plaster; plain finish; to | C | Ceiling; 15 thick; internal | 399 | m2 | 4788 | 2968.56 | 4644.36 | 3192
391 | 9 | FINISHES | 092400 | PORTLAND CEMENT PLASTER | 092400 - PORTLAND CEMENT PLASTER | 092400 - PORTLAND CEMENT PLASTER | D | Ceiling; 20 thick; external | 137 | m2 | 1781 | 1146.69 | 1594.68 | 1233
392 | 9 | FINISHES | 092400 | PORTLAND CEMENT PLASTER | Cement-sand plaster; plain finish; to | Cement-sand plaster; plain finish; to | F | Isolated columns; 15 thick; internal | 31 | m2 | 0 | 0 | 0 | 0
394 | 9 | FINISHES | 092400 | PORTLAND CEMENT PLASTER | Cement-sand plaster; plain finish; to | Cement-sand plaster; plain finish; to | E | Walls; 15 thick; internal | 116 | m2 | 812 | 1078.8 | 900.16 | 1160
397 | 9 | FINISHES | 092900 | GYPSUM BOARD | 092900 - GYPSUM BOARD | 092900 - GYPSUM BOARD | F | Ceilings; moisture | 66 | m2 | 2310 | 1227.6 | 2688.84 | 1254
400 | 9 | FINISHES | 093000 | TILING | 093000 - TILING | 093000 - TILING | A | Floors; 200 x 200 | 42 | m2 | 0 | 0 | 0 | 0
401 | 9 | FINISHES | 093000 | TILING | Ceramic tiles and fittings; vitrified unglazed, with non slip finish; including cement-sand screed; to | Ceramic tiles and fittings; vitrified unglazed, with non slip finish; including cement-sand screed; to | A | Floors; 300 x 300 | 15 | m2 | 750 | 488.25 | 392.85 | 495
402 | 9 | FINISHES | 093000 | TILING | 093000 - TILING | 093000 - TILING | B | Floors; 400 x 400 | 25 | m2 | 1250 | 813.75 | 703.25 | 825
403 | 9 | FINISHES | 093000 | TILING | Ceramic tiles and fittings; vitrified unglazed, with non slip finish; including cement-sand screed; to | Ceramic tiles and fittings; vitrified unglazed, with non slip finish; including cement-sand screed; to | C | Floors; 400 x 400; acid resistant | 31 | m2 | 1705 | 1153.2 | 872.03 | 1178
404 | 9 | FINISHES | 093000 | TILING | 093000 - TILING | 093000 - TILING | D | Floors; 600 x 600 | 641 | m2 | 32050 | 17883.9 | 19896.64 | 20512
405 | 9 | FINISHES | 093000 | TILING | Ceramic tiles and fittings; vitrified unglazed, with non slip finish; including cement-sand screed; to | Ceramic tiles and fittings; vitrified unglazed, with non slip finish; including cement-sand screed; to | E | Skirting; 100 high | 533 | m | 4797 | 7435.35 | 4136.08 | 6929
406 | 9 | FINISHES | 093000 | TILING | 093000 - TILING | 093000 - TILING | G | Curved skirting; 100 high | 11 | m | 0 | 0 | 0 | 0
408 | 9 | FINISHES | 093000 | TILING | 093000 - TILING | 093000 - TILING | H | Walls; 200 x 200 x 6 thick | 231 | m2 | 0 | 0 | 0 | 0
409 | 9 | FINISHES | 093000 | TILING | Glazed ceramic tiles and fittings; vitrified satin glazed with cushion edges and space lugs; to | Glazed ceramic tiles and fittings; vitrified satin glazed with cushion edges and space lugs; to | F | Walls; 250 x 400 x 6 thick | 116 | m2 | 4060 | 2697 | 3713.16 | 2552
412 | 9 | FINISHES | 095133 | ACOUSTICAL METAL PAN CEILINGS | 095133 - ACOUSTICAL METAL PAN CEILINGS | 095133 - ACOUSTICAL METAL PAN CEILINGS | G | Ceilings | 200 | m2 | 9000 | 5580 | 7760 | 6000
414 | 9 | FINISHES | 095133 | ACOUSTICAL METAL PAN CEILINGS | 095133 - ACOUSTICAL METAL PAN CEILINGS | 095133 - ACOUSTICAL METAL PAN CEILINGS | A | Ceilings | 77 | m2 | 3465 | 3222.45 | 3136.98 | 3465
417 | 9 | FINISHES | 095423 | LINEAR METAL CEILINGS | 095423 - LINEAR METAL CEILINGS | 095423 - LINEAR METAL CEILINGS | B | Ceilings | 45 | m2 | 3375 | 2092.5 | 4059.45 | 2250
420 | 9 | FINISHES | 096340 | STONE FLOORING | 096340 - STONE FLOORING | 096340 - STONE FLOORING | C | Saddles; type I | 30 | m | 810 | 1395 | 1309.5 | 1500
421 | 9 | FINISHES | 096340 | STONE FLOORING | Marble slabs and fittings; best quality, polished finish; including cement sand screed; complete; as specified and shown on Drawings | Marble slabs and fittings; best quality, polished finish; including cement sand screed; complete; as specified and shown on Drawings | D | Saddles; type II | 16 | m | 480 | 967.2 | 713.92 | 1008
422 | 9 | FINISHES | 096340 | STONE FLOORING | 096340 - STONE FLOORING | 096340 - STONE FLOORING | E | Saddles; type III | 2 | m | 60 | 139.5 | 102.82 | 150
423 | 9 | FINISHES | 096340 | STONE FLOORING | Marble slabs and fittings; best quality, polished finish; including cement sand screed; complete; as specified and shown on Drawings | Marble slabs and fittings; best quality, polished finish; including cement sand screed; complete; as specified and shown on Drawings | F | Treads; 300 x 30 thick; including abrasive in lay aluminium oxide | 58 | m | 0 | 0 | 0 | 0
424 | 9 | FINISHES | 096340 | STONE FLOORING | 096340 - STONE FLOORING | 096340 - STONE FLOORING | G | Risers; 140 x 20 thick | 58 | m | 0 | 0 | 0 | 0
425 | 9 | FINISHES | 096340 | STONE FLOORING | Marble slabs and fittings; best quality, polished finish; including cement sand screed; complete; as specified and shown on Drawings | Marble slabs and fittings; best quality, polished finish; including cement sand screed; complete; as specified and shown on Drawings | A | Skirtings; 100 high | 8 | m | 0 | 0 | 0 | 0
426 | 9 | FINISHES | 096340 | STONE FLOORING | 096340 - STONE FLOORING | 096340 - STONE FLOORING | B | Skirtings; 100 high; above nosing | 24 | m | 0 | 0 | 0 | 0
428 | 9 | FINISHES | 096340 | STONE FLOORING | 096340 - STONE FLOORING | 096340 - STONE FLOORING | C | Floors; 30 thick | 19 | m2 | 0 | 0 | 0 | 0
429 | 9 | FINISHES | 096340 | STONE FLOORING | Granite slabs and fittings; best quality; polished finish; including cement-sand screed; complete; as specified and as shown on Drawings | Granite slabs and fittings; best quality; polished finish; including cement-sand screed; complete; as specified and as shown on Drawings | D | Landing; 30 thick | 27 | m2 | 0 | 0 | 0 | 0
430 | 9 | FINISHES | 096340 | STONE FLOORING | 096340 - STONE FLOORING | 096340 - STONE FLOORING | E | Treads; 320 x 30 thick; including abrasive in lay aluminium oxide | 78 | m | 0 | 0 | 0 | 0
431 | 9 | FINISHES | 096340 | STONE FLOORING | Granite slabs and fittings; best quality; polished finish; including cement-sand screed; complete; as specified and as shown on Drawings | Granite slabs and fittings; best quality; polished finish; including cement-sand screed; complete; as specified and as shown on Drawings | F | Risers; 138 x 20 thick | 78 | m | 0 | 0 | 0 | 0
432 | 9 | FINISHES | 096340 | STONE FLOORING | 096340 - STONE FLOORING | 096340 - STONE FLOORING | G | Skirtings; 100 high | 51 | m | 0 | 0 | 0 | 0
433 | 9 | FINISHES | 096340 | STONE FLOORING | Granite slabs and fittings; best quality; polished finish; including cement-sand screed; complete; as specified and as shown on Drawings | Granite slabs and fittings; best quality; polished finish; including cement-sand screed; complete; as specified and as shown on Drawings | H | Skirtings; 100 high; above nosing | 20 | m | 0 | 0 | 0 | 0
434 | 9 | FINISHES | 096340 | STONE FLOORING | 096340 - STONE FLOORING | 096340 - STONE FLOORING | J | Curved treads; 320 x 30 thick; reception hall | 18 | m | 0 | 0 | 0 | 0
435 | 9 | FINISHES | 096340 | STONE FLOORING | Granite slabs and fittings; best quality; polished finish; including cement-sand screed; complete; as specified and as shown on Drawings | Granite slabs and fittings; best quality; polished finish; including cement-sand screed; complete; as specified and as shown on Drawings | K | Curved risers; 138 x 20 thick; reception hall | 18 | m | 0 | 0 | 0 | 0
438 | 9 | FINISHES | 099113 | EXTERIOR PAINTING | 099113 - EXTERIOR PAINTING | 099113 - EXTERIOR PAINTING | A | General surfaces; external | 1277 | m2 | 10854.5 | 9500.88 | 11148.21 | 10216
441 | 9 | FINISHES | 099123 | INTERIOR PAINTING | 099123 - INTERIOR PAINTING | 099123 - INTERIOR PAINTING | A | General surfaces; internal | 2057 | m2 | 12342 | 13391.07 | 9976.45 | 14399
442 | 9 | FINISHES | 099123 | INTERIOR PAINTING | Interior flat latex-based paint; emulsion paint, based on PVA and PVA acrylic copolymers, water resistant suitable for repeated washing and scrubbing, to concrete, masonry, render and plaster | Interior flat latex-based paint; emulsion paint, based on PVA and PVA acrylic copolymers, water resistant suitable for repeated washing and scrubbing, to concrete, masonry, render and plaster | B | General surfaces; internal; fine textured | 472 | m2 | 0 | 0 | 0 | 0
444 | 9 | FINISHES | 099123 | INTERIOR PAINTING | Interior flat latex-based paint; emulsion paint, based on PVA and PVA acrylic copolymers, water resistant suitable for repeated washing and scrubbing, to concrete, masonry, render and plaster | Interior flat latex-based paint; emulsion paint, based on PVA and PVA acrylic copolymers, water resistant suitable for repeated washing and scrubbing, to concrete, masonry, render and plaster | B | General surfaces | 150 | m2 | 1200 | 976.5 | 727.5 | 1050
446 | 9 | FINISHES | 099123 | INTERIOR PAINTING | Interior flat latex-based paint; emulsion paint, based on PVA and PVA acrylic copolymers, water resistant suitable for repeated washing and scrubbing, to concrete, masonry, render and plaster | Interior flat latex-based paint; emulsion paint, based on PVA and PVA acrylic copolymers, water resistant suitable for repeated washing and scrubbing, to concrete, masonry, render and plaster | D | General surfaces | 22 | m2 | 0 | 0 | 0 | 0
448 | 9 | FINISHES | 099123 | INTERIOR PAINTING | Interior flat latex-based paint; emulsion paint, based on PVA and PVA acrylic copolymers, water resistant suitable for repeated washing and scrubbing, to concrete, masonry, render and plaster | Interior flat latex-based paint; emulsion paint, based on PVA and PVA acrylic copolymers, water resistant suitable for repeated washing and scrubbing, to concrete, masonry, render and plaster | C | General surfaces | 5 | m2 | 175 | 232.5 | 53.35 | 250
451 | 9 | FINISHES | 099600 | HIGH PERFORMANCE COATINGS | 099600 - HIGH PERFORMANCE COATINGS | 099600 - HIGH PERFORMANCE COATINGS | D | Trenches; side and bottom | 7 | m2 | 210 | 162.75 | 196.91 | 175
453 | 9 | FINISHES | 099600 | HIGH PERFORMANCE COATINGS | 099600 - HIGH PERFORMANCE COATINGS | 099600 - HIGH PERFORMANCE COATINGS | E | General surfaces | 60 | m2 | 1200 | 1785.6 | 756.6 | 1920
455 | 9 | FINISHES | 099600 | HIGH PERFORMANCE COATINGS | 099600 - HIGH PERFORMANCE COATINGS | 099600 - HIGH PERFORMANCE COATINGS | A | Surfaces of balustrade and the like; plain open type | 100 | m2 | 0 | 0 | 0 | 0
464 | 10 | SPECIALTIES | 101423 | PANEL SIGNAGE | 101423 - PANEL SIGNAGE | 101423 - PANEL SIGNAGE | A | Type S1; size 120 x 120 high | 6 | Nr | 300 | 2232 | 157.14 | 228
465 | 10 | SPECIALTIES | 101423 | PANEL SIGNAGE | Internal sign; comprising 3 thick MP plastic face, 10 high copy & graphics, braille dots, aluminium and wood profiles; including background, screws, fittings and fixings; complete; as specified and as Drg. A-503; detail 6 | Internal sign; comprising 3 thick MP plastic face, 10 high copy & graphics, braille dots, aluminium and wood profiles; including background, screws, fittings and fixings; complete; as specified and as Drg. A-503; detail 6 | B | Type S2; size 210 x 130 high | 6 | Nr | 450 | 2790 | 232.8 | 300
468 | 10 | SPECIALTIES | 102800 | TOILET, BATH AND LAUNDRY ACCESSORIES | 102800 - TOILET, BATH AND LAUNDRY ACCESSORIES | 102800 - TOILET, BATH AND LAUNDRY ACCESSORIES | C | Coat hook | 7 | Nr | 105 | 130.2 | 135.8 | 133
469 | 10 | SPECIALTIES | 102800 | TOILET, BATH AND LAUNDRY ACCESSORIES | Miscellaneous fixtures and fittings; complete; as specified and shown on Drawings | Miscellaneous fixtures and fittings; complete; as specified and shown on Drawings | D | Paper towel dispenser | 7 | Nr | 490 | 292.95 | 767.27 | 308
470 | 10 | SPECIALTIES | 102800 | TOILET, BATH AND LAUNDRY ACCESSORIES | 102800 - TOILET, BATH AND LAUNDRY ACCESSORIES | 102800 - TOILET, BATH AND LAUNDRY ACCESSORIES | E | Liquid soap dispenser | 7 | Nr | 350 | 260.4 | 407.4 | 266
471 | 10 | SPECIALTIES | 102800 | TOILET, BATH AND LAUNDRY ACCESSORIES | Miscellaneous fixtures and fittings; complete; as specified and shown on Drawings | Miscellaneous fixtures and fittings; complete; as specified and shown on Drawings | F | Grab bar; 635 long | 7 | Nr | 0 | 0 | 0 | 0
472 | 10 | SPECIALTIES | 102800 | TOILET, BATH AND LAUNDRY ACCESSORIES | 102800 - TOILET, BATH AND LAUNDRY ACCESSORIES | 102800 - TOILET, BATH AND LAUNDRY ACCESSORIES | G | Hinged grab bar; 770 long | 7 | Nr | 0 | 0 | 0 | 0
473 | 10 | SPECIALTIES | 102800 | TOILET, BATH AND LAUNDRY ACCESSORIES | Miscellaneous fixtures and fittings; complete; as specified and shown on Drawings | Miscellaneous fixtures and fittings; complete; as specified and shown on Drawings | H | Toilet paper holder | 7 | Nr | 350 | 162.75 | 407.4 | 175
474 | 10 | SPECIALTIES | 102800 | TOILET, BATH AND LAUNDRY ACCESSORIES | 102800 - TOILET, BATH AND LAUNDRY ACCESSORIES | 102800 - TOILET, BATH AND LAUNDRY ACCESSORIES | J | Waste receptacle | 7 | Nr | 525 | 260.4 | 583.94 | 266
476 | 10 | SPECIALTIES | 102800 | TOILET, BATH AND LAUNDRY ACCESSORIES | 102800 - TOILET, BATH AND LAUNDRY ACCESSORIES | 102800 - TOILET, BATH AND LAUNDRY ACCESSORIES | A | Size 450 x 600 high | 7 | Nr | 665 | 325.5 | 407.4 | 350
479 | 10 | SPECIALTIES | 104416 | FIRE-EXTINGUISHERS | 104416 - FIRE-EXTINGUISHERS | 104416 - FIRE-EXTINGUISHERS | B | Type FE-1 | 11 | Nr | 1320 | 664.95 | 778.91 | 693
480 | 10 | SPECIALTIES | 104416 | FIRE-EXTINGUISHERS | Portable fire extinguishers complete with all accessories | Portable fire extinguishers complete with all accessories | C | Type FE-2 | 8 | Nr | 960 | 558 | 667.36 | 600
490 | 11 | EQUIPMENT | 114000 | FOOD SERVICE EQUIPMENT | KITCHEN AREA | KITCHEN AREA | A | Walk-In Cold & Freezer Room | 1 | Nr | 0 | 0 | 0 | 0
491 | 11 | EQUIPMENT | 114000 | FOOD SERVICE EQUIPMENT | Storages | Storages | B | Floor Trough | 2 | Nr | 0 | 0 | 0 | 0
492 | 11 | EQUIPMENT | 114000 | FOOD SERVICE EQUIPMENT | KITCHEN AREA | KITCHEN AREA | C | Walk-In Cold & Freezer Room | 1 | Nr | 0 | 0 | 0 | 0
493 | 11 | EQUIPMENT | 114000 | FOOD SERVICE EQUIPMENT | Storages | Storages | D | Shelving | 14 | Nr | 0 | 0 | 0 | 0
494 | 11 | EQUIPMENT | 114000 | FOOD SERVICE EQUIPMENT | KITCHEN AREA | KITCHEN AREA | E | Shelving | 18 | Nr | 0 | 0 | 0 | 0
496 | 11 | EQUIPMENT | 114000 | FOOD SERVICE EQUIPMENT | KITCHEN AREA | KITCHEN AREA | F | Table w/ sink | 1 | Nr | 0 | 0 | 0 | 0
497 | 11 | EQUIPMENT | 114000 | FOOD SERVICE EQUIPMENT | Prewash Area | Prewash Area | G | Mixer Tap | 1 | Nr | 0 | 0 | 0 | 0
498 | 11 | EQUIPMENT | 114000 | FOOD SERVICE EQUIPMENT | KITCHEN AREA | KITCHEN AREA | H | Table W/ Bowl Sink - existing | 1 | Nr | 0 | 0 | 0 | 0
499 | 11 | EQUIPMENT | 114000 | FOOD SERVICE EQUIPMENT | Prewash Area | Prewash Area | J | Spray Gun | 1 | Nr | 0 | 0 | 0 | 0
500 | 11 | EQUIPMENT | 114000 | FOOD SERVICE EQUIPMENT | KITCHEN AREA | KITCHEN AREA | K | Floor Drain | 1 | Nr | 0 | 0 | 0 | 0
501 | 11 | EQUIPMENT | 114000 | FOOD SERVICE EQUIPMENT | Prewash Area | Prewash Area | L | Wall Cupboard- existing | 1 | Nr | 0 | 0 | 0 | 0
502 | 11 | EQUIPMENT | 114000 | FOOD SERVICE EQUIPMENT | KITCHEN AREA | KITCHEN AREA | M | Shelving - existing | 1 | Nr | 0 | 0 | 0 | 0
504 | 11 | EQUIPMENT | 114000 | FOOD SERVICE EQUIPMENT | KITCHEN AREA | KITCHEN AREA | N | Hand Wash Sink | 1 | Nr | 0 | 0 | 0 | 0
505 | 11 | EQUIPMENT | 114000 | FOOD SERVICE EQUIPMENT | Vegetable Preparation | Vegetable Preparation | P | Prep Table - existing | 1 | Nr | 0 | 0 | 0 | 0
506 | 11 | EQUIPMENT | 114000 | FOOD SERVICE EQUIPMENT | KITCHEN AREA | KITCHEN AREA | A | Mixer Tap | 2 | Nr | 0 | 0 | 0 | 0
507 | 11 | EQUIPMENT | 114000 | FOOD SERVICE EQUIPMENT | Vegetable Preparation | Vegetable Preparation | B | Undercounter Fridge- 1200 mm | 1 | Nr | 0 | 0 | 0 | 0
508 | 11 | EQUIPMENT | 114000 | FOOD SERVICE EQUIPMENT | KITCHEN AREA | KITCHEN AREA | C | Table w/ sink | 1 | Nr | 0 | 0 | 0 | 0
509 | 11 | EQUIPMENT | 114000 | FOOD SERVICE EQUIPMENT | Vegetable Preparation | Vegetable Preparation | D | Floor Drain | 1 | Nr | 0 | 0 | 0 | 0
510 | 11 | EQUIPMENT | 114000 | FOOD SERVICE EQUIPMENT | KITCHEN AREA | KITCHEN AREA | E | Potato Peeler- existing | 1 | Nr | 0 | 0 | 0 | 0
512 | 11 | EQUIPMENT | 114000 | FOOD SERVICE EQUIPMENT | KITCHEN AREA | KITCHEN AREA | F | Hand Wash Sink | 1 | Nr | 0 | 0 | 0 | 0
513 | 11 | EQUIPMENT | 114000 | FOOD SERVICE EQUIPMENT | Meat & Poultry Preparation | Meat & Poultry Preparation | G | Prep Table | 1 | Nr | 0 | 0 | 0 | 0
514 | 11 | EQUIPMENT | 114000 | FOOD SERVICE EQUIPMENT | KITCHEN AREA | KITCHEN AREA | H | Mixer Tap | 2 | Nr | 0 | 0 | 0 | 0
515 | 11 | EQUIPMENT | 114000 | FOOD SERVICE EQUIPMENT | Meat & Poultry Preparation | Meat & Poultry Preparation | J | Undercounter Fridge-1200 mm | 1 | Nr | 0 | 0 | 0 | 0
516 | 11 | EQUIPMENT | 114000 | FOOD SERVICE EQUIPMENT | KITCHEN AREA | KITCHEN AREA | K | Upright Fridge | 1 | Nr | 0 | 0 | 0 | 0
517 | 11 | EQUIPMENT | 114000 | FOOD SERVICE EQUIPMENT | Meat & Poultry Preparation | Meat & Poultry Preparation | L | Floor Drain | 1 | Nr | 0 | 0 | 0 | 0
518 | 11 | EQUIPMENT | 114000 | FOOD SERVICE EQUIPMENT | KITCHEN AREA | KITCHEN AREA | M | Meat Mincer- existing | 1 | Nr | 0 | 0 | 0 | 0
520 | 11 | EQUIPMENT | 114000 | FOOD SERVICE EQUIPMENT | KITCHEN AREA | KITCHEN AREA | N | Table w/ Double Bowl Sink | 1 | Nr | 0 | 0 | 0 | 0
521 | 11 | EQUIPMENT | 114000 | FOOD SERVICE EQUIPMENT | Bakery & Pastry | Bakery & Pastry | P | Undercounter Fridge-1200 mm | 2 | Nr | 0 | 0 | 0 | 0
522 | 11 | EQUIPMENT | 114000 | FOOD SERVICE EQUIPMENT | KITCHEN AREA | KITCHEN AREA | Q | Mixer Tap | 2 | Nr | 0 | 0 | 0 | 0
523 | 11 | EQUIPMENT | 114000 | FOOD SERVICE EQUIPMENT | Bakery & Pastry | Bakery & Pastry | R | Table w/ sink | 1 | Nr | 0 | 0 | 0 | 0
524 | 11 | EQUIPMENT | 114000 | FOOD SERVICE EQUIPMENT | KITCHEN AREA | KITCHEN AREA | S | Scale | 1 | Nr | 0 | 0 | 0 | 0
525 | 11 | EQUIPMENT | 114000 | FOOD SERVICE EQUIPMENT | Bakery & Pastry | Bakery & Pastry | T | Table W/ Marble Top | 1 | Nr | 0 | 0 | 0 | 0
526 | 11 | EQUIPMENT | 114000 | FOOD SERVICE EQUIPMENT | KITCHEN AREA | KITCHEN AREA | A | Floor Drain | 1 | Nr | 0 | 0 | 0 | 0
527 | 11 | EQUIPMENT | 114000 | FOOD SERVICE EQUIPMENT | Bakery & Pastry | Bakery & Pastry | B | Gas Boiling Top- 400 x 700 | 1 | Nr | 0 | 0 | 0 | 0
528 | 11 | EQUIPMENT | 114000 | FOOD SERVICE EQUIPMENT | KITCHEN AREA | KITCHEN AREA | C | Deck Oven | 1 | Nr | 0 | 0 | 0 | 0
529 | 11 | EQUIPMENT | 114000 | FOOD SERVICE EQUIPMENT | Bakery & Pastry | Bakery & Pastry | D | Exhaust Hood w/Fire Suppression System | 1 | Nr | 0 | 0 | 0 | 0
530 | 11 | EQUIPMENT | 114000 | FOOD SERVICE EQUIPMENT | KITCHEN AREA | KITCHEN AREA | E | Floor Drain | 1 | Nr | 0 | 0 | 0 | 0
531 | 11 | EQUIPMENT | 114000 | FOOD SERVICE EQUIPMENT | Bakery & Pastry | Bakery & Pastry | F | Marble Top - Mobile Worktable | 1 | Nr | 0 | 0 | 0 | 0
532 | 11 | EQUIPMENT | 114000 | FOOD SERVICE EQUIPMENT | KITCHEN AREA | KITCHEN AREA | G | Worktable- existing | 1 | Nr | 0 | 0 | 0 | 0
533 | 11 | EQUIPMENT | 114000 | FOOD SERVICE EQUIPMENT | Bakery & Pastry | Bakery & Pastry | H | Mixer- existing | 1 | Nr | 0 | 0 | 0 | 0
535 | 11 | EQUIPMENT | 114000 | FOOD SERVICE EQUIPMENT | Bakery & Pastry | Bakery & Pastry | J | Hand Wash Sink | 2 | Nr | 0 | 0 | 0 | 0
536 | 11 | EQUIPMENT | 114000 | FOOD SERVICE EQUIPMENT | Hot Kitchen | Hot Kitchen | K | Table w/ Sink- existing | 1 | Nr | 0 | 0 | 0 | 0
537 | 11 | EQUIPMENT | 114000 | FOOD SERVICE EQUIPMENT | Bakery & Pastry | Bakery & Pastry | L | Mixer Tap | 2 | Nr | 0 | 0 | 0 | 0
538 | 11 | EQUIPMENT | 114000 | FOOD SERVICE EQUIPMENT | Hot Kitchen | Hot Kitchen | M | Floor Drain | 1 | Nr | 0 | 0 | 0 | 0
539 | 11 | EQUIPMENT | 114000 | FOOD SERVICE EQUIPMENT | Bakery & Pastry | Bakery & Pastry | N | Fryer- existing | 1 | Nr | 0 | 0 | 0 | 0
540 | 11 | EQUIPMENT | 114000 | FOOD SERVICE EQUIPMENT | Hot Kitchen | Hot Kitchen | P | Ele. Chip Scuttle | 1 | Nr | 0 | 0 | 0 | 0
541 | 11 | EQUIPMENT | 114000 | FOOD SERVICE EQUIPMENT | Bakery & Pastry | Bakery & Pastry | Q | Gas Range | 2 | Nr | 0 | 0 | 0 | 0
542 | 11 | EQUIPMENT | 114000 | FOOD SERVICE EQUIPMENT | Hot Kitchen | Hot Kitchen | R | Gas Grill | 1 | Nr | 0 | 0 | 0 | 0
543 | 11 | EQUIPMENT | 114000 | FOOD SERVICE EQUIPMENT | Bakery & Pastry | Bakery & Pastry | S | Exhaust Hood w/ Fire Suppression System | 1 | Nr | 0 | 0 | 0 | 0
544 | 11 | EQUIPMENT | 114000 | FOOD SERVICE EQUIPMENT | Hot Kitchen | Hot Kitchen | T | Worktable- existing | 1 | Nr | 0 | 0 | 0 | 0
545 | 11 | EQUIPMENT | 114000 | FOOD SERVICE EQUIPMENT | Bakery & Pastry | Bakery & Pastry | A | Table w/ sink | 1 | Nr | 0 | 0 | 0 | 0
546 | 11 | EQUIPMENT | 114000 | FOOD SERVICE EQUIPMENT | Hot Kitchen | Hot Kitchen | B | Cupboard W/ Drawer- existing | 1 | Nr | 0 | 0 | 0 | 0
547 | 11 | EQUIPMENT | 114000 | FOOD SERVICE EQUIPMENT | Bakery & Pastry | Bakery & Pastry | C | Worktable- existing | 1 | Nr | 0 | 0 | 0 | 0
548 | 11 | EQUIPMENT | 114000 | FOOD SERVICE EQUIPMENT | Hot Kitchen | Hot Kitchen | D | Undercounter Fridge-1200 mm | 1 | Nr | 0 | 0 | 0 | 0
550 | 11 | EQUIPMENT | 114000 | FOOD SERVICE EQUIPMENT | Hot Kitchen | Hot Kitchen | E | Upright Fridge | 1 | Nr | 0 | 0 | 0 | 0
551 | 11 | EQUIPMENT | 114000 | FOOD SERVICE EQUIPMENT | Cold Kitchen | Cold Kitchen | F | Upright Freezer | 1 | Nr | 0 | 0 | 0 | 0
552 | 11 | EQUIPMENT | 114000 | FOOD SERVICE EQUIPMENT | Hot Kitchen | Hot Kitchen | G | Worktable W/ Sink | 1 | Nr | 0 | 0 | 0 | 0
553 | 11 | EQUIPMENT | 114000 | FOOD SERVICE EQUIPMENT | Cold Kitchen | Cold Kitchen | H | Mixer Tap | 1 | Nr | 0 | 0 | 0 | 0
554 | 11 | EQUIPMENT | 114000 | FOOD SERVICE EQUIPMENT | Hot Kitchen | Hot Kitchen | J | Floor Drain | 2 | Nr | 0 | 0 | 0 | 0
555 | 11 | EQUIPMENT | 114000 | FOOD SERVICE EQUIPMENT | Cold Kitchen | Cold Kitchen | K | Salad Table | 1 | Nr | 0 | 0 | 0 | 0
556 | 11 | EQUIPMENT | 114000 | FOOD SERVICE EQUIPMENT | Hot Kitchen | Hot Kitchen | L | Worktable | 1 | Nr | 0 | 0 | 0 | 0
557 | 11 | EQUIPMENT | 114000 | FOOD SERVICE EQUIPMENT | Cold Kitchen | Cold Kitchen | M | Undercounter Fridge | 1 | Nr | 0 | 0 | 0 | 0
559 | 11 | EQUIPMENT | 114000 | FOOD SERVICE EQUIPMENT | Cold Kitchen | Cold Kitchen | N | Triple Bowl Sink | 1 | Nr | 0 | 0 | 0 | 0
560 | 11 | EQUIPMENT | 114000 | FOOD SERVICE EQUIPMENT | Potwash Area | Potwash Area | P | Spray Gun | 1 | Nr | 0 | 0 | 0 | 0
561 | 11 | EQUIPMENT | 114000 | FOOD SERVICE EQUIPMENT | Cold Kitchen | Cold Kitchen | Q | Mixer Tap | 1 | Nr | 0 | 0 | 0 | 0
562 | 11 | EQUIPMENT | 114000 | FOOD SERVICE EQUIPMENT | Potwash Area | Potwash Area | R | Shelving unit | 3 | Nr | 0 | 0 | 0 | 0
563 | 11 | EQUIPMENT | 114000 | FOOD SERVICE EQUIPMENT | Cold Kitchen | Cold Kitchen | S | Floor Drain | 1 | Nr | 0 | 0 | 0 | 0
565 | 11 | EQUIPMENT | 114000 | FOOD SERVICE EQUIPMENT | Cold Kitchen | Cold Kitchen | A | Triple Bowl Sink | 1 | Nr | 0 | 0 | 0 | 0
566 | 11 | EQUIPMENT | 114000 | FOOD SERVICE EQUIPMENT | Dishwash Area | Dishwash Area | B | Spray Gun | 1 | Nr | 0 | 0 | 0 | 0
567 | 11 | EQUIPMENT | 114000 | FOOD SERVICE EQUIPMENT | Cold Kitchen | Cold Kitchen | C | Mixer Tap | 1 | Nr | 0 | 0 | 0 | 0
568 | 11 | EQUIPMENT | 114000 | FOOD SERVICE EQUIPMENT | Dishwash Area | Dishwash Area | D | Shelving unit | 5 | Nr | 0 | 0 | 0 | 0
569 | 11 | EQUIPMENT | 114000 | FOOD SERVICE EQUIPMENT | Cold Kitchen | Cold Kitchen | E | Floor Drain | 1 | Nr | 0 | 0 | 0 | 0
571 | 11 | EQUIPMENT | 114000 | FOOD SERVICE EQUIPMENT | Cold Kitchen | Cold Kitchen | F | Hand Wash Sink | 2 | Nr | 0 | 0 | 0 | 0
572 | 11 | EQUIPMENT | 114000 | FOOD SERVICE EQUIPMENT | Corridor | Corridor | G | Container Trolleys | 3 | Nr | 0 | 0 | 0 | 0
573 | 11 | EQUIPMENT | 114000 | FOOD SERVICE EQUIPMENT | Cold Kitchen | Cold Kitchen | H | Platform Scale | 1 | Nr | 0 | 0 | 0 | 0
575 | 11 | EQUIPMENT | 114000 | FOOD SERVICE EQUIPMENT | Cold Kitchen | Cold Kitchen | J | Hand Wash Sink | 1 | Nr | 0 | 0 | 0 | 0
576 | 11 | EQUIPMENT | 114000 | FOOD SERVICE EQUIPMENT | Plating Area | Plating Area | K | Floor Drain | 1 | Nr | 0 | 0 | 0 | 0
577 | 11 | EQUIPMENT | 114000 | FOOD SERVICE EQUIPMENT | Cold Kitchen | Cold Kitchen | L | Cupboard Table- existing | 2 | Nr | 0 | 0 | 0 | 0
578 | 11 | EQUIPMENT | 114000 | FOOD SERVICE EQUIPMENT | Plating Area | Plating Area | M | Worktable | 1 | Nr | 0 | 0 | 0 | 0
579 | 11 | EQUIPMENT | 114000 | FOOD SERVICE EQUIPMENT | Cold Kitchen | Cold Kitchen | N | Mobile Worktable | 1 | Nr | 0 | 0 | 0 | 0
580 | 11 | EQUIPMENT | 114000 | FOOD SERVICE EQUIPMENT | Plating Area | Plating Area | P | Mobile Hot Cupboard | 1 | Nr | 0 | 0 | 0 | 0
583 | 11 | EQUIPMENT | 117000 | LAUNDRY EQUIPMENT | 117000 - LAUNDRY EQUIPMENT | 117000 - LAUNDRY EQUIPMENT | A | Hand Wash Sink | 2 | Nr | 0 | 0 | 0 | 0
584 | 11 | EQUIPMENT | 117000 | LAUNDRY EQUIPMENT | LAUNDRY | LAUNDRY | B | Platform Scale | 1 | Nr | 0 | 0 | 0 | 0
585 | 11 | EQUIPMENT | 117000 | LAUNDRY EQUIPMENT | 117000 - LAUNDRY EQUIPMENT | 117000 - LAUNDRY EQUIPMENT | C | Table w/ sink | 1 | Nr | 0 | 0 | 0 | 0
586 | 11 | EQUIPMENT | 117000 | LAUNDRY EQUIPMENT | LAUNDRY | LAUNDRY | D | Mixer Tap | 1 | Nr | 0 | 0 | 0 | 0
587 | 11 | EQUIPMENT | 117000 | LAUNDRY EQUIPMENT | 117000 - LAUNDRY EQUIPMENT | 117000 - LAUNDRY EQUIPMENT | E | Dirty Linen Trolley (existing) | 2 | Nr | 0 | 0 | 0 | 0
588 | 11 | EQUIPMENT | 117000 | LAUNDRY EQUIPMENT | LAUNDRY | LAUNDRY | F | Spin Dryer (existing) | 1 | Nr | 0 | 0 | 0 | 0
589 | 11 | EQUIPMENT | 117000 | LAUNDRY EQUIPMENT | 117000 - LAUNDRY EQUIPMENT | 117000 - LAUNDRY EQUIPMENT | G | 25 Kg Extractor Washer (existing) | 1 | Nr | 0 | 0 | 0 | 0
590 | 11 | EQUIPMENT | 117000 | LAUNDRY EQUIPMENT | LAUNDRY | LAUNDRY | H | 36 Kg Extractor Washer | 1 | Nr | 0 | 0 | 0 | 0
591 | 11 | EQUIPMENT | 117000 | LAUNDRY EQUIPMENT | 117000 - LAUNDRY EQUIPMENT | 117000 - LAUNDRY EQUIPMENT | J | 7 Kg Extractor Washer (existing) | 1 | Nr | 0 | 0 | 0 | 0
592 | 11 | EQUIPMENT | 117000 | LAUNDRY EQUIPMENT | LAUNDRY | LAUNDRY | K | 16 Kg Dryer (existing) | 1 | Nr | 0 | 0 | 0 | 0
593 | 11 | EQUIPMENT | 117000 | LAUNDRY EQUIPMENT | 117000 - LAUNDRY EQUIPMENT | 117000 - LAUNDRY EQUIPMENT | L | Flat Ironer | 1 | Nr | 0 | 0 | 0 | 0
594 | 11 | EQUIPMENT | 117000 | LAUNDRY EQUIPMENT | LAUNDRY | LAUNDRY | M | Mobile Worktable | 1 | Nr | 0 | 0 | 0 | 0
595 | 11 | EQUIPMENT | 117000 | LAUNDRY EQUIPMENT | 117000 - LAUNDRY EQUIPMENT | 117000 - LAUNDRY EQUIPMENT | N | Utility Press (existing) | 1 | Nr | 0 | 0 | 0 | 0
596 | 11 | EQUIPMENT | 117000 | LAUNDRY EQUIPMENT | LAUNDRY | LAUNDRY | P | Ironer | 2 | Nr | 0 | 0 | 0 | 0
597 | 11 | EQUIPMENT | 117000 | LAUNDRY EQUIPMENT | 117000 - LAUNDRY EQUIPMENT | 117000 - LAUNDRY EQUIPMENT | Q | Clean Linen Trolley (existing) | 2 | Nr | 0 | 0 | 0 | 0
598 | 11 | EQUIPMENT | 117000 | LAUNDRY EQUIPMENT | LAUNDRY | LAUNDRY | R | Mobile Worktable | 2 | Nr | 0 | 0 | 0 | 0
599 | 11 | EQUIPMENT | 117000 | LAUNDRY EQUIPMENT | 117000 - LAUNDRY EQUIPMENT | 117000 - LAUNDRY EQUIPMENT | S | Hanging Rail | 1 | Nr | 0 | 0 | 0 | 0
600 | 11 | EQUIPMENT | 117000 | LAUNDRY EQUIPMENT | LAUNDRY | LAUNDRY | T | Sewing Machine (existing) | 1 | Nr | 0 | 0 | 0 | 0
609 | 12 | FURNISHINGS | 123640 | STONE CONTERTOPS | 123640 - STONE CONTERTOPS | 123640 - STONE CONTERTOPS | A | Overall size 640 x 1200 high; straight, curved | 6 | m | 2100 | 2092.5 | 1775.1 | 2250
611 | 12 | FURNISHINGS | 123640 | STONE CONTERTOPS | 123640 - STONE CONTERTOPS | 123640 - STONE CONTERTOPS | B | 600 wide | 23 | m | 6440 | 3529.35 | 3257.26 | 3749
612 | 12 | FURNISHINGS | 123640 | STONE CONTERTOPS | Pantry worktop; 30 thick granite; including 20 thick backsplash, supports and fixings; complete; as specified and as Drg. A-501; detail 14 | Pantry worktop; 30 thick granite; including 20 thick backsplash, supports and fixings; complete; as specified and as Drg. A-501; detail 14 | C | 600 wide; U shape | 7 | m | 2352 | 1139.25 | 1351.21 | 1225
613 | 12 | FURNISHINGS | 123640 | STONE CONTERTOPS | 123640 - STONE CONTERTOPS | 123640 - STONE CONTERTOPS | D | 750 wide; curved | 12 | m | 0 | 0 | 0 | 0
616 | 12 | FURNISHINGS | 124813 | ENTRANCE FLOOR MATS AND FRAME | 124813 - ENTRANCE FLOOR MATS AND FRAME | 124813 - ENTRANCE FLOOR MATS AND FRAME | A | Size 800 x 2400 | 1 | Nr | 1344 | 0 | 0 | 0
617 | 12 | FURNISHINGS | 124813 | ENTRANCE FLOOR MATS AND FRAME | Door mats and frames; corrugated rubber mat strips with aluminium slates; including aluminium frame with patent-clip-on polypropylene corner brackets for building in; including cement-sand screed levelling; complete; as specified and as Drg. A-501; detail 15 | Door mats and frames; corrugated rubber mat strips with aluminium slates; including aluminium frame with patent-clip-on polypropylene corner brackets for building in; including cement-sand screed levelling; complete; as specified and as Drg. A-501; detail 15 | B | Size 1000 x 1800 | 1 | Nr | 1260 | 0 | 0 | 0
618 | 12 | FURNISHINGS | 124813 | ENTRANCE FLOOR MATS AND FRAME | 124813 - ENTRANCE FLOOR MATS AND FRAME | 124813 - ENTRANCE FLOOR MATS AND FRAME | C | Size 600 x 1750 | 1 | Nr | 735 | 0 | 0 | 0
627 | 14 | CONVEYING EQUIPMENT | 142100 | ELECTRIC TRACTION ELEVATORS | 142100 - ELECTRIC TRACTION ELEVATORS | 142100 - ELECTRIC TRACTION ELEVATORS | A | Reference Elevator (L1) 800 kg (passenger), 1 m/s, as specified and shown on the drawings | 1 | Nr | 0 | 0 | 0 | 0
628 | 14 | CONVEYING EQUIPMENT | 142100 | ELECTRIC TRACTION ELEVATORS | Passenger, bed, & service lifts, including all necessary controls and accessories | Passenger, bed, & service lifts, including all necessary controls and accessories | B | Reference Elevator (L2) 1600 kg (bed), 1 m/s, as specified and shown on the drawings | 1 | Nr | 0 | 0 | 0 | 0
629 | 14 | CONVEYING EQUIPMENT | 142100 | ELECTRIC TRACTION ELEVATORS | 142100 - ELECTRIC TRACTION ELEVATORS | 142100 - ELECTRIC TRACTION ELEVATORS | C | Reference Elevator (L3) 1000 kg (service), 1 m/s, as specified and shown on the drawings | 1 | Nr | 0 | 0 | 0 | 0
639 | 21 | FIRE SUPPRESSION | 211100 | FACILITY FIRE-SUPPRESSION WATER- SERVICE PIPING | Standpipes and wet-pipe sprinlers | Black Steel Pipes and fittings | A | 25 dn | 480 | m | 8064 | 6249.6 | 7915.2 | 6720
640 | 21 | FIRE SUPPRESSION | 211100 | FACILITY FIRE-SUPPRESSION WATER- SERVICE PIPING | Standpipes and wet-pipe sprinlers | Black Steel Pipes and fittings | B | 32 dn | 22 | m | 418 | 347.82 | 405.46 | 374
641 | 21 | FIRE SUPPRESSION | 211100 | FACILITY FIRE-SUPPRESSION WATER- SERVICE PIPING | Standpipes and wet-pipe sprinlers | Black Steel Pipes and fittings | C | 40 dn | 30 | m | 720 | 530.1 | 640.2 | 570
642 | 21 | FIRE SUPPRESSION | 211100 | FACILITY FIRE-SUPPRESSION WATER- SERVICE PIPING | Standpipes and wet-pipe sprinlers | Black Steel Pipes and fittings | D | 50 dn | 50 | m | 1600 | 1162.5 | 1261 | 1250
643 | 21 | FIRE SUPPRESSION | 211100 | FACILITY FIRE-SUPPRESSION WATER- SERVICE PIPING | Standpipes and wet-pipe sprinlers | Black Steel Pipes and fittings | E | 65 dn | 20 | m | 860 | 613.8 | 1008.8 | 660
644 | 21 | FIRE SUPPRESSION | 211100 | FACILITY FIRE-SUPPRESSION WATER- SERVICE PIPING | Standpipes and wet-pipe sprinlers | Black Steel Pipes and fittings | F | 80 dn | 21 | m | 0 | 0 | 0 | 0
645 | 21 | FIRE SUPPRESSION | 211100 | FACILITY FIRE-SUPPRESSION WATER- SERVICE PIPING | Standpipes and wet-pipe sprinlers | Black Steel Pipes and fittings | F | 100 dn | 65 | m | 5590 | 4231.5 | 4917.9 | 4485
646 | 21 | FIRE SUPPRESSION | 211100 | FACILITY FIRE-SUPPRESSION WATER- SERVICE PIPING | Standpipes and wet-pipe sprinlers | Black Steel Pipes and fittings | G | 150 dn | 19 | m | 2185 | 1678.65 | 2746.07 | 1786
649 | 21 | FIRE SUPPRESSION | 211100 | FACILITY FIRE-SUPPRESSION WATER- SERVICE PIPING | Valves | Gate valves | H | 25 dn | 1 | Nr | 36 | 18.6 | 77.6 | 19
650 | 21 | FIRE SUPPRESSION | 211100 | FACILITY FIRE-SUPPRESSION WATER- SERVICE PIPING | Valves | Gate valves | J | 40 dn | 1 | Nr | 66 | 37.2 | 83.42 | 38
651 | 21 | FIRE SUPPRESSION | 211100 | FACILITY FIRE-SUPPRESSION WATER- SERVICE PIPING | Valves | Gate valves | K | 50 dn | 4 | Nr | 372 | 186 | 616.92 | 200
652 | 21 | FIRE SUPPRESSION | 211100 | FACILITY FIRE-SUPPRESSION WATER- SERVICE PIPING | Valves | Gate valves | L | 100 dn | 1 | Nr | 440 | 176.7 | 479.18 | 188
653 | 21 | FIRE SUPPRESSION | 211100 | FACILITY FIRE-SUPPRESSION WATER- SERVICE PIPING | Valves | Gate valves | M | 150 dn | 4 | Nr | 4368 | 2083.2 | 3084.6 | 2252
655 | 21 | FIRE SUPPRESSION | 211100 | FACILITY FIRE-SUPPRESSION WATER- SERVICE PIPING | Valves | Gate valves | A | 25 dn | 2 | Nr | 0 | 0 | 0 | 0
659 | 21 | FIRE SUPPRESSION | 211100 | FACILITY FIRE-SUPPRESSION WATER- SERVICE PIPING | Specialty Valves | Alarm check valves | A | 100 dn | 1 | Nr | 1600 | 232.5 | 1352.18 | 250
661 | 21 | FIRE SUPPRESSION | 211100 | FACILITY FIRE-SUPPRESSION WATER- SERVICE PIPING | Specialty Valves | Check valves | B | 100 dn | 1 | Nr | 352 | 232.5 | 502.46 | 250
662 | 21 | FIRE SUPPRESSION | 211100 | FACILITY FIRE-SUPPRESSION WATER- SERVICE PIPING | Specialty Valves | Check valves | C | 150 dn | 2 | Nr | 1760 | 1041.6 | 1338.6 | 1126
664 | 21 | FIRE SUPPRESSION | 211100 | FACILITY FIRE-SUPPRESSION WATER- SERVICE PIPING | Specialty Valves | Zone valve assembly | D | 100 dn | 2 | Nr | 2750 | 465 | 2318.3 | 500
666 | 21 | FIRE SUPPRESSION | 211100 | FACILITY FIRE-SUPPRESSION WATER- SERVICE PIPING | Specialty Valves | Automatic Sprinklers | F | Type SP-1 | 27 | Nr | 0 | 0 | 0 | 0
667 | 21 | FIRE SUPPRESSION | 211100 | FACILITY FIRE-SUPPRESSION WATER- SERVICE PIPING | Specialty Valves | Automatic Sprinklers | G | Type SP-2 | 92 | Nr | 0 | 0 | 0 | 0
668 | 21 | FIRE SUPPRESSION | 211100 | FACILITY FIRE-SUPPRESSION WATER- SERVICE PIPING | Specialty Valves | Automatic Sprinklers | H | Type SP-3 | 6 | Nr | 0 | 0 | 0 | 0
670 | 21 | FIRE SUPPRESSION | 211100 | FACILITY FIRE-SUPPRESSION WATER- SERVICE PIPING | Specialty Valves | Hose Connection | E | Type FHR-1 | 3 | Nr | 1650 | 1311.3 | 4172.94 | 1407
671 | 21 | FIRE SUPPRESSION | 211100 | FACILITY FIRE-SUPPRESSION WATER- SERVICE PIPING | Specialty Valves | Hose Connection | F | Type FHR-2 | 2 | Nr | 800 | 874.2 | 3039.98 | 938
673 | 21 | FIRE SUPPRESSION | 211100 | FACILITY FIRE-SUPPRESSION WATER- SERVICE PIPING | Specialty Valves | Fire Department Connections | G | 100 dn | 1 | Nr | 825 | 209.25 | 708.1 | 225
674 | 21 | FIRE SUPPRESSION | 211100 | FACILITY FIRE-SUPPRESSION WATER- SERVICE PIPING | Specialty Valves | Fire Department Connections | H | Automatic air vent | 1 | Item | 212 | 116.25 | 515.07 | 125
677 | 21 | FIRE SUPPRESSION | 213113 | ELECTRIC-DRIVE, CENTRIFUGAL FIRE PUMPS | 213113 - ELECTRIC-DRIVE, CENTRIFUGAL FIRE PUMPS | 213113 - ELECTRIC-DRIVE, CENTRIFUGAL FIRE PUMPS | A | Type FP-B1-01& 02 | 2 | Nr | 0 | 0 | 0 | 0
679 | 21 | FIRE SUPPRESSION | 213113 | ELECTRIC-DRIVE, CENTRIFUGAL FIRE PUMPS | 213113 - ELECTRIC-DRIVE, CENTRIFUGAL FIRE PUMPS | 213113 - ELECTRIC-DRIVE, CENTRIFUGAL FIRE PUMPS | A | Type JP-B1-01 | 1 | Nr | 1970 | 1767 | 3992.52 | 1875
680 | 21 | FIRE SUPPRESSION | 213113 | ELECTRIC-DRIVE, CENTRIFUGAL FIRE PUMPS | Pressure-Maintenance Pumps | Pressure-Maintenance Pumps | C | Spare parts a specified for split case fire pump and pressure maintenance pump | 1 | Item | 0 | 0 | 0 | 0
691 | 22 | PLUMBING | 220719 | PLUMBING PIPING INSULATION | Domestic hot and recirculated hot water, concealed | 25 mm thick | A | 15 dn | 150 | m | 585 | 1395 | 1891.5 | 1500
692 | 22 | PLUMBING | 220719 | PLUMBING PIPING INSULATION | Domestic hot and recirculated hot water, concealed | 25 mm thick | B | 20 dn | 100 | m | 490 | 1395 | 1455 | 1300
693 | 22 | PLUMBING | 220719 | PLUMBING PIPING INSULATION | Domestic hot and recirculated hot water, concealed | 25 mm thick | C | 25dn | 50 | m | 295 | 930 | 776 | 950
694 | 22 | PLUMBING | 220719 | PLUMBING PIPING INSULATION | Domestic hot and recirculated hot water, concealed | 25 mm thick | D | 32 dn | 80 | m | 552 | 1860 | 1319.2 | 1840
695 | 22 | PLUMBING | 220719 | PLUMBING PIPING INSULATION | Domestic hot and recirculated hot water, concealed | 25 mm thick | E | 40 dn | 55 | m | 434.5 | 1534.5 | 1067 | 1485
696 | 22 | PLUMBING | 220719 | PLUMBING PIPING INSULATION | Domestic hot and recirculated hot water, concealed | 25 mm thick | F | 50 dn | 80 | m | 712 | 2604 | 1784.8 | 2720
697 | 22 | PLUMBING | 220719 | PLUMBING PIPING INSULATION | Domestic hot and recirculated hot water, concealed | 25 mm thick | G | 65 dn | 15 | m | 240 | 627.75 | 363.75 | 660
700 | 22 | PLUMBING | 220719 | PLUMBING PIPING INSULATION | Domestic hot and recirculated hot water, on all pipes running in mechanical rooms or exposed to view, Mineral fiber with AL jacketing | 25 mm thick | H | 20 dn | 10 | m | 168 | 139.5 | 339.5 | 140
701 | 22 | PLUMBING | 220719 | PLUMBING PIPING INSULATION | Domestic hot and recirculated hot water, on all pipes running in mechanical rooms or exposed to view, Mineral fiber with AL jacketing | 25 mm thick | J | 25dn | 10 | m | 178 | 139.5 | 349.2 | 130
702 | 22 | PLUMBING | 220719 | PLUMBING PIPING INSULATION | Domestic hot and recirculated hot water, on all pipes running in mechanical rooms or exposed to view, Mineral fiber with AL jacketing | 25 mm thick | K | 40dn | 10 | m | 218 | 279 | 388 | 280
703 | 22 | PLUMBING | 220719 | PLUMBING PIPING INSULATION | Domestic hot and recirculated hot water, on all pipes running in mechanical rooms or exposed to view, Mineral fiber with AL jacketing | 25 mm thick | L | 50 dn | 20 | m | 454 | 651 | 814.8 | 700
704 | 22 | PLUMBING | 220719 | PLUMBING PIPING INSULATION | Domestic hot and recirculated hot water, on all pipes running in mechanical rooms or exposed to view, Mineral fiber with AL jacketing | 25 mm thick | A | 65 dn | 15 | m | 355.5 | 627.75 | 654.75 | 675
708 | 22 | PLUMBING | 221116 | WATER DISTRIBUTION PIPING | Aboveground, Water Distribution Piping | Cold Water PVC Pipes and fittings | B | 15 dn | 190 | m | 2451 | 1413.6 | 1658.7 | 1520
709 | 22 | PLUMBING | 221116 | WATER DISTRIBUTION PIPING | Aboveground, Water Distribution Piping | Cold Water PVC Pipes and fittings | C | 20 dn | 120 | m | 1548 | 892.8 | 1280.4 | 960
710 | 22 | PLUMBING | 221116 | WATER DISTRIBUTION PIPING | Aboveground, Water Distribution Piping | Cold Water PVC Pipes and fittings | D | 25dn | 80 | m | 1112 | 892.8 | 853.6 | 960
711 | 22 | PLUMBING | 221116 | WATER DISTRIBUTION PIPING | Aboveground, Water Distribution Piping | Cold Water PVC Pipes and fittings | E | 32 dn | 70 | m | 1043 | 976.5 | 882.7 | 1050
712 | 22 | PLUMBING | 221116 | WATER DISTRIBUTION PIPING | Aboveground, Water Distribution Piping | Cold Water PVC Pipes and fittings | F | 40 dn | 57 | m | 1356.6 | 1325.25 | 884.64 | 1311
713 | 22 | PLUMBING | 221116 | WATER DISTRIBUTION PIPING | Aboveground, Water Distribution Piping | Cold Water PVC Pipes and fittings | G | 50 dn | 168 | m | 5208 | 5468.4 | 3911.04 | 5880
714 | 22 | PLUMBING | 221116 | WATER DISTRIBUTION PIPING | Aboveground, Water Distribution Piping | Cold Water PVC Pipes and fittings | H | 65 dn | 41 | m | 1599 | 1906.5 | 1232.87 | 1968
715 | 22 | PLUMBING | 221116 | WATER DISTRIBUTION PIPING | Aboveground, Water Distribution Piping | Cold Water PVC Pipes and fittings | J | 80 dn | 17 | m | 816 | 948.6 | 873.97 | 969
717 | 22 | PLUMBING | 221116 | WATER DISTRIBUTION PIPING | Aboveground, Water Distribution Piping | Cold Water PVC Pipes and fittings | K | 15 dn | 150 | m | 1935 | 1116 | 1600.5 | 1200
718 | 22 | PLUMBING | 221116 | WATER DISTRIBUTION PIPING | Aboveground, Water Distribution Piping | Hot Water CPVC Pipes and fittings | L | 20 dn | 110 | m | 1419 | 818.4 | 1173.7 | 880
719 | 22 | PLUMBING | 221116 | WATER DISTRIBUTION PIPING | Aboveground, Water Distribution Piping | Cold Water PVC Pipes and fittings | M | 25dn | 60 | m | 834 | 669.6 | 873 | 720
720 | 22 | PLUMBING | 221116 | WATER DISTRIBUTION PIPING | Aboveground, Water Distribution Piping | Hot Water CPVC Pipes and fittings | N | 32 dn | 80 | m | 1192 | 1116 | 1552 | 1200
721 | 22 | PLUMBING | 221116 | WATER DISTRIBUTION PIPING | Aboveground, Water Distribution Piping | Cold Water PVC Pipes and fittings | P | 40 dn | 65 | m | 1547 | 1511.25 | 1450.15 | 1495
722 | 22 | PLUMBING | 221116 | WATER DISTRIBUTION PIPING | Aboveground, Water Distribution Piping | Hot Water CPVC Pipes and fittings | Q | 50 dn | 100 | m | 3100 | 3255 | 2619 | 3500
723 | 22 | PLUMBING | 221116 | WATER DISTRIBUTION PIPING | Aboveground, Water Distribution Piping | Cold Water PVC Pipes and fittings | R | 65 dn | 34 | m | 1326 | 1581 | 1517.08 | 1632
725 | 22 | PLUMBING | 221116 | WATER DISTRIBUTION PIPING | Aboveground, Water Distribution Piping | Cold Water PVC Pipes and fittings | A | Ball valves | 1 | Item | 0 | 348.75 | 3863.51 | 187.5
726 | 22 | PLUMBING | 221116 | WATER DISTRIBUTION PIPING | Aboveground, Water Distribution Piping | Valves | B | Globe valves | 1 | Item | 0 | 581.25 | 2318.3 | 313
727 | 22 | PLUMBING | 221116 | WATER DISTRIBUTION PIPING | Aboveground, Water Distribution Piping | Cold Water PVC Pipes and fittings | C | Gate valves | 1 | Item | 10839.125 | 581.25 | 1545.21 | 312
728 | 22 | PLUMBING | 221116 | WATER DISTRIBUTION PIPING | Aboveground, Water Distribution Piping | Valves | D | Check valves | 1 | Item | 0 | 581.25 | 644.08 | 315
729 | 22 | PLUMBING | 221116 | WATER DISTRIBUTION PIPING | Aboveground, Water Distribution Piping | Cold Water PVC Pipes and fittings | E | Automatic air valves | 1 | Item | 0 | 874.2 | 644.08 | 469
732 | 22 | PLUMBING | 221123 | DOMESTIC WATER PIPING SPECIALTIES | 221123 - DOMESTIC WATER PIPING SPECIALTIES | 221123 - DOMESTIC WATER PIPING SPECIALTIES | F | Type WT-1 | 1 | Nr | 100 | 325.5 | 129.01 | 350
734 | 22 | PLUMBING | 221123 | DOMESTIC WATER PIPING SPECIALTIES | 221123 - DOMESTIC WATER PIPING SPECIALTIES | 221123 - DOMESTIC WATER PIPING SPECIALTIES | G | Type BPH-1 | 7 | Nr | 469 | 2018.1 | 448.14 | 2191
736 | 22 | PLUMBING | 221123 | DOMESTIC WATER PIPING SPECIALTIES | 221123 - DOMESTIC WATER PIPING SPECIALTIES | 221123 - DOMESTIC WATER PIPING SPECIALTIES | H | 50 dn | 4 | Nr | 1040 | 558 | 1544.24 | 600
737 | 22 | PLUMBING | 221123 | DOMESTIC WATER PIPING SPECIALTIES | Float valve | Float valve | J | 3-Way Mixing Valve | 1 | Nr | 735 | 162.75 | 1545.21 | 175
740 | 22 | PLUMBING | 221123 | DOMESTIC WATER PUMPS | 221123 - DOMESTIC WATER PUMPS | 221123 - DOMESTIC WATER PUMPS | K | Type P-RF-02 | 2 | Nr | 1000 | 353.4 | 4508.56 | 376
741 | 22 | PLUMBING | 221123 | DOMESTIC WATER PUMPS | In-Line Circulators | In-Line Circulators | L | Type P-RF-03 | 2 | Nr | 1000 | 427.8 | 4508.56 | 464
743 | 22 | PLUMBING | 221123 | DOMESTIC WATER PUMPS | In-Line Circulators | In-Line Circulators | A | Type P-B-01 | 2 | Nr | 1650 | 651 | 3864.48 | 700
744 | 22 | PLUMBING | 221123 | DOMESTIC WATER PUMPS | End suction centrifugal pumps | End suction centrifugal pumps | B | Type P-RF-01-1 & -2 | 2 | Nr | 2650 | 651 | 4636.6 | 700
745 | 22 | PLUMBING | 221123 | DOMESTIC WATER PUMPS | In-Line Circulators | In-Line Circulators | C | Spare parts as specified for water distribution pumps | 1 | Item | 600 | 348.75 | 1288.16 | 375
747 | 22 | PLUMBING | 221123.13 | DOMESTIC WATER PACKAGED BOOSTER PUMP SETS | In-Line Circulators | In-Line Circulators | D | Type PU-RF-1 | 1 | Set | 6500 | 1395 | 15455.98 | 150
748 | 22 | PLUMBING | 221123.13 | DOMESTIC WATER PACKAGED BOOSTER PUMP SETS | 221123.13 - DOMESTIC WATER PACKAGED BOOSTER PUMP SETS | 221123.13 - DOMESTIC WATER PACKAGED BOOSTER PUMP SETS | E | Type PU-RF-2 | 1 | Set | 4000 | 1395 | 12235.58 | 150
749 | 22 | PLUMBING | 221123.13 | DOMESTIC WATER PACKAGED BOOSTER PUMP SETS | In-Line Circulators | In-Line Circulators | F | Spare parts as specified for packaged booster pumps | 1 | Item | 380 | 288.3 | 2576.32 | 313
753 | 22 | PLUMBING | 221316 | SANITARY WASTE AND VENT PIPING | Above Ground / Underground , Soil, Waste and Vent Piping | Above Ground / Underground , Soil, Waste and Vent Piping | G | 32dn | 167 | m | 1653.3 | 2019.03 | 1781.89 | 2171
754 | 22 | PLUMBING | 221316 | SANITARY WASTE AND VENT PIPING | PVC pipes | PVC pipes | H | 50 dn | 475 | m | 6127.5 | 6626.25 | 5529 | 7125
755 | 22 | PLUMBING | 221316 | SANITARY WASTE AND VENT PIPING | Above Ground / Underground , Soil, Waste and Vent Piping | Above Ground / Underground , Soil, Waste and Vent Piping | J | 82 dn | 97 | m | 1726.6 | 1623.78 | 1411.35 | 1746
756 | 22 | PLUMBING | 221316 | SANITARY WASTE AND VENT PIPING | PVC pipes | PVC pipes | K | 110 dn | 265 | m | 5512 | 4929 | 4883.95 | 5300
757 | 22 | PLUMBING | 221316 | SANITARY WASTE AND VENT PIPING | Above Ground / Underground , Soil, Waste and Vent Piping | Above Ground / Underground , Soil, Waste and Vent Piping | L | 150 dn | 55 | m | 1650 | 1278.75 | 2454.1 | 1265
760 | 22 | PLUMBING | 221316 | SANITARY WASTE AND VENT PIPING | Underground, soil, waste and vent piping connecting inspection chambers | Underground, soil, waste and vent piping connecting inspection chambers | A | 150 dn | 185 | m | 5550 | 6021.75 | 8254.7 | 6475
762 | 22 | PLUMBING | 221316 | SANITARY WASTE AND VENT PIPING | Underground, soil, waste and vent piping connecting inspection chambers | Underground, soil, waste and vent piping connecting inspection chambers | B | Sewer Inspection Chambers | 5 | Nr | 1580 | 813.75 | 2575.35 | 875
765 | 22 | PLUMBING | 221316 | SANITARY WASTE AND VENT PIPING | Aboveground / Underground , Soil, Waste Force Mains | Aboveground / Underground , Soil, Waste Force Mains | C | 50 dn | 15 | m | 617.4 | 418.5 | 1164 | 420
768 | 22 | PLUMBING | 221316 | SANITARY WASTE AND VENT PIPING | Aboveground , Storm Drainage Piping | Aboveground , Storm Drainage Piping | D | 50 dn | 76 | m | 980.4 | 1060.2 | 884.64 | 1368
769 | 22 | PLUMBING | 221316 | SANITARY WASTE AND VENT PIPING | PVC pipes | PVC pipes | E | 80 dn | 81 | m | 1441.8 | 1506.6 | 1178.55 | 1620
770 | 22 | PLUMBING | 221316 | SANITARY WASTE AND VENT PIPING | Aboveground , Storm Drainage Piping | Aboveground , Storm Drainage Piping | F | 110 dn | 19 | m | 395.2 | 441.75 | 350.17 | 437
773 | 22 | PLUMBING | 221319 | SANITARY WATER PIPING SPECIALTIES | 22112 - SANITARY WATER PIPING SPECIALTIES | 22112 - SANITARY WATER PIPING SPECIALTIES | G | Type FD-1; 82 dn | 18 | Nr | 981 | 1171.8 | 4399.92 | 1242
774 | 22 | PLUMBING | 221319 | SANITARY WATER PIPING SPECIALTIES | Floor drains | Floor drains | H | Type FD-2; 100 dn | 6 | Nr | 0 | 0 | 0 | 0
776 | 22 | PLUMBING | 221319 | SANITARY WATER PIPING SPECIALTIES | Floor drains | Floor drains | H | Type FCO; 110 dn | 5 | Nr | 0 | 0 | 0 | 0
777 | 22 | PLUMBING | 221319 | SANITARY WATER PIPING SPECIALTIES | Floor cleanouts | Floor cleanouts | H | Type FCO; 100 dn | 4 | Nr | 270.84 | 260.4 | 616.92 | 276
778 | 22 | PLUMBING | 221319 | SANITARY WATER PIPING SPECIALTIES | Floor drains | Floor drains | A | Cowls | 1 | Item | 401 | 232.5 | 231.83 | 250
780 | 22 | PLUMBING | 221319 | SANITARY WATER PIPING SPECIALTIES | Floor drains | Floor drains | B | Type RD-1; 82 dn | 10 | Nr | 1130 | 930 | 1416.2 | 1000
781 | 22 | PLUMBING | 221319 | SANITARY WATER PIPING SPECIALTIES | Roof drains | Roof drains | C | Type SCD-1; 50 dn | 4 | Nr | 400 | 651 | 566.48 | 700
783 | 22 | PLUMBING | 221319 | SANITARY WATER PIPING SPECIALTIES | Roof drains | Roof drains | D | Type BD-1; 50 dn | 6 | Nr | 540 | 390.6 | 849.72 | 414
785 | 22 | PLUMBING | 221319 | SANITARY WATER PIPING SPECIALTIES | Roof drains | Roof drains | E | Type TD-1; 82 dn | 7 | Nr | 770 | 455.7 | 991.34 | 483
788 | 22 | PLUMBING | 221429 | SUMP PUMPS | 221429 - SUMP PUMPS | 221429 - SUMP PUMPS | F | Type SP-B-01 | 1 | Set | 1650 | 930 | 2576.32 | 1063
789 | 22 | PLUMBING | 221429 | SUMP PUMPS | Duplex sump pumps | Duplex sump pumps | G | Spare parts as specified for sewage and sump pumps | 1 | Item | 275 | 288.3 | 1288.16 | 313
791 | 22 | PLUMBING | 223100 | DOMESTIC WATER SOFTNERS | Duplex sump pumps | Duplex sump pumps | H | Type WS-1 | 1 | Nr | 3800 | 474.3 | 10303.34 | 475
794 | 22 | PLUMBING | 223500 | DOMESTIC WATER HEAT EXCHANGERS | 223500- DOMESTIC WATER HEAT EXCHANGERS | 223500- DOMESTIC WATER HEAT EXCHANGERS | J | HWST-RF-01-1 & 2 | 2 | Nr | 0 | 0 | 0 | 0
795 | 22 | PLUMBING | 223500 | DOMESTIC WATER HEAT EXCHANGERS | Large-capacity storage heat exchangers | Large-capacity storage heat exchangers | K | HWST-RF-02-1 & 2 | 2 | Nr | 0 | 0 | 0 | 0
796 | 22 | PLUMBING | 223500 | DOMESTIC WATER HEAT EXCHANGERS | 223500- DOMESTIC WATER HEAT EXCHANGERS | 223500- DOMESTIC WATER HEAT EXCHANGERS | J | EWH 50 Ltr | 10 | Nr | 3000 | 790.5 | 1930.3 | 3000
799 | 22 | PLUMBING | 224000 | PLUMBING FIXTURES | 224000 - PLUMBING FIXTURES | 224000 - PLUMBING FIXTURES | A | Type LAV-1 | 8 | Nr | 4240 | 1785.6 | 4275.76 | 1904
800 | 22 | PLUMBING | 224000 | PLUMBING FIXTURES | Lavatories | Lavatories | B | Type LAV-2 | 1 | Nr | 530 | 279 | 914.71 | 300
802 | 22 | PLUMBING | 224000 | PLUMBING FIXTURES | Lavatories | Lavatories | C | Type EWC-1 | 7 | Nr | 4683 | 2343.6 | 4820.9 | 2541
803 | 22 | PLUMBING | 224000 | PLUMBING FIXTURES | Water closets | Water closets | D | Type EWC-2 | 1 | Nr | 0 | 0 | 0 | 0
805 | 22 | PLUMBING | 224000 | PLUMBING FIXTURES | Water closets | Water closets | E | Type BT-1 | 6 | Nr | 0 | 0 | 0 | 0
807 | 22 | PLUMBING | 224000 | PLUMBING FIXTURES | Water closets | Water closets | D | Type SH-1 | 6 | Nr | 2298 | 2455.2 | 2223.24 | 2628
809 | 22 | PLUMBING | 224000 | PLUMBING FIXTURES | Water closets | Water closets | E | Type MS-1 | 1 | Nr | 661 | 162.75 | 609.16 | 175
810 | 22 | PLUMBING | 224000 | PLUMBING FIXTURES | Sinks | Sinks | F | Type KS-1 | 9 | Nr | 3546 | 1255.5 | 4417.38 | 1350
811 | 22 | PLUMBING | 224000 | PLUMBING FIXTURES | Water closets | Water closets | J | Type KS-2 | 1 | Nr | 0 | 0 | 0 | 0
821 | 23 | HEATING, VENTILATING AND AIR CONDITIONING | 230713 | DUCT INSULATION | Indoor Duct And Plenum Insulation | Indoor Duct And Plenum Insulation | A | 50 mm thick Mineral Fiber Blanket | 70 | m2 | 873.6 | 4557 | 1086.4 | 5250
823 | 23 | HEATING, VENTILATING AND AIR CONDITIONING | 230713 | DUCT INSULATION | Indoor Duct And Plenum Insulation | Indoor Duct And Plenum Insulation | B | 50 mm thick Mineral Fiber Blanket | 50 | m2 | 624 | 3720 | 776 | 4400
825 | 23 | HEATING, VENTILATING AND AIR CONDITIONING | 230713 | DUCT INSULATION | Indoor Duct And Plenum Insulation | Indoor Duct And Plenum Insulation | C | 25 mm thick Mineral Fiber Board | 90 | m2 | 0 | 0 | 0 | 0
828 | 23 | HEATING, VENTILATING AND AIR CONDITIONING | 230713 | DUCT INSULATION | Outdoor Duct And Plenum Insulation | Rectangular, supply and Return ducts, concealed | D | 50 mm thick Mineral Fiber Blanket with Al jacketing | 150 | m2 | 0 | 0 | 0 | 0
831 | 23 | HEATING, VENTILATING AND AIR CONDITIONING | 230713 | DUCT INSULATION | Boiler Breeching And Connector Insulation | Round | E | 50 mm thick Calcium Cilicate with Al jacketing | 30 | m2 | 0 | 0 | 0 | 0
836 | 23 | HEATING, VENTILATING AND AIR CONDITIONING | 230719 | HVAC PIPE INSULATION | Interior Insulation | Condensate drain piping | A | 20 dn | 60 | m | 300 | 1395 | 407.4 | 1500
839 | 23 | HEATING, VENTILATING AND AIR CONDITIONING | 230719 | HVAC PIPE INSULATION | Heating hot-water supply and return, concealed | (blank) | B | 20 dn | 5 | m | 25 | 139.5 | 33.95 | 140
840 | 23 | HEATING, VENTILATING AND AIR CONDITIONING | 230719 | HVAC PIPE INSULATION | Heating hot-water supply and return, concealed | (blank) | C | 25 dn | 50 | m | 250 | 1395 | 339.5 | 1500
841 | 23 | HEATING, VENTILATING AND AIR CONDITIONING | 230719 | HVAC PIPE INSULATION | Heating hot-water supply and return, concealed | (blank) | D | 32 dn | 3 | m | 15 | 97.65 | 23.28 | 99
842 | 23 | HEATING, VENTILATING AND AIR CONDITIONING | 230719 | HVAC PIPE INSULATION | Heating hot-water supply and return, concealed | (blank) | E | 40 dn | 150 | m | 0 | 0 | 0 | 0
844 | 23 | HEATING, VENTILATING AND AIR CONDITIONING | 230719 | HVAC PIPE INSULATION | Heating hot-water supply and return, concealed | 38 mm thick | F | 65 dn | 70 | m | 0 | 0 | 0 | 0
847 | 23 | HEATING, VENTILATING AND AIR CONDITIONING | 230719 | HVAC PIPE INSULATION | Heating hot-water supply and return, concealed | Heating hot-water supply and return, on all pipes running in mechanical rooms or exposed to view with AL jacketing | E | 40 dn | 17 | m | 0 | 0 | 0 | 0
848 | 23 | HEATING, VENTILATING AND AIR CONDITIONING | 230719 | HVAC PIPE INSULATION | Heating hot-water supply and return, concealed | 50 mm thick | F | 65 dn | 15 | m | 0 | 0 | 0 | 0
849 | 23 | HEATING, VENTILATING AND AIR CONDITIONING | 230719 | HVAC PIPE INSULATION | Heating hot-water supply and return, concealed | Heating hot-water supply and return, on all pipes running in mechanical rooms or exposed to view with AL jacketing | G | 80 dn | 50 | m | 0 | 0 | 0 | 0
852 | 23 | HEATING, VENTILATING AND AIR CONDITIONING | 230900 | BUILDING MANAGEMENT SYSTEM (BMS), INSTRUMENTATION AND CONTROLS | 230900 - BUILDING MANAGEMENT SYSTEM (BMS), INSTRUMENTATION AND CONTROLS | 230900 - BUILDING MANAGEMENT SYSTEM (BMS), INSTRUMENTATION AND CONTROLS | A | Spare parts as specified for BMS | 1 | Item | 0 | 0 | 0 | 0
855 | 23 | HEATING, VENTILATING AND AIR CONDITIONING | 231113 | FACILITY FUEL OIL PIPING | 231113 - FACILITY FUEL OIL PIPING | 231113 - FACILITY FUEL OIL PIPING | B | 15 dn | 11 | m | 0 | 0 | 0 | 0
856 | 23 | HEATING, VENTILATING AND AIR CONDITIONING | 231113 | FACILITY FUEL OIL PIPING | Black steel pipes and fittings | Black Steel Pipes and fittings | A | 20 dn | 8 | m | 134.4 | 186 | 209.52 | 184
859 | 23 | HEATING, VENTILATING AND AIR CONDITIONING | 231113 | FACILITY FUEL OIL PIPING | Valves | Valves | B | 20 dn | 1 | Item | 0 | 288.3 | 580.06 | 313
861 | 23 | HEATING, VENTILATING AND AIR CONDITIONING | 231113 | FACILITY FUEL OIL PIPING | Valves | Valves | C | 20 dn | 1 | Item | 0 | 288.3 | 451.05 | 313
863 | 23 | HEATING, VENTILATING AND AIR CONDITIONING | 231113 | FACILITY FUEL OIL PIPING | Valves | Valves | F | Type FOT-01 | 3 | Nr | 0 | 0 | 0 | 0
864 | 23 | HEATING, VENTILATING AND AIR CONDITIONING | 231113 | FACILITY FUEL OIL PIPING | Fuel oil storage tanks | Fuel oil storage tanks | D | Type FOT-02 | 2 | Nr | 2000 | 1116 | 2576.32 | 1200
866 | 23 | HEATING, VENTILATING AND AIR CONDITIONING | 231113 | FACILITY FUEL OIL PIPING | Fuel oil storage tanks | Fuel oil storage tanks | E | 20 dn | 1 | Nr | 31.3 | 176.7 | 64.02 | 188
870 | 23 | HEATING, VENTILATING AND AIR CONDITIONING | 231126 | FACILITY LIQUEFIED PETROLIUM GAS PIPING | Aboveground pipes and fittings | Black Steel Pipes and fittings | A | 32 dn | 30 | m | 0 | 0 | 0 | 0
872 | 23 | HEATING, VENTILATING AND AIR CONDITIONING | 231126 | FACILITY LIQUEFIED PETROLIUM GAS PIPING | Aboveground pipes and fittings | Black Steel Pipes and fittings | B | 22 dn | 25 | m | 0 | 0 | 0 | 0
873 | 23 | HEATING, VENTILATING AND AIR CONDITIONING | 231126 | FACILITY LIQUEFIED PETROLIUM GAS PIPING | Copper pipes running under tiles | Copper pipes running under tiles | C | 35 dn | 5 | m | 0 | 0 | 0 | 0
874 | 23 | HEATING, VENTILATING AND AIR CONDITIONING | 231126 | FACILITY LIQUEFIED PETROLIUM GAS PIPING | Aboveground pipes and fittings | Black Steel Pipes and fittings | D | Gas Tank, with gas vaporiser and all other accessories | 1 | Nr | 0 | 0 | 0 | 0
876 | 23 | HEATING, VENTILATING AND AIR CONDITIONING | 231126 | FACILITY LIQUEFIED PETROLIUM GAS PIPING | Aboveground pipes and fittings | Black Steel Pipes and fittings | E | For Main Kitchen | 1 | Nr | 0 | 0 | 0 | 0
878 | 23 | HEATING, VENTILATING AND AIR CONDITIONING | 231126 | FACILITY LIQUEFIED PETROLIUM GAS PIPING | Aboveground pipes and fittings | Black Steel Pipes and fittings | F | 32 dn | 1 | Nr | 0 | 0 | 0 | 0
880 | 23 | HEATING, VENTILATING AND AIR CONDITIONING | 231126 | FACILITY LIQUEFIED PETROLIUM GAS PIPING | Aboveground pipes and fittings | Black Steel Pipes and fittings | G | 32 dn | 1 | Nr | 0 | 0 | 0 | 0
881 | 23 | HEATING, VENTILATING AND AIR CONDITIONING | 231126 | FACILITY LIQUEFIED PETROLIUM GAS PIPING | Excess flow shut-off valve | Excess flow shut-off valve | H | Gas leak detection system complete with all Accessories | 1 | Item | 0 | 0 | 0 | 0
885 | 23 | HEATING, VENTILATING AND AIR CONDITIONING | 232113 | HYDRONIC PIPING | Hot Water Pipes | Black Steel Pipes and fittings | A | 20 dn | 5 | m | 84 | 93 | 130.95 | 95
886 | 23 | HEATING, VENTILATING AND AIR CONDITIONING | 232113 | HYDRONIC PIPING | Hot Water Pipes | Black Steel Pipes and fittings | B | 25 dn | 50 | m | 935 | 1162.5 | 1406.5 | 1150
887 | 23 | HEATING, VENTILATING AND AIR CONDITIONING | 232113 | HYDRONIC PIPING | Hot Water Pipes | Black Steel Pipes and fittings | A | 32 dn | 3 | m | 71.76 | 69.75 | 90.21 | 75
888 | 23 | HEATING, VENTILATING AND AIR CONDITIONING | 232113 | HYDRONIC PIPING | Hot Water Pipes | Black Steel Pipes and fittings | B | 40 dn | 170 | m | 0 | 0 | 0 | 0
889 | 23 | HEATING, VENTILATING AND AIR CONDITIONING | 232113 | HYDRONIC PIPING | Hot Water Pipes | Black Steel Pipes and fittings | C | 50 dn | 175 | m | 0 | 0 | 0 | 0
890 | 23 | HEATING, VENTILATING AND AIR CONDITIONING | 232113 | HYDRONIC PIPING | Hot Water Pipes | Black Steel Pipes and fittings | D | 65 dn | 105 | m | 0 | 0 | 0 | 0
891 | 23 | HEATING, VENTILATING AND AIR CONDITIONING | 232113 | HYDRONIC PIPING | Hot Water Pipes | Black Steel Pipes and fittings | E | 80 dn | 50 | m | 0 | 0 | 0 | 0
893 | 23 | HEATING, VENTILATING AND AIR CONDITIONING | 232113 | HYDRONIC PIPING | Hot Water Pipes | Black Steel Pipes and fittings | B | 16 dn | 278 | m | 1214.86 | 1034.16 | 1348.3 | 1112
896 | 23 | HEATING, VENTILATING AND AIR CONDITIONING | 232113 | HYDRONIC PIPING | Condensate Drain Pipes | PVC pipes and fittings | C | 20 dn | 100 | m | 450 | 837 | 776 | 900
898 | 23 | HEATING, VENTILATING AND AIR CONDITIONING | 232113 | HYDRONIC PIPING | Condensate Drain Pipes | PVC pipes and fittings | H | Ball valves | 1 | Item | 0 | 0 | 0 | 0
901 | 23 | HEATING, VENTILATING AND AIR CONDITIONING | 232113 | HYDRONIC PIPING | Hydronic Specialties | Expansion Tanks | J | Type ET-01 | 1 | Nr | 0 | 0 | 0 | 0
904 | 23 | HEATING, VENTILATING AND AIR CONDITIONING | 232123 | HYDRONIC PUMPS | 232123 - HYDRONIC PUMPS | 232123 - HYDRONIC PUMPS | A | HWP-GF-01-1 | 2 | Nr | 0 | 0 | 0 | 0
905 | 23 | HEATING, VENTILATING AND AIR CONDITIONING | 232123 | HYDRONIC PUMPS | Centrifugal Flexible-coupled end suction pumps | Centrifugal Flexible-coupled end suction pumps | B | HWP-GF-01-2 | 2 | Nr | 0 | 0 | 0 | 0
906 | 23 | HEATING, VENTILATING AND AIR CONDITIONING | 232123 | HYDRONIC PUMPS | 232123 - HYDRONIC PUMPS | 232123 - HYDRONIC PUMPS | C | HWP-GF-01-3 | 2 | Nr | 0 | 0 | 0 | 0
907 | 23 | HEATING, VENTILATING AND AIR CONDITIONING | 232123 | HYDRONIC PUMPS | Centrifugal Flexible-coupled end suction pumps | Centrifugal Flexible-coupled end suction pumps | D | Type SHP-RF-01 | 2 | Nr | 0 | 0 | 0 | 0
908 | 23 | HEATING, VENTILATING AND AIR CONDITIONING | 232123 | HYDRONIC PUMPS | 232123 - HYDRONIC PUMPS | 232123 - HYDRONIC PUMPS | E | Spare parts as specified for all hydronic pumps | 1 | Item | 0 | 0 | 0 | 0
910 | 23 | HEATING, VENTILATING AND AIR CONDITIONING | 232500 | HVAC WATER TREATMENT | 232123 - HYDRONIC PUMPS | 232123 - HYDRONIC PUMPS | F | Closed-loop chemical feed system for heating water distribution systems | 1 | Item | 0 | 0 | 0 | 0
911 | 23 | HEATING, VENTILATING AND AIR CONDITIONING | 232500 | HVAC WATER TREATMENT | 232500- HVAC WATER TREATMENT | 232500- HVAC WATER TREATMENT | G | Closed-loop chemical feed system for solar hot water distribution systems | 1 | Item | 0 | 0 | 0 | 0
913 | 23 | HEATING, VENTILATING AND AIR CONDITIONING | 233113 | METAL DUCTS | 232500- HVAC WATER TREATMENT | 232500- HVAC WATER TREATMENT | A | Galvanized steel ductwork | 2400 | Kg | 12480 | 11160 | 25608 | 12000
914 | 23 | HEATING, VENTILATING AND AIR CONDITIONING | 233113 | METAL DUCTS | 233113- METAL DUCTS | 233113- METAL DUCTS | J | Carbon steel for range hood exhaust | 402 | Kg | 0 | 0 | 0 | 0
916 | 23 | HEATING, VENTILATING AND AIR CONDITIONING | 233300 | AIR DUCT ACCESSORIES | 233113- METAL DUCTS | 233113- METAL DUCTS | B | Manual volume dampers | 1 | Item | 2400 | 1860 | 2576.32 | 562.5
917 | 23 | HEATING, VENTILATING AND AIR CONDITIONING | 233300 | AIR DUCT ACCESSORIES | 233300 - AIR DUCT ACCESSORIES | 233300 - AIR DUCT ACCESSORIES | C | Fire dampers | 1 | Item | 3375 | 930 | 2576.32 | 375
918 | 23 | HEATING, VENTILATING AND AIR CONDITIONING | 233300 | AIR DUCT ACCESSORIES | 233113- METAL DUCTS | 233113- METAL DUCTS | D | Motorized dampers | 1 | Item | 4730 | 930 | 2576.32 | 375
920 | 23 | HEATING, VENTILATING AND AIR CONDITIONING | 233300 | AIR DUCT ACCESSORIES | 233113- METAL DUCTS | 233113- METAL DUCTS | A | 150 dn | 3 | m | 43.68 | 111.6 | 154.23 | 114
923 | 23 | HEATING, VENTILATING AND AIR CONDITIONING | 233423 | POWER VENTILATOR UTILITY SET FANS | 233423- POWER VENTILATOR UTILITY SET FANS | 233423- POWER VENTILATOR UTILITY SET FANS | B | Type EF-GF-01 | 1 | Nr | 0 | 0 | 0 | 0
924 | 23 | HEATING, VENTILATING AND AIR CONDITIONING | 233423 | POWER VENTILATOR UTILITY SET FANS | Centrifugal inline fans | Centrifugal inline fans | C | Type EF-RF-01 | 1 | Nr | 0 | 0 | 0 | 0
925 | 23 | HEATING, VENTILATING AND AIR CONDITIONING | 233423 | POWER VENTILATOR UTILITY SET FANS | 233423- POWER VENTILATOR UTILITY SET FANS | 233423- POWER VENTILATOR UTILITY SET FANS | D | Type EF-RF-02 | 1 | Nr | 0 | 0 | 0 | 0
926 | 23 | HEATING, VENTILATING AND AIR CONDITIONING | 233423 | POWER VENTILATOR UTILITY SET FANS | Centrifugal inline fans | Centrifugal inline fans | E | Type EF-RF-03 | 1 | Nr | 0 | 0 | 0 | 0
927 | 23 | HEATING, VENTILATING AND AIR CONDITIONING | 233423 | POWER VENTILATOR UTILITY SET FANS | 233423- POWER VENTILATOR UTILITY SET FANS | 233423- POWER VENTILATOR UTILITY SET FANS | F | Type EF-RF-05 | 1 | Nr | 0 | 0 | 0 | 0
928 | 23 | HEATING, VENTILATING AND AIR CONDITIONING | 233423 | POWER VENTILATOR UTILITY SET FANS | Centrifugal inline fans | Centrifugal inline fans | G | Type EF-RF-06 | 1 | Nr | 0 | 0 | 0 | 0
929 | 23 | HEATING, VENTILATING AND AIR CONDITIONING | 233423 | POWER VENTILATOR UTILITY SET FANS | 233423- POWER VENTILATOR UTILITY SET FANS | 233423- POWER VENTILATOR UTILITY SET FANS | B | Type EF-RF-07 | 1 | Nr | 765 | 186 | 1731.45 | 1063
930 | 23 | HEATING, VENTILATING AND AIR CONDITIONING | 233423 | POWER VENTILATOR UTILITY SET FANS | Centrifugal inline fans | Centrifugal inline fans | J | Type EF-RF-08 | 1 | Nr | 0 | 0 | 0 | 0
931 | 23 | HEATING, VENTILATING AND AIR CONDITIONING | 233423 | POWER VENTILATOR UTILITY SET FANS | 233423- POWER VENTILATOR UTILITY SET FANS | 233423- POWER VENTILATOR UTILITY SET FANS | K | Type EF-RF-09 | 1 | Nr | 0 | 0 | 0 | 0
932 | 23 | HEATING, VENTILATING AND AIR CONDITIONING | 233423 | POWER VENTILATOR UTILITY SET FANS | Centrifugal inline fans | Centrifugal inline fans | L | Type EF-RF-10 | 1 | Nr | 0 | 0 | 0 | 0
933 | 23 | HEATING, VENTILATING AND AIR CONDITIONING | 233423 | POWER VENTILATOR UTILITY SET FANS | 233423- POWER VENTILATOR UTILITY SET FANS | 233423- POWER VENTILATOR UTILITY SET FANS | M | Type EF-TR-01 | 1 | Nr | 0 | 0 | 0 | 0
934 | 23 | HEATING, VENTILATING AND AIR CONDITIONING | 233423 | POWER VENTILATOR UTILITY SET FANS | Centrifugal inline fans | Centrifugal inline fans | N | Type EF-TR-02 | 1 | Nr | 0 | 0 | 0 | 0
936 | 23 | HEATING, VENTILATING AND AIR CONDITIONING | 233423 | POWER VENTILATOR UTILITY SET FANS | Centrifugal inline fans | Centrifugal inline fans | C | Type EF-FF-01 | 1 | Nr | 260 | 130.2 | 1114.53 | 138
937 | 23 | HEATING, VENTILATING AND AIR CONDITIONING | 233423 | POWER VENTILATOR UTILITY SET FANS | Roof Exhaust fans | Roof Exhaust fans | Q | Type EF-FF-02 | 1 | Nr | 0 | 0 | 0 | 0
938 | 23 | HEATING, VENTILATING AND AIR CONDITIONING | 233423 | POWER VENTILATOR UTILITY SET FANS | Centrifugal inline fans | Centrifugal inline fans | R | Type EF-RF-04 | 1 | Nr | 0 | 0 | 0 | 0
939 | 23 | HEATING, VENTILATING AND AIR CONDITIONING | 233423 | POWER VENTILATOR UTILITY SET FANS | Roof Exhaust fans | Roof Exhaust fans | A | Type EF-TR-01 | 1 | Nr | 600 | 930 | 1159.15 | 1013
940 | 23 | HEATING, VENTILATING AND AIR CONDITIONING | 233423 | POWER VENTILATOR UTILITY SET FANS | Centrifugal inline fans | Centrifugal inline fans | B | Spare parts as specified on fans | 1 | Item | 400 | 348.75 | 1182.43 | 375
944 | 23 | HEATING, VENTILATING AND AIR CONDITIONING | 233713 | DIFFUSERS, REGISTERS, AND GRILLES | Diffusers | Supply diffusers 600x600 | C | 150 dn | 11 | Nr | 1045 | 1023 | 1152.36 | 1100
945 | 23 | HEATING, VENTILATING AND AIR CONDITIONING | 233713 | DIFFUSERS, REGISTERS, AND GRILLES | Diffusers | Supply diffusers 600x600 | D | 200 dn | 3 | Nr | 285 | 306.9 | 314.28 | 321
946 | 23 | HEATING, VENTILATING AND AIR CONDITIONING | 233713 | DIFFUSERS, REGISTERS, AND GRILLES | Diffusers | Supply diffusers 600x600 | E | 250 dn | 1 | Nr | 95 | 130.2 | 104.76 | 138
947 | 23 | HEATING, VENTILATING AND AIR CONDITIONING | 233713 | DIFFUSERS, REGISTERS, AND GRILLES | Diffusers | Supply diffusers 600x600 | F | 300 dn | 7 | Nr | 0 | 0 | 0 | 0
948 | 23 | HEATING, VENTILATING AND AIR CONDITIONING | 233713 | DIFFUSERS, REGISTERS, AND GRILLES | Diffusers | Supply diffusers 600x600 | G | 350 dn | 5 | Nr | 0 | 0 | 0 | 0
949 | 23 | HEATING, VENTILATING AND AIR CONDITIONING | 233713 | DIFFUSERS, REGISTERS, AND GRILLES | Diffusers | Supply diffusers 600x600 | F | 400 dn | 2 | Nr | 190 | 353.4 | 209.52 | 376
951 | 23 | HEATING, VENTILATING AND AIR CONDITIONING | 233713 | DIFFUSERS, REGISTERS, AND GRILLES | Diffusers | Return diffusers 600x600 | G | 150 dn | 2 | Nr | 150 | 186 | 178.48 | 200
952 | 23 | HEATING, VENTILATING AND AIR CONDITIONING | 233713 | DIFFUSERS, REGISTERS, AND GRILLES | Diffusers | Return diffusers 600x600 | H | 250 dn | 4 | Nr | 300 | 409.2 | 356.96 | 428
953 | 23 | HEATING, VENTILATING AND AIR CONDITIONING | 233713 | DIFFUSERS, REGISTERS, AND GRILLES | Diffusers | Return diffusers 600x600 | L | 300 dn | 10 | Nr | 0 | 0 | 0 | 0
954 | 23 | HEATING, VENTILATING AND AIR CONDITIONING | 233713 | DIFFUSERS, REGISTERS, AND GRILLES | Diffusers | Return diffusers 600x600 | M | 350 dn | 1 | Nr | 0 | 0 | 0 | 0
955 | 23 | HEATING, VENTILATING AND AIR CONDITIONING | 233713 | DIFFUSERS, REGISTERS, AND GRILLES | Diffusers | Return diffusers 600x600 | J | 400 dn | 1 | Nr | 75 | 176.7 | 89.24 | 188
957 | 23 | HEATING, VENTILATING AND AIR CONDITIONING | 233713 | DIFFUSERS, REGISTERS, AND GRILLES | Diffusers | Exhaust diffusers 600x600 | P | 150 dn | 9 | Nr | 0 | 0 | 0 | 0
958 | 23 | HEATING, VENTILATING AND AIR CONDITIONING | 233713 | DIFFUSERS, REGISTERS, AND GRILLES | Diffusers | Exhaust diffusers 600x600 | Q | 250 dn | 6 | Nr | 0 | 0 | 0 | 0
959 | 23 | HEATING, VENTILATING AND AIR CONDITIONING | 233713 | DIFFUSERS, REGISTERS, AND GRILLES | Diffusers | Exhaust diffusers 600x600 | A | 350 dn | 3 | Nr | 0 | 0 | 0 | 0
960 | 23 | HEATING, VENTILATING AND AIR CONDITIONING | 233713 | DIFFUSERS, REGISTERS, AND GRILLES | Diffusers | Exhaust diffusers 600x600 | B | 400 dn | 1 | Nr | 0 | 0 | 0 | 0
963 | 23 | HEATING, VENTILATING AND AIR CONDITIONING | 233713 | DIFFUSERS, REGISTERS, AND GRILLES | Registers | Supply registers | A | 350 x 200 | 6 | Nr | 210 | 251.1 | 226.98 | 264
964 | 23 | HEATING, VENTILATING AND AIR CONDITIONING | 233713 | DIFFUSERS, REGISTERS, AND GRILLES | Registers | Supply registers | D | 400 x 250 | 2 | Nr | 0 | 0 | 0 | 0
965 | 23 | HEATING, VENTILATING AND AIR CONDITIONING | 233713 | DIFFUSERS, REGISTERS, AND GRILLES | Registers | Supply registers | E | 900 x 900 | 1 | Nr | 0 | 0 | 0 | 0
966 | 23 | HEATING, VENTILATING AND AIR CONDITIONING | 233713 | DIFFUSERS, REGISTERS, AND GRILLES | Registers | Supply registers | B | 600 x 350 | 2 | Nr | 114 | 120.9 | 139.68 | 126
967 | 23 | HEATING, VENTILATING AND AIR CONDITIONING | 233713 | DIFFUSERS, REGISTERS, AND GRILLES | Registers | Supply registers | C | 450 x 300 | 4 | Nr | 0 | 0 | 0 | 0
968 | 23 | HEATING, VENTILATING AND AIR CONDITIONING | 233713 | DIFFUSERS, REGISTERS, AND GRILLES | Registers | Supply registers | H | 600 x 300 | 1 | Nr | 0 | 0 | 0 | 0
970 | 23 | HEATING, VENTILATING AND AIR CONDITIONING | 233713 | DIFFUSERS, REGISTERS, AND GRILLES | Registers | Return air registers | C | 350 x 200 | 6 | Nr | 210 | 251.1 | 203.7 | 264
971 | 23 | HEATING, VENTILATING AND AIR CONDITIONING | 233713 | DIFFUSERS, REGISTERS, AND GRILLES | Registers | Return air registers | K | 400 x 250 | 2 | Nr | 0 | 0 | 0 | 0
972 | 23 | HEATING, VENTILATING AND AIR CONDITIONING | 233713 | DIFFUSERS, REGISTERS, AND GRILLES | Registers | Return air registers | L | 150 x 150 | 1 | Nr | 0 | 0 | 0 | 0
973 | 23 | HEATING, VENTILATING AND AIR CONDITIONING | 233713 | DIFFUSERS, REGISTERS, AND GRILLES | Registers | Return air registers | M | 900 x 900 | 1 | Nr | 0 | 0 | 0 | 0
974 | 23 | HEATING, VENTILATING AND AIR CONDITIONING | 233713 | DIFFUSERS, REGISTERS, AND GRILLES | Registers | Return air registers | D | 600 x 350 | 2 | Nr | 114 | 176.7 | 110.58 | 188
975 | 23 | HEATING, VENTILATING AND AIR CONDITIONING | 233713 | DIFFUSERS, REGISTERS, AND GRILLES | Registers | Return air registers | P | 450 x 300 | 4 | Nr | 0 | 0 | 0 | 0
976 | 23 | HEATING, VENTILATING AND AIR CONDITIONING | 233713 | DIFFUSERS, REGISTERS, AND GRILLES | Registers | Return air registers | Q | 600 x 300 | 1 | Nr | 0 | 0 | 0 | 0
978 | 23 | HEATING, VENTILATING AND AIR CONDITIONING | 233713 | DIFFUSERS, REGISTERS, AND GRILLES | Registers | Exhaust air registers | A | 150 x 150 | 12 | Nr | 273.6 | 334.8 | 314.28 | 384
979 | 23 | HEATING, VENTILATING AND AIR CONDITIONING | 233713 | DIFFUSERS, REGISTERS, AND GRILLES | Registers | Exhaust air registers | B | 300 x 200 | 1 | Nr | 0 | 0 | 0 | 0
980 | 23 | HEATING, VENTILATING AND AIR CONDITIONING | 233713 | DIFFUSERS, REGISTERS, AND GRILLES | Registers | Exhaust air registers | B | 200 x 200 | 1 | Nr | 23 | 27.9 | 30.07 | 32
983 | 23 | HEATING, VENTILATING AND AIR CONDITIONING | 233713 | DIFFUSERS, REGISTERS, AND GRILLES | Grilles | Door grilles | C | 200 x 100 | 12 | Nr | 444 | 279 | 465.6 | 300
984 | 23 | HEATING, VENTILATING AND AIR CONDITIONING | 233713 | DIFFUSERS, REGISTERS, AND GRILLES | Grilles | Door grilles | E | 300 x 250 | 1 | Nr | 0 | 0 | 0 | 0
985 | 23 | HEATING, VENTILATING AND AIR CONDITIONING | 233713 | DIFFUSERS, REGISTERS, AND GRILLES | Grilles | Door grilles | F | 350 x 150 | 2 | Nr | 0 | 0 | 0 | 0
988 | 23 | HEATING, VENTILATING AND AIR CONDITIONING | 235100 | BREECHINGS, CHIMNEYS, AND STACKS | 235100 - BREECHINGS, CHIMNEYS, AND STACKS | 235100 - BREECHINGS, CHIMNEYS, AND STACKS | G | 600 dn | 13 | m | 0 | 0 | 0 | 0
991 | 23 | HEATING, VENTILATING AND AIR CONDITIONING | 235223 | CAST IRON BOILERS | 235223 - CAST IRON BOILERS | 235223 - CAST IRON BOILERS | H | Type B-GF-01 & 02 | 2 | Nr | 0 | 0 | 0 | 0
992 | 23 | HEATING, VENTILATING AND AIR CONDITIONING | 235223 | CAST IRON BOILERS | Hot-water boilers | Hot-water boilers | J | Spare parts as specified for and hot water boilers | 1 | Item | 0 | 0 | 0 | 0
995 | 23 | HEATING, VENTILATING AND AIR CONDITIONING | 237320 | VARIABLE REFRIGERANT VOLUME AIR CONDITIONNING UNITS | 237320 - VARIABLE REFRIGERANT VOLUME AIR CONDITIONNING UNITS | 237320 - VARIABLE REFRIGERANT VOLUME AIR CONDITIONNING UNITS | A | Type VRAC-01 | 3 | Nr | 5325 | 1046.25 | 3398.88 | 1125
996 | 23 | HEATING, VENTILATING AND AIR CONDITIONING | 237320 | VARIABLE REFRIGERANT VOLUME AIR CONDITIONNING UNITS | Indoor Units | Indoor Units | B | Type VRAC-02 | 2 | Nr | 3550 | 697.5 | 2318.3 | 750
997 | 23 | HEATING, VENTILATING AND AIR CONDITIONING | 237320 | VARIABLE REFRIGERANT VOLUME AIR CONDITIONNING UNITS | 237320 - VARIABLE REFRIGERANT VOLUME AIR CONDITIONNING UNITS | 237320 - VARIABLE REFRIGERANT VOLUME AIR CONDITIONNING UNITS | C | Type VRAC-03 | 6 | Nr | 10650 | 2790 | 7071.3 | 3000
998 | 23 | HEATING, VENTILATING AND AIR CONDITIONING | 237320 | VARIABLE REFRIGERANT VOLUME AIR CONDITIONNING UNITS | Indoor Units | Indoor Units | D | Type VRAC-04 | 2 | Nr | 0 | 0 | 0 | 0
999 | 23 | HEATING, VENTILATING AND AIR CONDITIONING | 237320 | VARIABLE REFRIGERANT VOLUME AIR CONDITIONNING UNITS | 237320 - VARIABLE REFRIGERANT VOLUME AIR CONDITIONNING UNITS | 237320 - VARIABLE REFRIGERANT VOLUME AIR CONDITIONNING UNITS | D | Type VRAC-05 | 1 | Nr | 2120 | 558 | 1390.98 | 600
1000 | 23 | HEATING, VENTILATING AND AIR CONDITIONING | 237320 | VARIABLE REFRIGERANT VOLUME AIR CONDITIONNING UNITS | Indoor Units | Indoor Units | F | Type VRAC-06 | 2 | Nr | 0 | 0 | 0 | 0
1001 | 23 | HEATING, VENTILATING AND AIR CONDITIONING | 237320 | VARIABLE REFRIGERANT VOLUME AIR CONDITIONNING UNITS | 237320 - VARIABLE REFRIGERANT VOLUME AIR CONDITIONNING UNITS | 237320 - VARIABLE REFRIGERANT VOLUME AIR CONDITIONNING UNITS | G | Type VRAC-07 | 1 | Nr | 0 | 0 | 0 | 0
1002 | 23 | HEATING, VENTILATING AND AIR CONDITIONING | 237320 | VARIABLE REFRIGERANT VOLUME AIR CONDITIONNING UNITS | Indoor Units | Indoor Units | E | Type VRAC-08 | 3 | Nr | 7416 | 2790 | 5642.49 | 3000
1004 | 23 | HEATING, VENTILATING AND AIR CONDITIONING | 237320 | VARIABLE REFRIGERANT VOLUME AIR CONDITIONNING UNITS | Indoor Units | Indoor Units | J | Type VRCU-01 | 1 | Nr | 0 | 0 | 0 | 0
1005 | 23 | HEATING, VENTILATING AND AIR CONDITIONING | 237320 | VARIABLE REFRIGERANT VOLUME AIR CONDITIONNING UNITS | Outdoor Units | Outdoor Units | K | Type VRCU-02 | 1 | Nr | 20269 | 14880 | 14167.82 | 16000
1006 | 23 | HEATING, VENTILATING AND AIR CONDITIONING | 237320 | VARIABLE REFRIGERANT VOLUME AIR CONDITIONNING UNITS | Indoor Units | Indoor Units | L | Type VRCU-03 | 1 | Nr | 0 | 0 | 0 | 0
1007 | 23 | HEATING, VENTILATING AND AIR CONDITIONING | 237320 | VARIABLE REFRIGERANT VOLUME AIR CONDITIONNING UNITS | Outdoor Units | Outdoor Units | F | Refrigerant Piping, complete with all Insulation, Valves and Fittings. | 1 | Item | 10000 | 26970 | 21895.81 | 11250
1009 | 23 | HEATING, VENTILATING AND AIR CONDITIONING | 237413 | PACKAGED, OUTDOOR, CENTRAL STATION AIR-HANDLING UNITS | Outdoor Units | Outdoor Units | A | Type RTU-FF-01 | 1 | Nr | 0 | 0 | 0 | 0
1010 | 23 | HEATING, VENTILATING AND AIR CONDITIONING | 237413 | PACKAGED, OUTDOOR, CENTRAL STATION AIR-HANDLING UNITS | 237413 - PACKAGED, OUTDOOR, CENTRAL STATION AIR-HANDLING UNITS | 237413 - PACKAGED, OUTDOOR, CENTRAL STATION AIR-HANDLING UNITS | B | Type RTU-RF-01 | 1 | Nr | 0 | 0 | 0 | 0
1011 | 23 | HEATING, VENTILATING AND AIR CONDITIONING | 237413 | PACKAGED, OUTDOOR, CENTRAL STATION AIR-HANDLING UNITS | Outdoor Units | Outdoor Units | C | Type RTU-RF-02 | 1 | Nr | 0 | 0 | 0 | 0
1012 | 23 | HEATING, VENTILATING AND AIR CONDITIONING | 237413 | PACKAGED, OUTDOOR, CENTRAL STATION AIR-HANDLING UNITS | 237413 - PACKAGED, OUTDOOR, CENTRAL STATION AIR-HANDLING UNITS | 237413 - PACKAGED, OUTDOOR, CENTRAL STATION AIR-HANDLING UNITS | D | Type RTU-RF-03 | 1 | Nr | 0 | 0 | 0 | 0
1013 | 23 | HEATING, VENTILATING AND AIR CONDITIONING | 237413 | PACKAGED, OUTDOOR, CENTRAL STATION AIR-HANDLING UNITS | Outdoor Units | Outdoor Units | E | Spare parts as specified for air handling units | 1 | Item | 0 | 0 | 0 | 0
1015 | 23 | HEATING, VENTILATING AND AIR CONDITIONING | 238126 | Split System Air Conditionners | Outdoor Units | Outdoor Units | A | Type SRAC-GF-01/ SRCU-GF-01 | 3 | Nr | 3900 | 8928 | 4251.51 | 3189
1016 | 23 | HEATING, VENTILATING AND AIR CONDITIONING | 238126 | Split System Air Conditionners | 238126 - Split System Air Conditionners | 238126 - Split System Air Conditionners | G | Type SRAC-RF-02/ SRCU-RF-02 | 1 | Nr | 0 | 0 | 0 | 0
1017 | 23 | HEATING, VENTILATING AND AIR CONDITIONING | 238126 | Split System Air Conditionners | Outdoor Units | Outdoor Units | H | Type SRAC-RF-03/ SRCU-RF-03 | 1 | Nr | 0 | 0 | 0 | 0
1021 | 23 | HEATING, VENTILATING AND AIR CONDITIONING | 238233 | CONVECTORS | Radiators | Room Radiators: | J | Type R4-750 | 4 | Nr | 0 | 0 | 0 | 0
1022 | 23 | HEATING, VENTILATING AND AIR CONDITIONING | 238233 | CONVECTORS | Radiators | Room Radiators: | K | Type R5-750 | 13 | Nr | 0 | 0 | 0 | 0
1023 | 23 | HEATING, VENTILATING AND AIR CONDITIONING | 238233 | CONVECTORS | Radiators | Room Radiators: | L | Type R6-750 | 6 | Nr | 0 | 0 | 0 | 0
1024 | 23 | HEATING, VENTILATING AND AIR CONDITIONING | 238233 | CONVECTORS | Radiators | Room Radiators: | M | Type R9-750 | 1 | Nr | 0 | 0 | 0 | 0
1025 | 23 | HEATING, VENTILATING AND AIR CONDITIONING | 238233 | CONVECTORS | Radiators | Room Radiators: | N | Type R10-750 | 3 | Nr | 0 | 0 | 0 | 0
1026 | 23 | HEATING, VENTILATING AND AIR CONDITIONING | 238233 | CONVECTORS | Radiators | Room Radiators: | P | Type R11-750 | 9 | Nr | 0 | 0 | 0 | 0
1027 | 23 | HEATING, VENTILATING AND AIR CONDITIONING | 238233 | CONVECTORS | Radiators | Room Radiators: | A | Type R12-750 | 9 | Nr | 0 | 0 | 0 | 0
1028 | 23 | HEATING, VENTILATING AND AIR CONDITIONING | 238233 | CONVECTORS | Radiators | Room Radiators: | B | Type R13-750 | 10 | Nr | 0 | 0 | 0 | 0
1029 | 23 | HEATING, VENTILATING AND AIR CONDITIONING | 238233 | CONVECTORS | Radiators | Room Radiators: | C | Type R14-750 | 7 | Nr | 0 | 0 | 0 | 0
1030 | 23 | HEATING, VENTILATING AND AIR CONDITIONING | 238233 | CONVECTORS | Radiators | Room Radiators: | D | Type R15-750 | 4 | Nr | 0 | 0 | 0 | 0
1031 | 23 | HEATING, VENTILATING AND AIR CONDITIONING | 238233 | CONVECTORS | Radiators | Room Radiators: | E | Type R16-750 | 1 | Nr | 0 | 0 | 0 | 0
1036 | 23 | HEATING, VENTILATING AND AIR CONDITIONING | 238233 | CONVECTORS | Water Cabinets | Steel cabinet only | A | WHC-GF-01 | 1 | Nr | 900 | 372 | 340.47 | 80
1037 | 23 | HEATING, VENTILATING AND AIR CONDITIONING | 238233 | CONVECTORS | Water Cabinets | Steel cabinet only | B | WHC-FF-01 | 1 | Nr | 900 | 334.8 | 324.95 | 80
1038 | 23 | HEATING, VENTILATING AND AIR CONDITIONING | 238233 | CONVECTORS | Water Cabinets | Steel cabinet only | C | WHC-FF-02 | 1 | Nr | 750 | 316.2 | 262.87 | 80
1039 | 23 | HEATING, VENTILATING AND AIR CONDITIONING | 238233 | CONVECTORS | Water Cabinets | Steel cabinet only | D | WHC-FF-03 | 1 | Nr | 900 | 348.75 | 293.91 | 80
1040 | 23 | HEATING, VENTILATING AND AIR CONDITIONING | 238233 | CONVECTORS | Water Cabinets | Steel cabinet only | E | WHC-SF-01 | 1 | Nr | 900 | 348.75 | 309.43 | 80
1041 | 23 | HEATING, VENTILATING AND AIR CONDITIONING | 238233 | CONVECTORS | Water Cabinets | Steel cabinet only | F | WHC-SF-02 | 1 | Nr | 900 | 348.75 | 309.43 | 80
1042 | 23 | HEATING, VENTILATING AND AIR CONDITIONING | 238233 | CONVECTORS | Water Cabinets | Steel cabinet only | G | WHC-SF-03 | 1 | Nr | 900 | 334.8 | 293.91 | 80
1046 | 23 | HEATING, VENTILATING AND AIR CONDITIONING | 239000 | SOLAR HEATING SYSTEM | Solar Collectors | Solar Collectors | A | Hot Water Piping, complete with all Insulation, Valves and Fittings. | 1 | Item | 0 | 0 | 0 | 0
1054 | 26 | ELECTRICAL | 260519 | CONDUCTORS AND CABLES | Solar Collectors | Solar Collectors | A | Coordination with local power authorities for the substitution of the existing outdoor MV transformer to an outdoor 630kVA MV transformer, including substitution of all the relevants (switchgear, earthing, accessories , outgoings LV-S panel, etc.) as per single line diagram. Payment shall include all fees of corrdination, subscription and any other fees to local power authorities to ensure that power is available to site. | 1 | Item | 30000 | 2906.25 | 77277.96 | 3125
1057 | 26 | ELECTRICAL | 260519 | CONDUCTORS AND CABLES | 260519 - CONDUCTORS AND CABLES | 260519 - CONDUCTORS AND CABLES | B | 6 mm2 | 15 | m | 21 | 41.85 | 43.65 | 45
1058 | 26 | ELECTRICAL | 260519 | CONDUCTORS AND CABLES | Single core, copper conductor, PVC insulated, (grounding cables), unarmoured; 0.6/1 kV | Single core, copper conductor, PVC insulated, (grounding cables), unarmoured; 0.6/1 kV | C | 10 mm2 | 200 | m | 340 | 744 | 582 | 800
1059 | 26 | ELECTRICAL | 260519 | CONDUCTORS AND CABLES | 260519 - CONDUCTORS AND CABLES | 260519 - CONDUCTORS AND CABLES | D | 16 mm2 | 200 | m | 480 | 930 | 776 | 1000
1060 | 26 | ELECTRICAL | 260519 | CONDUCTORS AND CABLES | Single core, copper conductor, PVC insulated, (grounding cables), unarmoured; 0.6/1 kV | Single core, copper conductor, PVC insulated, (grounding cables), unarmoured; 0.6/1 kV | E | 25 mm2 | 100 | m | 320 | 651 | 582 | 700
1061 | 26 | ELECTRICAL | 260519 | CONDUCTORS AND CABLES | 260519 - CONDUCTORS AND CABLES | 260519 - CONDUCTORS AND CABLES | F | 35 mm2 | 30 | m | 120 | 223.2 | 232.8 | 240
1062 | 26 | ELECTRICAL | 260519 | CONDUCTORS AND CABLES | Single core, copper conductor, PVC insulated, (grounding cables), unarmoured; 0.6/1 kV | Single core, copper conductor, PVC insulated, (grounding cables), unarmoured; 0.6/1 kV | G | 70 mm2 | 120 | m | 1050 | 1004.4 | 1280.4 | 1080
1063 | 26 | ELECTRICAL | 260519 | CONDUCTORS AND CABLES | 260519 - CONDUCTORS AND CABLES | 260519 - CONDUCTORS AND CABLES | H | 120 mm2 | 100 | m | 1300 | 1395 | 1843 | 1500
1064 | 26 | ELECTRICAL | 260519 | CONDUCTORS AND CABLES | Single core, copper conductor, PVC insulated, (grounding cables), unarmoured; 0.6/1 kV | Single core, copper conductor, PVC insulated, (grounding cables), unarmoured; 0.6/1 kV | J | 150 mm2 | 115 | m | 1782.5 | 1925.1 | 2565.65 | 2070
1065 | 26 | ELECTRICAL | 260519 | CONDUCTORS AND CABLES | 260519 - CONDUCTORS AND CABLES | 260519 - CONDUCTORS AND CABLES | K | 240 mm2 | 65 | m | 1235 | 1692.6 | 2332.85 | 1820
1067 | 26 | ELECTRICAL | 260519 | CONDUCTORS AND CABLES | 260519 - CONDUCTORS AND CABLES | 260519 - CONDUCTORS AND CABLES | A | 4x6 mm2 | 15 | m | 67.5 | 167.4 | 116.4 | 180
1068 | 26 | ELECTRICAL | 260519 | CONDUCTORS AND CABLES | Multi core, copper conductor, XLPE insulated, PVC sheathed feeder cables; unarmoured; 0.6/1 kV | Multi core, copper conductor, XLPE insulated, PVC sheathed feeder cables; unarmoured; 0.6/1 kV | B | 4x10 mm2 | 200 | m | 1080 | 2604 | 1746 | 2800
1069 | 26 | ELECTRICAL | 260519 | CONDUCTORS AND CABLES | 260519 - CONDUCTORS AND CABLES | 260519 - CONDUCTORS AND CABLES | C | 4x16 mm2 | 200 | m | 1400 | 3348 | 2910 | 3600
1070 | 26 | ELECTRICAL | 260519 | CONDUCTORS AND CABLES | Multi core, copper conductor, XLPE insulated, PVC sheathed feeder cables; unarmoured; 0.6/1 kV | Multi core, copper conductor, XLPE insulated, PVC sheathed feeder cables; unarmoured; 0.6/1 kV | D | 4x25 mm2 | 80 | m | 840 | 1636.8 | 1474.4 | 1760
1071 | 26 | ELECTRICAL | 260519 | CONDUCTORS AND CABLES | 260519 - CONDUCTORS AND CABLES | 260519 - CONDUCTORS AND CABLES | E | 4x50 mm2 | 100 | m | 2000 | 2790 | 2910 | 3000
1072 | 26 | ELECTRICAL | 260519 | CONDUCTORS AND CABLES | Multi core, copper conductor, XLPE insulated, PVC sheathed feeder cables; unarmoured; 0.6/1 kV | Multi core, copper conductor, XLPE insulated, PVC sheathed feeder cables; unarmoured; 0.6/1 kV | F | 4x120 mm2 | 180 | m | 9900 | 10378.8 | 11872.8 | 11160
1073 | 26 | ELECTRICAL | 260519 | CONDUCTORS AND CABLES | 260519 - CONDUCTORS AND CABLES | 260519 - CONDUCTORS AND CABLES | G | 4x240 mm2 | 340 | m | 30600 | 35730.6 | 41884.6 | 38420
1074 | 26 | ELECTRICAL | 260519 | CONDUCTORS AND CABLES | Multi core, copper conductor, XLPE insulated, PVC sheathed feeder cables; unarmoured; 0.6/1 kV | Multi core, copper conductor, XLPE insulated, PVC sheathed feeder cables; unarmoured; 0.6/1 kV | H | 4x300 mm2 | 115 | m | 11500 | 14973 | 17959.55 | 15870
1076 | 26 | ELECTRICAL | 260519 | CONDUCTORS AND CABLES | Multi core, copper conductor, XLPE insulated, PVC sheathed feeder cables; unarmoured; 0.6/1 kV | Multi core, copper conductor, XLPE insulated, PVC sheathed feeder cables; unarmoured; 0.6/1 kV | J | 4x35 mm2 | 25 | m | 1000 | 1046.25 | 945.75 | 1100
1079 | 26 | ELECTRICAL | 260526 | GROUNDING AND BONDING FOR ELECTRICAL SYSTEMS | 260526 - GROUNDING AND BONDING FOR ELECTRICAL SYSTEMS | 260526 - GROUNDING AND BONDING FOR ELECTRICAL SYSTEMS | K | Main distribution board (MDB) | 1 | Item | 750 | 581.25 | 644.08 | 625
1080 | 26 | ELECTRICAL | 260526 | GROUNDING AND BONDING FOR ELECTRICAL SYSTEMS | Type TN-S complete, for | Type TN-S complete, for | L | 200kVA standby generator | 1 | Item | 750 | 409.2 | 644.08 | 438
1081 | 26 | ELECTRICAL | 260526 | GROUNDING AND BONDING FOR ELECTRICAL SYSTEMS | 260526 - GROUNDING AND BONDING FOR ELECTRICAL SYSTEMS | 260526 - GROUNDING AND BONDING FOR ELECTRICAL SYSTEMS | M | Distribution panelboards, final branch circuit panelboards, indoor and outdoor lighting installations and wiring accessories | 1 | Item | 750 | 409.2 | 2576.32 | 438
1082 | 26 | ELECTRICAL | 260526 | GROUNDING AND BONDING FOR ELECTRICAL SYSTEMS | Type TN-S complete, for | Type TN-S complete, for | N | Signal and communication system | 1 | Item | 750 | 409.2 | 1288.16 | 438
1084 | 26 | ELECTRICAL | 260536 | CABLE TRAYS FOR ELECTRICAL SYSTEMS | Type TN-S complete, for | Type TN-S complete, for | A | Cable tray 60 cm | 40 | m | 880 | 2418 | 1668.4 | 2600
1085 | 26 | ELECTRICAL | 260536 | CABLE TRAYS FOR ELECTRICAL SYSTEMS | 260536 - CABLE TRAYS FOR ELECTRICAL SYSTEMS | 260536 - CABLE TRAYS FOR ELECTRICAL SYSTEMS | B | Cable tray 30 cm | 50 | m | 750 | 1627.5 | 1067 | 1750
1086 | 26 | ELECTRICAL | 260536 | CABLE TRAYS FOR ELECTRICAL SYSTEMS | Type TN-S complete, for | Type TN-S complete, for | C | Cable tray 30 cm with cover | 30 | m | 570 | 1255.5 | 902.1 | 1350
1089 | 26 | ELECTRICAL | 260543 | UNDERGROUND DUCTS AND RACEWAYS FOR ELECTRICAL SYSTEMS | 260543 - UNDERGROUND DUCTS AND RACEWAYS FOR ELECTRICAL SYSTEMS | 260543 - UNDERGROUND DUCTS AND RACEWAYS FOR ELECTRICAL SYSTEMS | D | Duct bank of 4f150 mm conduits | 12 | m | 1380 | 502.2 | 582 | 528
1090 | 26 | ELECTRICAL | 260543 | UNDERGROUND DUCTS AND RACEWAYS FOR ELECTRICAL SYSTEMS | Underground cable duct assemblies encased in concrete | Underground cable duct assemblies encased in concrete | E | Duct bank of 2f150 mm conduits | 50 | m | 3250 | 1162.5 | 1503.5 | 1250
1092 | 26 | ELECTRICAL | 260543 | UNDERGROUND DUCTS AND RACEWAYS FOR ELECTRICAL SYSTEMS | Underground cable duct assemblies encased in concrete | Underground cable duct assemblies encased in concrete | F | Trench (widthxdepth: 600x800mm) | 72 | m | 2304 | 2008.8 | 27796.32 | 2016
1094 | 26 | ELECTRICAL | 260543 | UNDERGROUND DUCTS AND RACEWAYS FOR ELECTRICAL SYSTEMS | Underground cable duct assemblies encased in concrete | Underground cable duct assemblies encased in concrete | G | Manhole 800x800x800mm | 8 | Nr | 4800 | 2678.4 | 3608.4 | 2904
1097 | 26 | ELECTRICAL | 262413 | SWITCHBOARDS | 262413 - SWITCHBOARDS | 262413 - SWITCHBOARDS | H | MDB | 1 | Nr | 6000 | 4417.5 | 3863.51 | 4750
1100 | 26 | ELECTRICAL | 262416 | PANELBOARDS | 262416 - PANELBOARDS | 262416 - PANELBOARDS | J | EDP | 1 | Nr | 5000 | 1278.75 | 1487.98 | 1375
1102 | 26 | ELECTRICAL | 262416 | PANELBOARDS | 262416 - PANELBOARDS | 262416 - PANELBOARDS | A | SDP-G | 1 | Nr | 3500 | 874.2 | 1487.98 | 938
1103 | 26 | ELECTRICAL | 262416 | PANELBOARDS | Subdistribution panels | Subdistribution panels | B | SDP-GL | 1 | Nr | 0 | 0 | 0 | 0
1104 | 26 | ELECTRICAL | 262416 | PANELBOARDS | 262416 - PANELBOARDS | 262416 - PANELBOARDS | B | SDP-R | 1 | Nr | 3500 | 1278.75 | 2067.07 | 1375
1105 | 26 | ELECTRICAL | 262416 | PANELBOARDS | Subdistribution panels | Subdistribution panels | C | ESDP-G | 1 | Nr | 3500 | 623.1 | 1332.78 | 688
1106 | 26 | ELECTRICAL | 262416 | PANELBOARDS | 262416 - PANELBOARDS | 262416 - PANELBOARDS | D | ESDP-R | 1 | Nr | 3500 | 623.1 | 1139.75 | 688
1108 | 26 | ELECTRICAL | 262416 | PANELBOARDS | 262416 - PANELBOARDS | 262416 - PANELBOARDS | F | LP-S | 1 | Nr | 0 | 0 | 0 | 0
1109 | 26 | ELECTRICAL | 262416 | PANELBOARDS | Final branch circuit panels | Final branch circuit panels | G | LP-GL | 1 | Nr | 0 | 0 | 0 | 0
1110 | 26 | ELECTRICAL | 262416 | PANELBOARDS | 262416 - PANELBOARDS | 262416 - PANELBOARDS | H | LP-G1 | 1 | Nr | 0 | 0 | 0 | 0
1111 | 26 | ELECTRICAL | 262416 | PANELBOARDS | Final branch circuit panels | Final branch circuit panels | J | LP-G2 | 1 | Nr | 0 | 0 | 0 | 0
1112 | 26 | ELECTRICAL | 262416 | PANELBOARDS | 262416 - PANELBOARDS | 262416 - PANELBOARDS | E | LP-11 | 1 | Nr | 1000 | 255.75 | 843.9 | 375
1113 | 26 | ELECTRICAL | 262416 | PANELBOARDS | Final branch circuit panels | Final branch circuit panels | F | LP-12 | 1 | Nr | 1000 | 255.75 | 456.87 | 375
1114 | 26 | ELECTRICAL | 262416 | PANELBOARDS | 262416 - PANELBOARDS | 262416 - PANELBOARDS | M | LP-21 | 1 | Nr | 0 | 0 | 0 | 0
1115 | 26 | ELECTRICAL | 262416 | PANELBOARDS | Final branch circuit panels | Final branch circuit panels | N | LP-22 | 1 | Nr | 0 | 0 | 0 | 0
1116 | 26 | ELECTRICAL | 262416 | PANELBOARDS | 262416 - PANELBOARDS | 262416 - PANELBOARDS | P | LP-R | 1 | Nr | 0 | 0 | 0 | 0
1117 | 26 | ELECTRICAL | 262416 | PANELBOARDS | Final branch circuit panels | Final branch circuit panels | Q | ELP-S | 1 | Nr | 0 | 0 | 0 | 0
1118 | 26 | ELECTRICAL | 262416 | PANELBOARDS | 262416 - PANELBOARDS | 262416 - PANELBOARDS | R | ELP-G1 | 1 | Nr | 0 | 0 | 0 | 0
1119 | 26 | ELECTRICAL | 262416 | PANELBOARDS | Final branch circuit panels | Final branch circuit panels | S | ELP-G2 | 1 | Nr | 0 | 0 | 0 | 0
1120 | 26 | ELECTRICAL | 262416 | PANELBOARDS | 262416 - PANELBOARDS | 262416 - PANELBOARDS | G | ELP-11 | 1 | Nr | 600 | 348.75 | 508.28 | 375
1121 | 26 | ELECTRICAL | 262416 | PANELBOARDS | Final branch circuit panels | Final branch circuit panels | H | ELP-12 | 1 | Nr | 600 | 348.75 | 325.92 | 375
1122 | 26 | ELECTRICAL | 262416 | PANELBOARDS | 262416 - PANELBOARDS | 262416 - PANELBOARDS | A | ELP-21 | 1 | Nr | 0 | 0 | 0 | 0
1123 | 26 | ELECTRICAL | 262416 | PANELBOARDS | Final branch circuit panels | Final branch circuit panels | B | ELP-22 | 1 | Nr | 0 | 0 | 0 | 0
1124 | 26 | ELECTRICAL | 262416 | PANELBOARDS | 262416 - PANELBOARDS | 262416 - PANELBOARDS | C | ELP-R | 1 | Nr | 0 | 0 | 0 | 0
1125 | 26 | ELECTRICAL | 262416 | PANELBOARDS | Final branch circuit panels | Final branch circuit panels | D | ULP-1 | 1 | Nr | 0 | 0 | 0 | 0
1127 | 26 | ELECTRICAL | 262419 | MOTOR CONTROL CENTERS | Final branch circuit panels | Final branch circuit panels | A | MCC-RF | 1 | Nr | 2500 | 744 | 1674.22 | 813
1130 | 26 | ELECTRICAL | 262726 | WIRING DEVICES | 262726 - WIRING DEVICES | 262726 - WIRING DEVICES | B | General lighting switch (S1); one way | 30 | Nr | 690 | 223.2 | 87.3 | 240
1131 | 26 | ELECTRICAL | 262726 | WIRING DEVICES | Switches | Switches | C | General lighting switch (S1); two way | 12 | Nr | 312 | 111.6 | 34.92 | 120
1132 | 26 | ELECTRICAL | 262726 | WIRING DEVICES | 262726 - WIRING DEVICES | 262726 - WIRING DEVICES | D | General lighting switch (S1); one way two gang | 6 | Nr | 144 | 55.8 | 29.1 | 60
1133 | 26 | ELECTRICAL | 262726 | WIRING DEVICES | Switches | Switches | E | General lighting switch (S15); one way | 8 | Nr | 200 | 74.4 | 69.84 | 80
1134 | 26 | ELECTRICAL | 262726 | WIRING DEVICES | 262726 - WIRING DEVICES | 262726 - WIRING DEVICES | F | General lighting switch (S15); two way | 2 | Nr | 56 | 27.9 | 17.46 | 30
1135 | 26 | ELECTRICAL | 262726 | WIRING DEVICES | Switches | Switches | L | Push button | 5 | Nr | 0 | 0 | 0 | 160
1137 | 26 | ELECTRICAL | 262726 | WIRING DEVICES | Switches | Switches | G | Type R01; simplex | 34 | Nr | 839.8 | 1422.9 | 725.56 | 1530
1138 | 26 | ELECTRICAL | 262726 | WIRING DEVICES | Socket Outlets | Socket Outlets | H | Type R01; duplex | 16 | Nr | 438.4 | 818.4 | 419.04 | 848
1139 | 26 | ELECTRICAL | 262726 | WIRING DEVICES | Switches | Switches | J | Type R05; simplex | 16 | Nr | 480 | 1116 | 512.16 | 1168
1140 | 26 | ELECTRICAL | 262726 | WIRING DEVICES | Socket Outlets | Socket Outlets | K | Type R05; duplex | 1 | Nr | 32 | 79.05 | 55.29 | 85
1141 | 26 | ELECTRICAL | 262726 | WIRING DEVICES | Switches | Switches | R | Type R01; simplex; floor mounted | 2 | Nr | 0 | 0 | 0 | 0
1142 | 26 | ELECTRICAL | 262726 | WIRING DEVICES | Socket Outlets | Socket Outlets | A | Type R01; duplex; floor mounted | 1 | Nr | 0 | 0 | 0 | 0
1144 | 26 | ELECTRICAL | 262726 | WIRING DEVICES | Socket Outlets | Socket Outlets | A | Lighting outlet ;ceiling mounted; 16Amp,2P | 26 | Nr | 1300 | 1450.8 | 731.38 | 1560
1145 | 26 | ELECTRICAL | 262726 | WIRING DEVICES | Electric Outlets | Electric Outlets | C | Lighting outlet ;wall mounted; 16Amp,2P | 14 | Nr | 0 | 0 | 0 | 0
1148 | 26 | ELECTRICAL | 262816 | ENCLOSED SWITCHES AND CIRCUIT BREAKERS | 262816 - ENCLOSED SWITCHES AND CIRCUIT BREAKERS | 262816 - ENCLOSED SWITCHES AND CIRCUIT BREAKERS | B | 16Amp, 2P | 15 | Nr | 1500 | 697.5 | 902.1 | 750
1149 | 26 | ELECTRICAL | 262816 | ENCLOSED SWITCHES AND CIRCUIT BREAKERS | Switch Disconnectors (Disconnecting Switches) | Switch Disconnectors (Disconnecting Switches) | E | 16Amp, 2P, weatherproof | 6 | Nr | 0 | 0 | 0 | 0
1150 | 26 | ELECTRICAL | 262816 | ENCLOSED SWITCHES AND CIRCUIT BREAKERS | 262816 - ENCLOSED SWITCHES AND CIRCUIT BREAKERS | 262816 - ENCLOSED SWITCHES AND CIRCUIT BREAKERS | F | 16Amp, 2P, weatherproof, pedestal type | 3 | Nr | 0 | 0 | 0 | 0
1151 | 26 | ELECTRICAL | 262816 | ENCLOSED SWITCHES AND CIRCUIT BREAKERS | Switch Disconnectors (Disconnecting Switches) | Switch Disconnectors (Disconnecting Switches) | C | 20Amp, 2P | 2 | Nr | 230 | 186 | 120.28 | 200
1152 | 26 | ELECTRICAL | 262816 | ENCLOSED SWITCHES AND CIRCUIT BREAKERS | 262816 - ENCLOSED SWITCHES AND CIRCUIT BREAKERS | 262816 - ENCLOSED SWITCHES AND CIRCUIT BREAKERS | H | 20Amp, 2P, weatherproof, pedestal type | 3 | Nr | 0 | 0 | 0 | 0
1153 | 26 | ELECTRICAL | 262816 | ENCLOSED SWITCHES AND CIRCUIT BREAKERS | Switch Disconnectors (Disconnecting Switches) | Switch Disconnectors (Disconnecting Switches) | J | 32Amp, 2P | 3 | Nr | 0 | 0 | 0 | 0
1154 | 26 | ELECTRICAL | 262816 | ENCLOSED SWITCHES AND CIRCUIT BREAKERS | 262816 - ENCLOSED SWITCHES AND CIRCUIT BREAKERS | 262816 - ENCLOSED SWITCHES AND CIRCUIT BREAKERS | K | 32Amp, 2P, pedestal type | 1 | Nr | 0 | 0 | 0 | 0
1155 | 26 | ELECTRICAL | 262816 | ENCLOSED SWITCHES AND CIRCUIT BREAKERS | Switch Disconnectors (Disconnecting Switches) | Switch Disconnectors (Disconnecting Switches) | L | 32Amp, 2P, weatherproof | 2 | Nr | 0 | 0 | 0 | 0
1156 | 26 | ELECTRICAL | 262816 | ENCLOSED SWITCHES AND CIRCUIT BREAKERS | 262816 - ENCLOSED SWITCHES AND CIRCUIT BREAKERS | 262816 - ENCLOSED SWITCHES AND CIRCUIT BREAKERS | M | 32Amp, 4P | 1 | Nr | 0 | 0 | 0 | 0
1157 | 26 | ELECTRICAL | 262816 | ENCLOSED SWITCHES AND CIRCUIT BREAKERS | Switch Disconnectors (Disconnecting Switches) | Switch Disconnectors (Disconnecting Switches) | N | 20Amp, 4P | 2 | Nr | 250 | 93 | 139.68 | 100
1158 | 26 | ELECTRICAL | 262816 | ENCLOSED SWITCHES AND CIRCUIT BREAKERS | 262816 - ENCLOSED SWITCHES AND CIRCUIT BREAKERS | 262816 - ENCLOSED SWITCHES AND CIRCUIT BREAKERS | P | 40Amp, 4P | 3 | Nr | 0 | 0 | 0 | 0
1159 | 26 | ELECTRICAL | 262816 | ENCLOSED SWITCHES AND CIRCUIT BREAKERS | Switch Disconnectors (Disconnecting Switches) | Switch Disconnectors (Disconnecting Switches) | Q | 63Amp, 4P | 3 | Nr | 0 | 0 | 0 | 0
1160 | 26 | ELECTRICAL | 262816 | ENCLOSED SWITCHES AND CIRCUIT BREAKERS | 262816 - ENCLOSED SWITCHES AND CIRCUIT BREAKERS | 262816 - ENCLOSED SWITCHES AND CIRCUIT BREAKERS | A | 63Amp, 4P, pedestal type | 1 | Nr | 0 | 0 | 0 | 0
1162 | 26 | ELECTRICAL | 262816 | ENCLOSED SWITCHES AND CIRCUIT BREAKERS | 262816 - ENCLOSED SWITCHES AND CIRCUIT BREAKERS | 262816 - ENCLOSED SWITCHES AND CIRCUIT BREAKERS | A | 16Amp, 2P, weatherproof | 1 | Nr | 220 | 46.5 | 60.14 | 50
1163 | 26 | ELECTRICAL | 262816 | ENCLOSED SWITCHES AND CIRCUIT BREAKERS | Switch Disconnectors with Combination Starter | Switch Disconnectors with Combination Starter | B | 16Amp, 2P, weatherproof, pedestal type | 1 | Nr | 230 | 69.75 | 46.56 | 75
1164 | 26 | ELECTRICAL | 262816 | ENCLOSED SWITCHES AND CIRCUIT BREAKERS | 262816 - ENCLOSED SWITCHES AND CIRCUIT BREAKERS | 262816 - ENCLOSED SWITCHES AND CIRCUIT BREAKERS | C | 16Amp, 4P, weatherproof | 1 | Nr | 220 | 93 | 66.93 | 100
1165 | 26 | ELECTRICAL | 262816 | ENCLOSED SWITCHES AND CIRCUIT BREAKERS | Switch Disconnectors with Combination Starter | Switch Disconnectors with Combination Starter | D | 20Amp, 4P, weatherproof | 1 | Nr | 230 | 69.75 | 66.93 | 75
1168 | 26 | ELECTRICAL | 263213 | PACKAGED ENGINE GENERATORS | 263213 - PACKAGED ENGINE GENERATORS | 263213 - PACKAGED ENGINE GENERATORS | E | 200 kVA, 400 V, 50 Hz (standby), 1500rpm, three phase, four wire, as shown on drawings | 1 | Nr | 25000 | 33480 | 32199.15 | 36250
1169 | 26 | ELECTRICAL | 263213 | PACKAGED ENGINE GENERATORS | Oudooor sound proof generator, including enclosure, control panel, silencer, gas exhaust pipes, and installation of all accessories and equipment required. | Oudooor sound proof generator, including enclosure, control panel, silencer, gas exhaust pipes, and installation of all accessories and equipment required. | F | Daily fuel tank (500 Liters) | 1 | Nr | 500 | 697.5 | 773.09 | 750
1174 | 26 | ELECTRICAL | 263353 | STATIC UNINTERRUPTIBLE POWER SUPPLY | battery, charger, inverter, transfer | battery, charger, inverter, transfer | G | UPS, 25 kVA , 3-phase 230V/400V input, 3-phase 230V/400V output | 1 | Nr | 9000 | 9300 | 8487.5 | 10000
1177 | 26 | ELECTRICAL | 263600 | TRANSFER SWITCHES | 263600 - TRANSFER SWITCHES | 263600 - TRANSFER SWITCHES | A | ATS,400 A, 4 poles | 1 | Nr | 2000 | 1302 | 3100.12 | 1375
1179 | 26 | ELECTRICAL | 264113 | LIGHTNING PROTECTION FOR STRUCTURES | 263600 - TRANSFER SWITCHES | 263600 - TRANSFER SWITCHES | B | Complete faraday cage system for the new building as specified and as shown on drawings | 1 | Item | 2500 | 8137.5 | 5312.69 | 8750
1182 | 26 | ELECTRICAL | 265100 | INTERIOR LIGHTING | 265100 - INTERIOR LIGHTING | 265100 - INTERIOR LIGHTING | C | Type A1 | 2 | Nr | 280 | 158.1 | 128.04 | 170
1183 | 26 | ELECTRICAL | 265100 | INTERIOR LIGHTING | Lighting Fixtures | Lighting Fixtures | D | Type A2 | 8 | Nr | 640 | 446.4 | 512.16 | 480
1184 | 26 | ELECTRICAL | 265100 | INTERIOR LIGHTING | 265100 - INTERIOR LIGHTING | 265100 - INTERIOR LIGHTING | E | Type A3 | 23 | Nr | 2530 | 1818.15 | 1628.63 | 1955
1185 | 26 | ELECTRICAL | 265100 | INTERIOR LIGHTING | Lighting Fixtures | Lighting Fixtures | F | Type A5 | 3 | Nr | 0 | 0 | 0 | 0
1186 | 26 | ELECTRICAL | 265100 | INTERIOR LIGHTING | 265100 - INTERIOR LIGHTING | 265100 - INTERIOR LIGHTING | G | Type B1 | 3 | Nr | 0 | 0 | 0 | 0
1187 | 26 | ELECTRICAL | 265100 | INTERIOR LIGHTING | Lighting Fixtures | Lighting Fixtures | F | Type B2 | 39 | Nr | 3900 | 3445.65 | 2496.78 | 3666
1188 | 26 | ELECTRICAL | 265100 | INTERIOR LIGHTING | 265100 - INTERIOR LIGHTING | 265100 - INTERIOR LIGHTING | G | Type B3 | 2 | Nr | 200 | 195.3 | 141.62 | 214
1189 | 26 | ELECTRICAL | 265100 | INTERIOR LIGHTING | Lighting Fixtures | Lighting Fixtures | H | Type C1 | 11 | Nr | 880 | 1074.15 | 704.22 | 1177
1190 | 26 | ELECTRICAL | 265100 | INTERIOR LIGHTING | 265100 - INTERIOR LIGHTING | 265100 - INTERIOR LIGHTING | J | Type C2 | 2 | Nr | 150 | 279 | 128.04 | 300
1191 | 26 | ELECTRICAL | 265100 | INTERIOR LIGHTING | Lighting Fixtures | Lighting Fixtures | M | Type C3 | 15 | Nr | 0 | 0 | 0 | 0
1192 | 26 | ELECTRICAL | 265100 | INTERIOR LIGHTING | 265100 - INTERIOR LIGHTING | 265100 - INTERIOR LIGHTING | N | Type C4 | 9 | Nr | 0 | 0 | 0 | 0
1193 | 26 | ELECTRICAL | 265100 | INTERIOR LIGHTING | Lighting Fixtures | Lighting Fixtures | P | Type C5 | 40 | Nr | 0 | 0 | 0 | 0
1194 | 26 | ELECTRICAL | 265100 | INTERIOR LIGHTING | 265100 - INTERIOR LIGHTING | 265100 - INTERIOR LIGHTING | K | Type E1 | 5 | Nr | 900 | 1976.25 | 320.1 | 425
1195 | 26 | ELECTRICAL | 265100 | INTERIOR LIGHTING | Lighting Fixtures | Lighting Fixtures | A | Type E11 | 3 | Nr | 540 | 418.5 | 349.2 | 450
1196 | 26 | ELECTRICAL | 265100 | INTERIOR LIGHTING | 265100 - INTERIOR LIGHTING | 265100 - INTERIOR LIGHTING | B | Type E2 | 16 | Nr | 0 | 0 | 0 | 0
1197 | 26 | ELECTRICAL | 265100 | INTERIOR LIGHTING | Lighting Fixtures | Lighting Fixtures | B | Type M1 | 6 | Nr | 420 | 334.8 | 785.7 | 360
1198 | 26 | ELECTRICAL | 265100 | INTERIOR LIGHTING | 265100 - INTERIOR LIGHTING | 265100 - INTERIOR LIGHTING | C | Type BH | 2 | Nr | 100 | 260.4 | 128.04 | 276
1199 | 26 | ELECTRICAL | 265100 | INTERIOR LIGHTING | Lighting Fixtures | Lighting Fixtures | D | Type U2 | 10 | Nr | 800 | 1395 | 708.1 | 1500
1200 | 26 | ELECTRICAL | 265100 | INTERIOR LIGHTING | 265100 - INTERIOR LIGHTING | 265100 - INTERIOR LIGHTING | F | Type U3 | 7 | Nr | 0 | 0 | 0 | 0
1201 | 26 | ELECTRICAL | 265100 | INTERIOR LIGHTING | Lighting Fixtures | Lighting Fixtures | G | Type S1 | 533 | m | 0 | 0 | 0 | 0
1211 | 27 | COMMUNICATIONS | 270536 | CABLE TRAYS FOR COMMUNICATIONS SYSTEMS | Supply, installation, testing, commissioning, putting into satisfactory operation and handing over complete Cable Trays for Communication Systems; including all necessary accessories, fittings, Support, fixation, cable bonding and labelling, cable management, licenses and all required software ; complete; As shown on drawings and described in specifications | Supply, installation, testing, commissioning, putting into satisfactory operation and handing over complete Cable Trays for Communication Systems; including all necessary accessories, fittings, Support, fixation, cable bonding and labelling, cable management, licenses and all required software ; complete; As shown on drawings and described in specifications | A | Horizontal cable tray 150 x100mm | 150 | m | 2100 | 5580 | 2182.5 | 6000
1212 | 27 | COMMUNICATIONS | 270536 | CABLE TRAYS FOR COMMUNICATIONS SYSTEMS | Covered Cable Trays | Covered Cable Trays | B | Vertical cable tray 150 x 100 mm | 5 | m | 70 | 186 | 72.75 | 200
1216 | 27 | COMMUNICATIONS | 271105 | COMMUNICATIONS EQUIPMENT ROOM FITTINGS (TIA) | Supply, installation, testing, commissioning, putting into satisfactory operation and handing over complete Communication Equipment Room Fittings ; including all necessary accessories, fittings, Support, fixation, cable bonding and labelling, cable management, licenses and all required software ; complete; As shown on drawings and described in specifications | Supply, installation, testing, commissioning, putting into satisfactory operation and handing over complete Communication Equipment Room Fittings ; including all necessary accessories, fittings, Support, fixation, cable bonding and labelling, cable management, licenses and all required software ; complete; As shown on drawings and described in specifications | A | Wall Mounted Cabinet, door & ventilation provisions as specified; 600 x 600 mm; 24 RU ; | 1 | Nr | 650 | 874.2 | 2576.32 | 938
1220 | 27 | COMMUNICATIONS | 271305 | COMMUNICATIONS BACKBONE CABLING (TIA) | Supply, installation, testing, commissioning, putting into satisfactory operation and handing over complete communication backbone cabling ; including all necessary accessories, fittings, Support, fixation, cable bonding and labelling, cable management, licenses and all required software ; complete; As shown on drawings and described in specifications | Supply, installation, testing, commissioning, putting into satisfactory operation and handing over complete communication backbone cabling ; including all necessary accessories, fittings, Support, fixation, cable bonding and labelling, cable management, licenses and all required software ; complete; As shown on drawings and described in specifications | B | 50-Pair Cat 3, UTP Cable; | 170 | m | 510 | 6324 | 1319.2 | 6800
1222 | 27 | COMMUNICATIONS | 271305 | COMMUNICATIONS BACKBONE CABLING (TIA) | Supply, installation, testing, commissioning, putting into satisfactory operation and handing over complete communication backbone cabling ; including all necessary accessories, fittings, Support, fixation, cable bonding and labelling, cable management, licenses and all required software ; complete; As shown on drawings and described in specifications | Supply, installation, testing, commissioning, putting into satisfactory operation and handing over complete communication backbone cabling ; including all necessary accessories, fittings, Support, fixation, cable bonding and labelling, cable management, licenses and all required software ; complete; As shown on drawings and described in specifications | A | Main Distribution Frame (MDF) - 50 Pair | 1 | Nr | 250 | 2139 | 101.85 | 2344
1223 | 27 | COMMUNICATIONS | 271305 | COMMUNICATIONS BACKBONE CABLING (TIA) | Main and Intermediate Cross-Connects | Main and Intermediate Cross-Connects | B | IDC 110 Block (50 Pairs) | 1 | Nr | 250 | 2139 | 20.37 | 2344
1227 | 27 | COMMUNICATIONS | 271505 | COMMUNICATIONS HORIZONTAL CABLING (TIA) | Supply, installation, testing, commissioning, putting into satisfactory operation and handing over complete communication horizontal cabling ; including all necessary accessories, fittings, Support, fixation, cable bonding and labelling, cable management, licenses and all required software ; complete; As shown on drawings and described in specifications | Supply, installation, testing, commissioning, putting into satisfactory operation and handing over complete communication horizontal cabling ; including all necessary accessories, fittings, Support, fixation, cable bonding and labelling, cable management, licenses and all required software ; complete; As shown on drawings and described in specifications | C | Single (1) Cat 6A RJ45 Outlet; Wall-Mounted; | 11 | Nr | 990 | 1074.15 | 416.13 | 1144
1228 | 27 | COMMUNICATIONS | 271505 | COMMUNICATIONS HORIZONTAL CABLING (TIA) | Telecommunications Outlets/Connectors | Telecommunications Outlets/Connectors | D | Single (1) Cat 6A RJ45 Outlet; Ceiling-Mounted; | 4 | Nr | 360 | 409.2 | 151.32 | 428
1229 | 27 | COMMUNICATIONS | 271505 | COMMUNICATIONS HORIZONTAL CABLING (TIA) | Supply, installation, testing, commissioning, putting into satisfactory operation and handing over complete communication horizontal cabling ; including all necessary accessories, fittings, Support, fixation, cable bonding and labelling, cable management, licenses and all required software ; complete; As shown on drawings and described in specifications | Supply, installation, testing, commissioning, putting into satisfactory operation and handing over complete communication horizontal cabling ; including all necessary accessories, fittings, Support, fixation, cable bonding and labelling, cable management, licenses and all required software ; complete; As shown on drawings and described in specifications | E | Duplex (2) Cat 6A RJ45 Outlet; Wall-Mounted; | 5 | Nr | 700 | 511.5 | 368.6 | 535
1230 | 27 | COMMUNICATIONS | 271505 | COMMUNICATIONS HORIZONTAL CABLING (TIA) | Telecommunications Outlets/Connectors | Telecommunications Outlets/Connectors | F | Duplex (2) Cat 6A RJ45 Outlet; Floor-Mounted; | 1 | Nr | 0 | 0 | 0 | 0
1232 | 27 | COMMUNICATIONS | 271505 | COMMUNICATIONS HORIZONTAL CABLING (TIA) | Telecommunications Outlets/Connectors | Telecommunications Outlets/Connectors | F | 48-Port Cat 6A UTP/STP RJ45; fully equipped; Patch Panels; | 1 | Nr | 450 | 232.5 | 261.9 | 250
1236 | 27 | COMMUNICATIONS | 272109 | DATA COMM FOR CAMPUS NETWORK | Supply, installation, testing, commissioning, putting into satisfactory operation and handing over complete Data Communication Devices ; including all necessary accessories, fittings, Support, fixation, cable bonding and labelling, cable management, licenses and all required software ; complete; As shown on drawings and described in specifications | Supply, installation, testing, commissioning, putting into satisfactory operation and handing over complete Data Communication Devices ; including all necessary accessories, fittings, Support, fixation, cable bonding and labelling, cable management, licenses and all required software ; complete; As shown on drawings and described in specifications | A | 48-Ports Access data switches ; | 1 | Nr | 7500 | 1162.5 | 702.28 | 1250
1240 | 27 | COMMUNICATIONS | 272133 | WIRELESS DATA NETWORK | Supply, installation, testing, commissioning, putting into satisfactory operation and handing over complete Wireless Data Network ; including all necessary accessories, fittings, Support, fixation, cable bonding and labelling, cable management, licenses and all required software ; complete; As shown on drawings and described in specifications | Supply, installation, testing, commissioning, putting into satisfactory operation and handing over complete Wireless Data Network ; including all necessary accessories, fittings, Support, fixation, cable bonding and labelling, cable management, licenses and all required software ; complete; As shown on drawings and described in specifications | B | Wireless controllers, | 1 | Item | 5000 | 2883 | 1775.1 | 3125
1241 | 27 | COMMUNICATIONS | 272133 | WIRELESS DATA NETWORK | Wireless data network components | Wireless data network components | C | Wireless radio access points and antennas; | 4 | Nr | 800 | 1041.6 | 1094.16 | 1128
1242 | 27 | COMMUNICATIONS | 272133 | WIRELESS DATA NETWORK | Supply, installation, testing, commissioning, putting into satisfactory operation and handing over complete Wireless Data Network ; including all necessary accessories, fittings, Support, fixation, cable bonding and labelling, cable management, licenses and all required software ; complete; As shown on drawings and described in specifications | Supply, installation, testing, commissioning, putting into satisfactory operation and handing over complete Wireless Data Network ; including all necessary accessories, fittings, Support, fixation, cable bonding and labelling, cable management, licenses and all required software ; complete; As shown on drawings and described in specifications | D | Wireless data network system administration software; | 1 | Item | 2500 | 725.4 | 386.06 | 782
1243 | 27 | COMMUNICATIONS | 272133 | WIRELESS DATA NETWORK | Wireless data network components | Wireless data network components | A | Access and security control software; | 1 | Item | 2500 | 874.2 | 644.08 | 938
1246 | 27 | COMMUNICATIONS | 274133 | MASTER ANTENNA TELEVISION SYSTEM | 274133- MASTER ANTENNA TELEVISION SYSTEM | 274133- MASTER ANTENNA TELEVISION SYSTEM | B | Satellite Dish | 1 | Nr | 65 | 232.5 | 212.43 | 235
1247 | 27 | COMMUNICATIONS | 274133 | MASTER ANTENNA TELEVISION SYSTEM | Supply, installation, testing, commissioning, putting into satisfactory operation and handing over complete Master Antenna Television System; including all necessary accessories, fittings, Support, fixation, cable bonding and labelling, cable management, licenses and all required software ; complete; As shown on drawings and described in specifications | Supply, installation, testing, commissioning, putting into satisfactory operation and handing over complete Master Antenna Television System; including all necessary accessories, fittings, Support, fixation, cable bonding and labelling, cable management, licenses and all required software ; complete; As shown on drawings and described in specifications | C | Quad LNB | 1 | Nr | 40 | 116.25 | 141.62 | 125
1248 | 27 | COMMUNICATIONS | 274133 | MASTER ANTENNA TELEVISION SYSTEM | 274133- MASTER ANTENNA TELEVISION SYSTEM | 274133- MASTER ANTENNA TELEVISION SYSTEM | D | Multiswitch (5 input / 24 output) | 1 | Nr | 350 | 874.2 | 360.84 | 938
1249 | 27 | COMMUNICATIONS | 274133 | MASTER ANTENNA TELEVISION SYSTEM | Supply, installation, testing, commissioning, putting into satisfactory operation and handing over complete Master Antenna Television System; including all necessary accessories, fittings, Support, fixation, cable bonding and labelling, cable management, licenses and all required software ; complete; As shown on drawings and described in specifications | Supply, installation, testing, commissioning, putting into satisfactory operation and handing over complete Master Antenna Television System; including all necessary accessories, fittings, Support, fixation, cable bonding and labelling, cable management, licenses and all required software ; complete; As shown on drawings and described in specifications | E | MATV Outlets; Wall Mounted | 7 | Nr | 455 | 846.3 | 271.6 | 938
1253 | 27 | COMMUNICATIONS | 274116 | INTEGRATED AUDIOVISUAL SYSTEMS AND EQUIPMENT - FOR AUDITORIUM | Supply, installation, testing, commissioning, putting into satisfactory operation and handing over complete Integrated AV System ; including all necessary accessories, fittings, Support, fixation, cable bonding and labelling, cable management, licenses and all required software ; complete; As shown on drawings and described in specifications | Supply, installation, testing, commissioning, putting into satisfactory operation and handing over complete Integrated AV System ; including all necessary accessories, fittings, Support, fixation, cable bonding and labelling, cable management, licenses and all required software ; complete; As shown on drawings and described in specifications | F | Control system; | 1 | Item |  | 0 | 0 | 0
1254 | 27 | COMMUNICATIONS | 274116 | INTEGRATED AUDIOVISUAL SYSTEMS AND EQUIPMENT - FOR AUDITORIUM | Signal Processing and Central Equipment: | Signal Processing and Central Equipment: | A | Signal Processing Equipment; | 1 | Item |  | 0 | 0 | 0
1256 | 27 | COMMUNICATIONS | 274116 | INTEGRATED AUDIOVISUAL SYSTEMS AND EQUIPMENT - FOR AUDITORIUM | Signal Processing and Central Equipment: | Signal Processing and Central Equipment: | B | Projector | 1 | Nr | 0 | 0 | 0 | 0
1257 | 27 | COMMUNICATIONS | 274116 | INTEGRATED AUDIOVISUAL SYSTEMS AND EQUIPMENT - FOR AUDITORIUM | Video Projection Equipment & Accessories | Video Projection Equipment & Accessories | C | Projector Mount | 1 | Nr | 0 | 0 | 0 | 0
1258 | 27 | COMMUNICATIONS | 274116 | INTEGRATED AUDIOVISUAL SYSTEMS AND EQUIPMENT - FOR AUDITORIUM | Signal Processing and Central Equipment: | Signal Processing and Central Equipment: | D | Motorized screen (267x356 cm) | 1 | Nr | 0 | 0 | 0 | 0
1260 | 27 | COMMUNICATIONS | 274116 | INTEGRATED AUDIOVISUAL SYSTEMS AND EQUIPMENT - FOR AUDITORIUM | Signal Processing and Central Equipment: | Signal Processing and Central Equipment: | E | Ceiling loudspeakers | 10 | Nr | 0 | 0 | 0 | 0
1261 | 27 | COMMUNICATIONS | 274116 | INTEGRATED AUDIOVISUAL SYSTEMS AND EQUIPMENT - FOR AUDITORIUM | Sound Re-inforcement Equipment: | Sound Re-inforcement Equipment: | F | Hardwired microphone | 3 | Nr | 0 | 0 | 0 | 0
1262 | 27 | COMMUNICATIONS | 274116 | INTEGRATED AUDIOVISUAL SYSTEMS AND EQUIPMENT - FOR AUDITORIUM | Signal Processing and Central Equipment: | Signal Processing and Central Equipment: | G | Wireless microphone | 2 | Nr | 0 | 0 | 0 | 0
1264 | 27 | COMMUNICATIONS | 274116 | INTEGRATED AUDIOVISUAL SYSTEMS AND EQUIPMENT - FOR AUDITORIUM | Signal Processing and Central Equipment: | Signal Processing and Central Equipment: | H | AV floor box | 1 | Nr | 0 | 0 | 0 | 0
1265 | 27 | COMMUNICATIONS | 274116 | INTEGRATED AUDIOVISUAL SYSTEMS AND EQUIPMENT - FOR AUDITORIUM | Miscellaneous Components: | Miscellaneous Components: | J | AV wall plat | 1 | Nr | 0 | 0 | 0 | 0
1266 | 27 | COMMUNICATIONS | 274116 | INTEGRATED AUDIOVISUAL SYSTEMS AND EQUIPMENT - FOR AUDITORIUM | Signal Processing and Central Equipment: | Signal Processing and Central Equipment: | K | Touch Panel, (Wireless Touch Panel, 10.1"), | 1 | Nr | 0 | 0 | 0 | 0
1268 | 27 | COMMUNICATIONS | 274116 | INTEGRATED AUDIOVISUAL SYSTEMS AND EQUIPMENT - FOR AUDITORIUM | Signal Processing and Central Equipment: | Signal Processing and Central Equipment: | L | A/V Racks/Credenza; | 1 | Nr | 0 | 0 | 0 | 0
1272 | 27 | COMMUNICATIONS | 275118 | PUBLIC ADDRESS / VOICE ALARM (PA/VA) SYSTEM | Supply, installation, testing, commissioning, putting into satisfactory operation and handing over complete Public Address and Voice Alarm (PA/VA) System ; including all necessary accessories, fittings, Support, fixation, cable bonding and labelling, cable management, licenses and all required software ; complete; As shown on drawings and described in specifications | Supply, installation, testing, commissioning, putting into satisfactory operation and handing over complete Public Address and Voice Alarm (PA/VA) System ; including all necessary accessories, fittings, Support, fixation, cable bonding and labelling, cable management, licenses and all required software ; complete; As shown on drawings and described in specifications | A | PA system headend equipment, as specified; | 1 | Item | 2500 | 7254 | 463.66 | 7813
1274 | 27 | COMMUNICATIONS | 275118 | PUBLIC ADDRESS / VOICE ALARM (PA/VA) SYSTEM | Supply, installation, testing, commissioning, putting into satisfactory operation and handing over complete Public Address and Voice Alarm (PA/VA) System ; including all necessary accessories, fittings, Support, fixation, cable bonding and labelling, cable management, licenses and all required software ; complete; As shown on drawings and described in specifications | Supply, installation, testing, commissioning, putting into satisfactory operation and handing over complete Public Address and Voice Alarm (PA/VA) System ; including all necessary accessories, fittings, Support, fixation, cable bonding and labelling, cable management, licenses and all required software ; complete; As shown on drawings and described in specifications | B | Paging Microphone | 1 | Nr | 250 | 1162.5 | 290.03 | 1250
1275 | 27 | COMMUNICATIONS | 275118 | PUBLIC ADDRESS / VOICE ALARM (PA/VA) SYSTEM | System Peripheral Devices; | System Peripheral Devices; | C | Ceiling mounted speaker (6w) | 90 | Nr | 5400 | 9207 | 13880.7 | 21150
1276 | 27 | COMMUNICATIONS | 275118 | PUBLIC ADDRESS / VOICE ALARM (PA/VA) SYSTEM | Supply, installation, testing, commissioning, putting into satisfactory operation and handing over complete Public Address and Voice Alarm (PA/VA) System ; including all necessary accessories, fittings, Support, fixation, cable bonding and labelling, cable management, licenses and all required software ; complete; As shown on drawings and described in specifications | Supply, installation, testing, commissioning, putting into satisfactory operation and handing over complete Public Address and Voice Alarm (PA/VA) System ; including all necessary accessories, fittings, Support, fixation, cable bonding and labelling, cable management, licenses and all required software ; complete; As shown on drawings and described in specifications | D | Noise-operated gain controllers (Volume attenuator stations); | 1 | Nr | 100 | 725.4 | 1610.2 | 782
1278 | 27 | COMMUNICATIONS | 275118 | PUBLIC ADDRESS / VOICE ALARM (PA/VA) SYSTEM | Supply, installation, testing, commissioning, putting into satisfactory operation and handing over complete Public Address and Voice Alarm (PA/VA) System ; including all necessary accessories, fittings, Support, fixation, cable bonding and labelling, cable management, licenses and all required software ; complete; As shown on drawings and described in specifications | Supply, installation, testing, commissioning, putting into satisfactory operation and handing over complete Public Address and Voice Alarm (PA/VA) System ; including all necessary accessories, fittings, Support, fixation, cable bonding and labelling, cable management, licenses and all required software ; complete; As shown on drawings and described in specifications | E | Public Address Rack; | 1 | Nr | 1100 | 4371 | 360.84 | 4688
1281 | 27 | COMMUNICATIONS | 275223 | NURSE CALL-CODE BLUE SYSTEMS | 275223- NURSE CALL-CODE BLUE SYSTEMS | 275223- NURSE CALL-CODE BLUE SYSTEMS | A | Nurse Call Workstation | 1 | Nr | 1500 | 2325 | 2898.36 | 2344
1282 | 27 | COMMUNICATIONS | 275223 | NURSE CALL-CODE BLUE SYSTEMS | Supply, installation, testing, commissioning, putting into satisfactory operation and handing over complete Nurse Call System ; including all necessary accessories, fittings, Support, fixation, cable bonding and labelling, cable management, licenses and all required software ; complete; As shown on drawings and described in specifications | Supply, installation, testing, commissioning, putting into satisfactory operation and handing over complete Nurse Call System ; including all necessary accessories, fittings, Support, fixation, cable bonding and labelling, cable management, licenses and all required software ; complete; As shown on drawings and described in specifications | B | Nurse Call Type-B | 6 | Nr | 4800 | 8370 | 12751.62 | 11250
1283 | 27 | COMMUNICATIONS | 275223 | NURSE CALL-CODE BLUE SYSTEMS | 275223- NURSE CALL-CODE BLUE SYSTEMS | 275223- NURSE CALL-CODE BLUE SYSTEMS | C | Nurse Call Type-C | 1 | Nr | 300 | 1302 | 2125.27 | 1719
1284 | 27 | COMMUNICATIONS | 275223 | NURSE CALL-CODE BLUE SYSTEMS | Supply, installation, testing, commissioning, putting into satisfactory operation and handing over complete Nurse Call System ; including all necessary accessories, fittings, Support, fixation, cable bonding and labelling, cable management, licenses and all required software ; complete; As shown on drawings and described in specifications | Supply, installation, testing, commissioning, putting into satisfactory operation and handing over complete Nurse Call System ; including all necessary accessories, fittings, Support, fixation, cable bonding and labelling, cable management, licenses and all required software ; complete; As shown on drawings and described in specifications | D | Nurse Call Type-D | 1 | Nr | 300 | 1302 | 2125.27 | 1719
1294 | 28 | ELECTRONIC SAFETY AND SECURITY | 284621.13 | CONVENTIONAL FIRE ALARM SYSTEM | Supply, installation, testing, commissioning, putting into satisfactory operation and handing over complete Fire Alarm System ; including all necessary accessories, fittings, Support, fixation, cable bonding and labelling, cable management, licenses and all required software ; complete; As shown on drawings and described in specifications | Fire Alarm Control Unit | A | Fire Alarm Control Panel (FACP) | 1 | Nr | 800 | 1860 | 837.11 | 1200
1296 | 28 | ELECTRONIC SAFETY AND SECURITY | 284621.13 | CONVENTIONAL FIRE ALARM SYSTEM | Supply, installation, testing, commissioning, putting into satisfactory operation and handing over complete Fire Alarm System ; including all necessary accessories, fittings, Support, fixation, cable bonding and labelling, cable management, licenses and all required software ; complete; As shown on drawings and described in specifications | Fire Alarm Control Unit | B | Manual fire alarm station | 4 | Nr | 480 | 427.8 | 174.6 | 360
1297 | 28 | ELECTRONIC SAFETY AND SECURITY | 284621.13 | CONVENTIONAL FIRE ALARM SYSTEM | Fire-alarm signal initiation devices | Fire-alarm signal initiation devices | C | Smoke detectors, photoelectric type; | 40 | Nr | 4000 | 3534 | 1862.4 | 3000
1298 | 28 | ELECTRONIC SAFETY AND SECURITY | 284621.13 | CONVENTIONAL FIRE ALARM SYSTEM | Supply, installation, testing, commissioning, putting into satisfactory operation and handing over complete Fire Alarm System ; including all necessary accessories, fittings, Support, fixation, cable bonding and labelling, cable management, licenses and all required software ; complete; As shown on drawings and described in specifications | Fire Alarm Control Unit | D | Smoke detectors, photoelectric type; With Sounder Base | 6 | Nr | 660 | 530.1 | 698.4 | 450
1299 | 28 | ELECTRONIC SAFETY AND SECURITY | 284621.13 | CONVENTIONAL FIRE ALARM SYSTEM | Fire-alarm signal initiation devices | Fire-alarm signal initiation devices | E | Combined Optical/Heat detector (Multicriteria detector) | 4 | Nr | 480 | 390.6 | 194 | 340
1300 | 28 | ELECTRONIC SAFETY AND SECURITY | 284621.13 | CONVENTIONAL FIRE ALARM SYSTEM | Supply, installation, testing, commissioning, putting into satisfactory operation and handing over complete Fire Alarm System ; including all necessary accessories, fittings, Support, fixation, cable bonding and labelling, cable management, licenses and all required software ; complete; As shown on drawings and described in specifications | Fire Alarm Control Unit | F | Heat detector | 3 | Nr | 300 | 265.05 | 139.68 | 225
1301 | 28 | ELECTRONIC SAFETY AND SECURITY | 284621.13 | CONVENTIONAL FIRE ALARM SYSTEM | Fire-alarm signal initiation devices | Fire-alarm signal initiation devices | G | Duct Smoke Detectors | 1 | Item | 1000 | 1860 | 322.04 | 1000
1303 | 28 | ELECTRONIC SAFETY AND SECURITY | 284621.13 | CONVENTIONAL FIRE ALARM SYSTEM | Fire-alarm signal initiation devices | Fire-alarm signal initiation devices | A | Wall mounted Strobe light - 15 cd | 12 | Nr | 1440 | 669.6 | 488.88 | 600
1304 | 28 | ELECTRONIC SAFETY AND SECURITY | 284621.13 | CONVENTIONAL FIRE ALARM SYSTEM | Fire-alarm Notification devices | Fire-alarm Notification devices | B | Wall mounted Strobe light - 30 cd | 2 | Nr | 240 | 158.1 | 81.48 | 140
1305 | 28 | ELECTRONIC SAFETY AND SECURITY | 284621.13 | CONVENTIONAL FIRE ALARM SYSTEM | Fire-alarm signal initiation devices | Fire-alarm signal initiation devices | C | Wall mounted Strobe light - 60 cd | 2 | Nr | 0 | 0 | 0 | 0
1306 | 28 | ELECTRONIC SAFETY AND SECURITY | 284621.13 | CONVENTIONAL FIRE ALARM SYSTEM | Fire-alarm Notification devices | Fire-alarm Notification devices | C | Wall mounted Strobe light - 95 cd | 1 | Nr | 120 | 162.75 | 74.69 | 140
1308 | 28 | ELECTRONIC SAFETY AND SECURITY | 284621.13 | CONVENTIONAL FIRE ALARM SYSTEM | Fire-alarm Notification devices | Fire-alarm Notification devices | D | Control modules; | 2 | Nr | 140 | 325.5 | 87.3 | 280
1309 | 28 | ELECTRONIC SAFETY AND SECURITY | 284621.13 | CONVENTIONAL FIRE ALARM SYSTEM | Addressable interface devices, | Addressable interface devices, | E | Monitoring modules; | 2 | Nr | 140 | 325.5 | 87.3 | 280
1310 | 28 | ELECTRONIC SAFETY AND SECURITY | 284621.13 | CONVENTIONAL FIRE ALARM SYSTEM | Fire-alarm Notification devices | Fire-alarm Notification devices | F | Line isolation modules; | 1 | Item | 500 | 232.5 | 43.65 | 200
1311 | 28 | ELECTRONIC SAFETY AND SECURITY | 284621.13 | CONVENTIONAL FIRE ALARM SYSTEM | Addressable interface devices, | Addressable interface devices, | G | End of line resistor/devices | 4 | Nr | 280 | 93 | 143.56 | 80
1320 | 31 | EARTHWORK | 311000 | SITE CLEARING | 311000 - SITE CLEARING | 311000 - SITE CLEARING | A | Clearing the site generally | 1 | Item | 0 | 0 | 0 | 0
1322 | 31 | EARTHWORK | 311000 | SITE CLEARING | 311000 - SITE CLEARING | 311000 - SITE CLEARING | B | Excavation from existing levels for Foundation, Ground Beams, Pits, trenches and beds | 415 | m3 | 0 | 0 | 0 | 0
1324 | 31 | EARTHWORK | 311000 | SITE CLEARING | Filling | Filling | C | Filling from existing levels to makeup levels | 290 | m3 | 0 | 0 | 0 | 0
1333 | 32 | EXTERIOR IMPROVEMENTS | 321400 | UNIT PAVING | 321400 - UNIT PAVING | 321400 - UNIT PAVING | A | Curb; 150 x 300 high; with haunches | 210 | m | 0 | 0 | 0 | 0
1335 | 32 | EXTERIOR IMPROVEMENTS | 321400 | UNIT PAVING | 321400 - UNIT PAVING | 321400 - UNIT PAVING | B | Sidewalks and terraces; 40 thick | 464 | m2 | 0 | 0 | 0 | 0
1337 | 32 | EXTERIOR IMPROVEMENTS | 321116.16 | AGGREGATE SUBBASE COURSE | 321400 - UNIT PAVING | 321400 - UNIT PAVING | C | Subgrade Layer, laid and compacted as specified | 150 | m3 | 0 | 0 | 0 | 0
1338 | 32 | EXTERIOR IMPROVEMENTS | 321116.16 | AGGREGATE SUBBASE COURSE | 321116.16 - AGGREGATE SUBBASE COURSE | 321116.16 - AGGREGATE SUBBASE COURSE | D | Aggregate Base Course; 200 thick; compacted to 100% Modified AASHTO Density, CBR ≥ 80% | 120 | m3 | 0 | 0 | 0 | 0
1341 | 32 | EXTERIOR IMPROVEMENTS | 321216 | ASPHALT PAVING | 321216 - ASPHALT PAVING | 321216 - ASPHALT PAVING | E | Bituminous Prime Coat | 600 | m2 | 0 | 0 | 0 | 0
1342 | 32 | EXTERIOR IMPROVEMENTS | 321216 | ASPHALT PAVING | 0.5 MESAL | 0.5 MESAL | F | Bituminous Tack Coat | 600 | m2 | 0 | 0 | 0 | 0
1343 | 32 | EXTERIOR IMPROVEMENTS | 321216 | ASPHALT PAVING | 321216 - ASPHALT PAVING | 321216 - ASPHALT PAVING | G | 60 mm Bituminous Base Course | 37 | m3 | 0 | 0 | 0 | 0
1344 | 32 | EXTERIOR IMPROVEMENTS | 321216 | ASPHALT PAVING | 0.5 MESAL | 0.5 MESAL | H | 40 mm Bituminous Surface Course | 25 | m3 | 0 | 0 | 0 | 0

## Item Analysis
[5 empty] | FPE | AVG | Combined |  |  |  |  | FPE
Deviation Amount | 5000
Deviation % Above | 20% |  |  |  | FALSE | FALSE | FALSE
Deviation % Below | -20% |  |  |  | TRUE | FALSE | TRUE
[17 empty] | FPE |  |  | AVG
Item ID. | Bill | Bill Name | Section | Section Name | Description 1 | Description 2 | Item | Description | Qty | Unit | FPE | Average | FAZ | Mansour | FAZ old | Check | FAZ | Mansour |  | FAZ | Mansour
32 | 1 | GENERAL REQUIREMENTS | 010000 | GENERAL REQUIREMENTS | The Contractor is required to insert and price those Items arising out of the Conditions of Contract and General Requirements of Division 01 of the Specification, which the Contractor considers to have a monetary value and the Contractor wishes to price. Example of such Items are given below. This list may be extended as required. | Conditions of Contract | A | Performance Security | 1 | Item | 14800 | 3935.2 | 4650 | 3220.4 | 66638.2 | Ok | UFPE | UFPE | 2
33 | 1 | GENERAL REQUIREMENTS | 010000 | GENERAL REQUIREMENTS | The Contractor is required to insert and price those Items arising out of the Conditions of Contract and General Requirements of Division 01 of the Specification, which the Contractor considers to have a monetary value and the Contractor wishes to price. Example of such Items are given below. This list may be extended as required. | Conditions of Contract | B | Insurances as per provision of the Conditions of Contract | 1 | Item | 0 | 5258.995 | 2790 | 7727.99 | 0 | Ok |  |  | 0
34 | 1 | GENERAL REQUIREMENTS | 010000 | GENERAL REQUIREMENTS | The Contractor is required to insert and price those Items arising out of the Conditions of Contract and General Requirements of Division 01 of the Specification, which the Contractor considers to have a monetary value and the Contractor wishes to price. Example of such Items are given below. This list may be extended as required. | Conditions of Contract | C | Contractor's facilities, Contractor's temporary facilities including establishment, maintenance and removal from Site | 1 | Item | 0 | 12777.45 | 18600 | 6954.9 | 0 | Ok |  |  | 0
35 | 1 | GENERAL REQUIREMENTS | 010000 | GENERAL REQUIREMENTS | The Contractor is required to insert and price those Items arising out of the Conditions of Contract and General Requirements of Division 01 of the Specification, which the Contractor considers to have a monetary value and the Contractor wishes to price. Example of such Items are given below. This list may be extended as required. | Conditions of Contract | D | Maintenance, cleaning and provision of services and supplies for, etc. the Engineer's staff offices provided by the Employer (Refer to Section 015000) | 1 | Item | 0 | 23322.79 | 34410 | 12235.58 | 0 | Ok |  |  | 0
48 | 2 | SITE CONSTRUCTION | 024119 | SELECTIVE STRUCTURE DEMOLITION | The Contractor is required to insert and price those Items arising out of the Conditions of Contract and General Requirements of Division 01 of the Specification, which the Contractor considers to have a monetary value and the Contractor wishes to price. Example of such Items are given below. This list may be extended as required. | Conditions of Contract | A | Demolishing a column and parapet (Refer to first floor sheets) | 17 | m2 | 1360 | 601.63 | 395.25 | 808.01 | 425 | Ok |  |  | 0
49 | 2 | SITE CONSTRUCTION | 024119 | SELECTIVE STRUCTURE DEMOLITION | Demolition | Demolition | B | Demolishing beds (Slab on grade) | 73 | m2 | 1825 |  | 0 | 0 | 0 | Ok |  |  | 0
50 | 2 | SITE CONSTRUCTION | 024119 | SELECTIVE STRUCTURE DEMOLITION | The Contractor is required to insert and price those Items arising out of the Conditions of Contract and General Requirements of Division 01 of the Specification, which the Contractor considers to have a monetary value and the Contractor wishes to price. Example of such Items are given below. This list may be extended as required. | Conditions of Contract | C | Demolishing walls | 22 | m2 | 1320 |  | 0 | 0 | 0 | Ok |  |  | 0
52 | 2 | SITE CONSTRUCTION | 024119 | SELECTIVE STRUCTURE DEMOLITION | The Contractor is required to insert and price those Items arising out of the Conditions of Contract and General Requirements of Division 01 of the Specification, which the Contractor considers to have a monetary value and the Contractor wishes to price. Example of such Items are given below. This list may be extended as required. | Conditions of Contract | A | Cutting solid slab 250mm locally for shafts | 4 | m2 | 1400 | 432.56 | 93 | 772.12 | 100 | Ok |  |  | 0
53 | 2 | SITE CONSTRUCTION | 024119 | SELECTIVE STRUCTURE DEMOLITION | Alteration | Alteration | B | Cutting wall 300mm for opening of size 600x200mm | 1 | Nr | 150 |  | 0 | 0 | 0 | Ok |  |  | 0
54 | 2 | SITE CONSTRUCTION | 024119 | SELECTIVE STRUCTURE DEMOLITION | The Contractor is required to insert and price those Items arising out of the Conditions of Contract and General Requirements of Division 01 of the Specification, which the Contractor considers to have a monetary value and the Contractor wishes to price. Example of such Items are given below. This list may be extended as required. | Conditions of Contract | C | Coring through Ground beams 250mm in width | 8 | Nr | 480 |  | 0 | 0 | 0 | Ok |  |  | 0
55 | 2 | SITE CONSTRUCTION | 024119 | SELECTIVE STRUCTURE DEMOLITION | Alteration | Alteration | B | Coring through a 250mm solid slab | 19 | Nr | 950 | 745.845 | 883.5 | 608.19 | 950 | Ok |  |  | 0
56 | 2 | SITE CONSTRUCTION | 024119 | SELECTIVE STRUCTURE DEMOLITION | The Contractor is required to insert and price those Items arising out of the Conditions of Contract and General Requirements of Division 01 of the Specification, which the Contractor considers to have a monetary value and the Contractor wishes to price. Example of such Items are given below. This list may be extended as required. | Conditions of Contract | E | Coring through beams 600mm in width | 8 | Nr | 720 |  | 0 | 0 | 0 | Ok |  |  | 0
59 | 2 | SITE CONSTRUCTION | 024119 | SELECTIVE STRUCTURE DEMOLITION | Architectural Demolition | Demolish and cart away existing block (Solid and/or Hollow) and concrete elements with all finishes; including steel reinforcement, make good all disturbed surround to receive new finishes; complete; as specified, shown on Drawings and Engineer's instructions | C | Block walls of all thicknesses, approximate quantity (36m2) | 1 | Item | 5900 | 300.15 | 251.1 | 349.2 | 360 | FPE | UFPE | UFPE | 2
61 | 2 | SITE CONSTRUCTION | 024119 | SELECTIVE STRUCTURE DEMOLITION | Architectural Demolition | Demolish and cart away existing finish; including all related works, make good all disturbed surround to receive new finish; complete; as specified, shown on Drawings and Engineer's instructions | G | Floor finish of any type, approximate quantity (30m2) | 1 | Item | 0 |  | 0 | 0 | 0 | Ok |  |  | 0
62 | 2 | SITE CONSTRUCTION | 024119 | SELECTIVE STRUCTURE DEMOLITION | Architectural Demolition | Demolish and cart away existing finish; including all related works, make good all disturbed surround to receive new finish; complete; as specified, shown on Drawings and Engineer's instructions | H | Wall finish of any type, approximate quantity (10m2) | 1 | Item | 0 |  | 0 | 0 | 0 | Ok |  |  | 0
63 | 2 | SITE CONSTRUCTION | 024119 | SELECTIVE STRUCTURE DEMOLITION | Architectural Demolition | Demolish and cart away existing finish; including all related works, make good all disturbed surround to receive new finish; complete; as specified, shown on Drawings and Engineer's instructions | J | Ceiling finish of any type, approximate quantity (30m2) | 1 | Item | 0 |  | 0 | 0 | 0 | Ok |  |  | 0
66 | 2 | SITE CONSTRUCTION | 024119 | SELECTIVE STRUCTURE DEMOLITION | Architectural Demolition | Cut and cart away existing block (Solid and/or Hollow) and concrete elements with all finishes; including steel reinforcement, make good all disturbed surround to receive new finishes, construct all required reinforced concrete stiffening elements; as specified, shown on Drawings and Engineer's instructions | A | Create window opening, approximate area (3m2) | 3 | Nr | 0 |  | 0 | 0 | 0 | Ok |  |  | 0
67 | 2 | SITE CONSTRUCTION | 024119 | SELECTIVE STRUCTURE DEMOLITION | Architectural Demolition | Cut and cart away existing block (Solid and/or Hollow) and concrete elements with all finishes; including steel reinforcement, make good all disturbed surround to receive new finishes, construct all required reinforced concrete stiffening elements; as specified, shown on Drawings and Engineer's instructions | B | Create door opening, approximate area (2.5m2) | 10 | Nr | 0 |  | 0 | 0 | 0 | Ok |  |  | 0
68 | 2 | SITE CONSTRUCTION | 024119 | SELECTIVE STRUCTURE DEMOLITION | Architectural Demolition | Cut and cart away existing block (Solid and/or Hollow) and concrete elements with all finishes; including steel reinforcement, make good all disturbed surround to receive new finishes, construct all required reinforced concrete stiffening elements; as specified, shown on Drawings and Engineer's instructions | C | Resize and enlarge of window opening, approximate resized area (2m2) | 5 | Nr | 0 |  | 0 | 0 | 0 | Ok |  |  | 0
69 | 2 | SITE CONSTRUCTION | 024119 | SELECTIVE STRUCTURE DEMOLITION | Architectural Demolition | Cut and cart away existing block (Solid and/or Hollow) and concrete elements with all finishes; including steel reinforcement, make good all disturbed surround to receive new finishes, construct all required reinforced concrete stiffening elements; as specified, shown on Drawings and Engineer's instructions | A | Create Fire Cabinet openings, approximate area (1m2) | 1 | Nr | 160 | 44.305 | 37.2 | 51.41 | 125 | Ok |  |  | 0
70 | 2 | SITE CONSTRUCTION | 024119 | SELECTIVE STRUCTURE DEMOLITION | Architectural Demolition | Cut and cart away existing block (Solid and/or Hollow) and concrete elements with all finishes; including steel reinforcement, make good all disturbed surround to receive new finishes, construct all required reinforced concrete stiffening elements; as specified, shown on Drawings and Engineer's instructions | E | Create Electrical openings, approximate area (1m2) | 1 | Nr | 0 |  | 0 | 0 | 0 | Ok |  |  | 0
79 | 3 | CONCRETE | 033000 | CAST - IN PLACE CONCRETE | Architectural Demolition | Cut and cart away existing block (Solid and/or Hollow) and concrete elements with all finishes; including steel reinforcement, make good all disturbed surround to receive new finishes, construct all required reinforced concrete stiffening elements; as specified, shown on Drawings and Engineer's instructions | A | Beds (Slab on grade) | 38 | m3 | 0 |  | 0 | 0 | 0 | Ok |  |  | 0
80 | 3 | CONCRETE | 033000 | CAST - IN PLACE CONCRETE | Concrete; Compressive strength on cylinder 110 kg/cm2; Ordinary Portland cement (Type I ); plain | Concrete; Compressive strength on cylinder 110 kg/cm2; Ordinary Portland cement (Type I ); plain | B | Foundation | 6 | m3 | 0 |  | 0 | 0 | 0 | Ok |  |  | 0
81 | 3 | CONCRETE | 033000 | CAST - IN PLACE CONCRETE | Architectural Demolition | Cut and cart away existing block (Solid and/or Hollow) and concrete elements with all finishes; including steel reinforcement, make good all disturbed surround to receive new finishes, construct all required reinforced concrete stiffening elements; as specified, shown on Drawings and Engineer's instructions | C | Ground beams | 5 | m3 | 0 |  | 0 | 0 | 0 | Ok |  |  | 0
83 | 3 | CONCRETE | 033000 | CAST - IN PLACE CONCRETE | Architectural Demolition | Cut and cart away existing block (Solid and/or Hollow) and concrete elements with all finishes; including steel reinforcement, make good all disturbed surround to receive new finishes, construct all required reinforced concrete stiffening elements; as specified, shown on Drawings and Engineer's instructions | D | Strip Footings | 80 | m3 | 0 |  | 0 | 0 | 0 | Ok |  |  | 0
84 | 3 | CONCRETE | 033000 | CAST - IN PLACE CONCRETE | Concrete; Compression strength on cylinder 300 kg/cm2; Ordinary Portland cement Type I; including basic and plain finish formwork reinforced | Concrete; Compression strength on cylinder 300 kg/cm2; Ordinary Portland cement Type I; including basic and plain finish formwork reinforced | E | Ground beams | 30 | m3 | 0 |  | 0 | 0 | 0 | Ok |  |  | 0
85 | 3 | CONCRETE | 033000 | CAST - IN PLACE CONCRETE | Architectural Demolition | Cut and cart away existing block (Solid and/or Hollow) and concrete elements with all finishes; including steel reinforcement, make good all disturbed surround to receive new finishes, construct all required reinforced concrete stiffening elements; as specified, shown on Drawings and Engineer's instructions | F | Columns | 1 | m3 | 0 |  | 0 | 0 | 0 | Ok |  |  | 0
86 | 3 | CONCRETE | 033000 | CAST - IN PLACE CONCRETE | Concrete; Compression strength on cylinder 300 kg/cm2; Ordinary Portland cement Type I; including basic and plain finish formwork reinforced | Concrete; Compression strength on cylinder 300 kg/cm2; Ordinary Portland cement Type I; including basic and plain finish formwork reinforced | G | Retaining walls | 50 | m3 | 0 |  | 0 | 0 | 0 | Ok |  |  | 0
87 | 3 | CONCRETE | 033000 | CAST - IN PLACE CONCRETE | Architectural Demolition | Cut and cart away existing block (Solid and/or Hollow) and concrete elements with all finishes; including steel reinforcement, make good all disturbed surround to receive new finishes, construct all required reinforced concrete stiffening elements; as specified, shown on Drawings and Engineer's instructions | A | Solid Slab | 20 | m3 | 3000 | 2522.9 | 2213.4 | 2832.4 | 2380 | Ok |  |  | 0
88 | 3 | CONCRETE | 033000 | CAST - IN PLACE CONCRETE | Concrete; Compression strength on cylinder 300 kg/cm2; Ordinary Portland cement Type I; including basic and plain finish formwork reinforced | Concrete; Compression strength on cylinder 300 kg/cm2; Ordinary Portland cement Type I; including basic and plain finish formwork reinforced | B | Beams | 5 | m3 | 825 | 644.675 | 581.25 | 708.1 | 625 | Ok |  |  | 0
89 | 3 | CONCRETE | 033000 | CAST - IN PLACE CONCRETE | Architectural Demolition | Cut and cart away existing block (Solid and/or Hollow) and concrete elements with all finishes; including steel reinforcement, make good all disturbed surround to receive new finishes, construct all required reinforced concrete stiffening elements; as specified, shown on Drawings and Engineer's instructions | K | Stairs | 1 | m3 | 0 |  | 0 | 0 | 0 | Ok |  |  | 0
90 | 3 | CONCRETE | 033000 | CAST - IN PLACE CONCRETE | Concrete; Compression strength on cylinder 300 kg/cm2; Ordinary Portland cement Type I; including basic and plain finish formwork reinforced | Concrete; Compression strength on cylinder 300 kg/cm2; Ordinary Portland cement Type I; including basic and plain finish formwork reinforced | C | Upstands | 5 | m3 | 775 | 613.15 | 581.25 | 645.05 | 625 | Ok |  |  | 0
91 | 3 | CONCRETE | 033000 | CAST - IN PLACE CONCRETE | Architectural Demolition | Cut and cart away existing block (Solid and/or Hollow) and concrete elements with all finishes; including steel reinforcement, make good all disturbed surround to receive new finishes, construct all required reinforced concrete stiffening elements; as specified, shown on Drawings and Engineer's instructions | D | Precast panel (Thickness of 100mm, as shown on drawings) | 32 | m2 | 1440 | 798.24 | 1130.88 | 465.6 | 1216 | Ok |  |  | 0
92 | 3 | CONCRETE | 033000 | CAST - IN PLACE CONCRETE | Concrete; Compression strength on cylinder 300 kg/cm2; Ordinary Portland cement Type I; including basic and plain finish formwork reinforced | Concrete; Compression strength on cylinder 300 kg/cm2; Ordinary Portland cement Type I; including basic and plain finish formwork reinforced | E | Concrete pads | 2 | m3 | 260 | 245.26 | 232.5 | 258.02 | 250 | Ok |  |  | 0
94 | 3 | CONCRETE | 033000 | CAST - IN PLACE CONCRETE | Concrete; Compression strength on cylinder 300 kg/cm2; Ordinary Portland cement Type I; including basic and plain finish formwork reinforced | Concrete; Compression strength on cylinder 300 kg/cm2; Ordinary Portland cement Type I; including basic and plain finish formwork reinforced | B | Beds (Slab on grade) | 93 | m3 | 0 |  | 0 | 0 | 0 | Ok |  |  | 0
96 | 3 | CONCRETE | 033000 | CAST - IN PLACE CONCRETE | Concrete; Compression strength on cylinder 300 kg/cm2; Ordinary Portland cement Type I; including basic and plain finish formwork reinforced | Concrete; Compression strength on cylinder 300 kg/cm2; Ordinary Portland cement Type I; including basic and plain finish formwork reinforced | A | High yield steel | 2.5 | T | 2500 | 3950.6375 | 5454.45 | 2446.825 | 2345 | FPE | OFPE |  | 1
98 | 3 | CONCRETE | 033000 | CAST - IN PLACE CONCRETE | Concrete; Compression strength on cylinder 300 kg/cm2; Ordinary Portland cement Type I; including basic and plain finish formwork reinforced | Concrete; Compression strength on cylinder 300 kg/cm2; Ordinary Portland cement Type I; including basic and plain finish formwork reinforced | B | T10 bars | 210 | Nr | 1260 | 989.1 | 1367.1 | 611.1 | 1470 | Ok |  |  | 0
99 | 3 | CONCRETE | 033000 | CAST - IN PLACE CONCRETE | Dowel Bars Planted With Epoxy Mortar | Dowel Bars Planted With Epoxy Mortar | C | T12 bars | 330 | Nr | 2310 | 1867.8 | 2455.2 | 1280.4 | 2640 | Ok |  |  | 0
100 | 3 | CONCRETE | 033000 | CAST - IN PLACE CONCRETE | Concrete; Compression strength on cylinder 300 kg/cm2; Ordinary Portland cement Type I; including basic and plain finish formwork reinforced | Concrete; Compression strength on cylinder 300 kg/cm2; Ordinary Portland cement Type I; including basic and plain finish formwork reinforced | D | T14 bars | 102 | Nr | 816 | 674.22 | 853.74 | 494.7 | 918 | Ok |  |  | 0
101 | 3 | CONCRETE | 033000 | CAST - IN PLACE CONCRETE | Dowel Bars Planted With Epoxy Mortar | Dowel Bars Planted With Epoxy Mortar | G | T18 bars | 30 | Nr | 0 |  | 0 | 0 | 0 | Ok |  |  | 0
102 | 3 | CONCRETE | 033000 | CAST - IN PLACE CONCRETE | Concrete; Compression strength on cylinder 300 kg/cm2; Ordinary Portland cement Type I; including basic and plain finish formwork reinforced | Concrete; Compression strength on cylinder 300 kg/cm2; Ordinary Portland cement Type I; including basic and plain finish formwork reinforced | E | T20 bars | 4 | Nr | 56 | 45.52 | 48.36 | 42.68 | 52 | Ok |  |  | 0
103 | 3 | CONCRETE | 033000 | CAST - IN PLACE CONCRETE | Dowel Bars Planted With Epoxy Mortar | Dowel Bars Planted With Epoxy Mortar | F | T25 bars | 8 | Nr | 136 | 121.44 | 126.48 | 116.4 | 136 | Ok |  |  | 0
106 | 3 | CONCRETE | 035440 | CEMENT BASED SCREED | 035440 - CEMENT BASED SCREED | 035440 - CEMENT BASED SCREED | A | Roofs; 30 minimum thick | 1144 | m2 | 12584 | 5434 | 5319.6 | 5548.4 | 5720 | FPE | UFPE | UFPE | 2
107 | 3 | CONCRETE | 035440 | CEMENT BASED SCREED | Cement-sand screed; finished to receive sheet membrane; laid to falls and cross falls; to | Cement-sand screed; finished to receive sheet membrane; laid to falls and cross falls; to | B | Balcony; 50 minimum thick | 138 | m2 | 1656 | 853.53 | 770.04 | 937.02 | 828 | Ok |  |  | 0
108 | 3 | CONCRETE | 035440 | CEMENT BASED SCREED | 035440 - CEMENT BASED SCREED | 035440 - CEMENT BASED SCREED | C | Triangular fillet; 50 x 50 | 419 | m | 2095 | 2015.39 | 779.34 | 3251.44 | 628.5 | Ok |  |  | 0
110 | 3 | CONCRETE | 035440 | CEMENT BASED SCREED | 035440 - CEMENT BASED SCREED | 035440 - CEMENT BASED SCREED | D | Floors; 100 thick | 64 | m2 | 1024 | 517.44 | 476.16 | 558.72 | 512 | Ok |  |  | 0
111 | 3 | CONCRETE | 035440 | CEMENT BASED SCREED | Cement-sand screed topping; trowelled finish; to receive finish; to | Cement-sand screed topping; trowelled finish; to receive finish; to | E | Trench; 30 minimum; laid to falls | 8 | m2 | 200 | 56.6 | 74.4 | 38.8 | 80 | Ok |  |  | 0
112 | 3 | CONCRETE | 035440 | CEMENT BASED SCREED | 035440 - CEMENT BASED SCREED | 035440 - CEMENT BASED SCREED | F | Skirtings; 100 high | 70 | m | 350 | 233.45 | 195.3 | 271.6 | 210 | Ok |  |  | 0
114 | 3 | CONCRETE | 035440 | CEMENT BASED SCREED | 035440 - CEMENT BASED SCREED | 035440 - CEMENT BASED SCREED | G | To Sunken slabs | 3 | m2 | 0 |  | 0 | 0 | 0 | Ok |  |  | 0
123 | 4 | MASONRY | 042000 | UNIT MASONRY | 042000 - UNIT MASONRY | 042000 - UNIT MASONRY | A | Walls; 100 thick | 517 | m2 | 0 |  | 0 | 0 | 0 | Ok |  |  | 0
124 | 4 | MASONRY | 042000 | UNIT MASONRY | Concrete hollow blocks; ordinary Portland cement; including mortar bedding and jointing; to | Concrete hollow blocks; ordinary Portland cement; including mortar bedding and jointing; to | B | Walls; 100 thick curved | 60 | m2 | 0 |  | 0 | 0 | 0 | Ok |  |  | 0
125 | 4 | MASONRY | 042000 | UNIT MASONRY | 042000 - UNIT MASONRY | 042000 - UNIT MASONRY | C | Walls; 150 thick | 164 | m2 | 0 |  | 0 | 0 | 0 | Ok |  |  | 0
127 | 4 | MASONRY | 042000 | UNIT MASONRY | 042000 - UNIT MASONRY | 042000 - UNIT MASONRY | D | Walls; 200 thick; 30 minutes | 34 | m2 | 0 |  | 0 | 0 | 0 | Ok |  |  | 0
128 | 4 | MASONRY | 042000 | UNIT MASONRY | Concrete blocks; ordinary Portland cement; including mortar bedding and jointing; fire rated; to | Concrete blocks; ordinary Portland cement; including mortar bedding and jointing; fire rated; to | A | Walls; 100 thick; 60 minutes | 14 | m2 | 308 | 166.11 | 169.26 | 162.96 | 182 | Ok |  |  | 0
129 | 4 | MASONRY | 042000 | UNIT MASONRY | 042000 - UNIT MASONRY | 042000 - UNIT MASONRY | F | Walls; 150 thick; 60 minutes | 135 | m2 | 0 |  | 0 | 0 | 0 | Ok |  |  | 0
130 | 4 | MASONRY | 042000 | UNIT MASONRY | Concrete blocks; ordinary Portland cement; including mortar bedding and jointing; fire rated; to | Concrete blocks; ordinary Portland cement; including mortar bedding and jointing; fire rated; to | G | Walls; 200 thick; 60 minutes | 56 | m2 | 0 |  | 0 | 0 | 0 | Ok |  |  | 0
134 | 4 | MASONRY | 042313 | VERTICAL GLASS UNIT MASONRY | 042313 - VERTICAL GLASS UNIT MASONRY | 042313 - VERTICAL GLASS UNIT MASONRY | B | To external elevations | 7 | m2 | 1015 | 1063.475 | 1223.88 | 903.07 | 1316 | Ok |  |  | 0
135 | 4 | MASONRY | 042313 | VERTICAL GLASS UNIT MASONRY | Glass block partitions; including all necessary fixings and fittings materials; as specified and as shown on Drawings | Glass block partitions; including all necessary fixings and fittings materials; as specified and as shown on Drawings | C | Partitions | 22 | m2 | 3190 | 3342.35 | 3846.48 | 2838.22 | 4136 | Ok |  |  | 0
138 | 4 | MASONRY | 044200 | EXTERIOR STONE CLADDING | 044200 - EXTERIOR STONE CLADDING | 044200 - EXTERIOR STONE CLADDING | A | Walls; 30 thick | 268 | m2 | 22780 | 15703.46 | 13209.72 | 18197.2 | 14204 | FPE | UFPE | UFPE | 2
139 | 4 | MASONRY | 044200 | EXTERIOR STONE CLADDING | Limestone cladding slabs and features; 30 mm thick; best quality limestone; including backing mortar, water repellents, and all necessary fixings and fittings materials; as specified and as shown on Drawings | Limestone cladding slabs and features; 30 mm thick; best quality limestone; including backing mortar, water repellents, and all necessary fixings and fittings materials; as specified and as shown on Drawings | B | Copings; 30 thick | 30 | m2 | 2550 | 1908.75 | 1227.6 | 2589.9 | 1320 | Ok |  |  | 0
148 | 5 | METALS | 055000 | METAL FABRICATIONS | 055000 - METAL FABRICATIONS | 055000 - METAL FABRICATIONS | A | Size 400 x 3100 rise; detail 1 | 1 | Nr | 450 | 282.775 | 269.7 | 295.85 | 288 | Ok |  |  | 0
149 | 5 | METALS | 055000 | METAL FABRICATIONS | Access ladders; galvanized mild steel; comprising flat strings and bar rungs; including brackets, anchor bolts, polyurethane paint, fittings and fixings; complete; as specified and as Drg. A-502 | Access ladders; galvanized mild steel; comprising flat strings and bar rungs; including brackets, anchor bolts, polyurethane paint, fittings and fixings; complete; as specified and as Drg. A-502 | B | Size 450 x 3500 rise; with extended; detail 4 | 1 | Nr | 700 | 318.265 | 288.3 | 348.23 | 313 | Ok |  |  | 0
150 | 5 | METALS | 055000 | METAL FABRICATIONS | 055000 - METAL FABRICATIONS | 055000 - METAL FABRICATIONS | C | Size 450 x 3800 rise; with extended; detail 4 | 1 | Nr | 760 | 379.16 | 320.85 | 437.47 | 344 | Ok |  |  | 0
151 | 5 | METALS | 055000 | METAL FABRICATIONS | Access ladders; galvanized mild steel; comprising flat strings and bar rungs; including brackets, anchor bolts, polyurethane paint, fittings and fixings; complete; as specified and as Drg. A-502 | Access ladders; galvanized mild steel; comprising flat strings and bar rungs; including brackets, anchor bolts, polyurethane paint, fittings and fixings; complete; as specified and as Drg. A-502 | D | Size 450 x 4000 rise; with extended; detail 4 | 1 | Nr | 800 | 418.63 | 334.8 | 502.46 | 357 | Ok |  |  | 0
153 | 5 | METALS | 055000 | METAL FABRICATIONS | Access ladders; galvanized mild steel; comprising flat strings and bar rungs; including brackets, anchor bolts, polyurethane paint, fittings and fixings; complete; as specified and as Drg. A-502 | Access ladders; galvanized mild steel; comprising flat strings and bar rungs; including brackets, anchor bolts, polyurethane paint, fittings and fixings; complete; as specified and as Drg. A-502 | E | Type 02; size 1800 x 2300 high | 1 | Nr | 0 |  | 0 | 0 | 0 | Ok |  |  | 0
156 | 5 | METALS | 055213 | PIPE AND TUBE RAILINGS | 055213 - PIPE AND TUBE RAILINGS | 055213 - PIPE AND TUBE RAILINGS | A | 600 high; horizontal | 25 | m | 0 |  | 0 | 0 | 0 | Ok |  |  | 0
158 | 5 | METALS | 055213 | PIPE AND TUBE RAILINGS | 055213 - PIPE AND TUBE RAILINGS | 055213 - PIPE AND TUBE RAILINGS | B | 200 high; top of wall; horizontal | 3 | m | 0 |  | 0 | 0 | 0 | Ok |  |  | 0
159 | 5 | METALS | 055213 | PIPE AND TUBE RAILINGS | Steel handrail and balustrades; comprising 60 diameter tubular steel section handrail, 25 diameter steel rail and 40 x 10 steel support; including steel cover flange, anchored to concrete; fittings and fixings; complete; as specified and as Drg. A-503; detail 10 | Steel handrail and balustrades; comprising 60 diameter tubular steel section handrail, 25 diameter steel rail and 40 x 10 steel support; including steel cover flange, anchored to concrete; fittings and fixings; complete; as specified and as Drg. A-503; detail 10 | C | 200 high; top of wall; raking | 29 | m | 0 |  | 0 | 0 | 0 | Ok |  |  | 0
162 | 5 | METALS | 055300 | METAL GRATINGS | 055300 - METAL GRATINGS | 055300 - METAL GRATINGS | A | 300 wide | 6 | m | 960 | 715.41 | 697.5 | 733.32 | 750 | Ok |  |  | 0
163 | 5 | METALS | 055300 | METAL GRATINGS | Trench cover, ductile iron grating; comprising solid rectangular bearing bars; including galvanized steel angle frame set in concrete, fixings and fittings; complete; as specified and as Drg. A-501; detail 8 | Trench cover, ductile iron grating; comprising solid rectangular bearing bars; including galvanized steel angle frame set in concrete, fixings and fittings; complete; as specified and as Drg. A-501; detail 8 | B | Cover; 1000 x 1000 | 1 | Nr | 300 | 259.265 | 325.5 | 193.03 | 350 | Ok |  |  | 0
166 | 5 | METALS | 057300 | DECORATIVE METAL RAILINGS | 057300 - DECORATIVE METAL RAILINGS | 057300 - DECORATIVE METAL RAILINGS | A | 700 high horizontal | 12 | m | 2280 | 1701.78 | 1785.6 | 1617.96 | 1956 | Ok |  |  | 0
175 | 6 | WOOD AND PLASTICS | 066200 | CAST PLASTIC (GRP) FABRICATIONS | 066200 - CAST PLASTIC (GRP) FABRICATIONS | 066200 - CAST PLASTIC (GRP) FABRICATIONS | A | Size 450 wide x 3100 rise | 2 | Nr | 2170 | 1212.57 | 1395 | 1030.14 | 1500 | Ok |  |  | 0
176 | 6 | WOOD AND PLASTICS | 066200 | CAST PLASTIC (GRP) FABRICATIONS | GRP access ladder; fiber-glass composite ladder; made of pultruded tubing comprising flat strings and bar rungs coated with abrasive materials for slip resistance; including softwood stiffener, stainless steel expansion bolts, fittings and fixings; complete; as specified and as Drg. A-502; detail 5 | GRP access ladder; fiber-glass composite ladder; made of pultruded tubing comprising flat strings and bar rungs coated with abrasive materials for slip resistance; including softwood stiffener, stainless steel expansion bolts, fittings and fixings; complete; as specified and as Drg. A-502; detail 5 | B | Size 450 wide x 3450 rise | 2 | Nr | 2170 | 1324.06 | 1488 | 1160.12 | 1600 | Ok |  |  | 0
184 | 7 | THERMAL AND MOISTURE PROTECTION | 071113 | BITUMINOUS DAMPROOFING | GRP access ladder; fiber-glass composite ladder; made of pultruded tubing comprising flat strings and bar rungs coated with abrasive materials for slip resistance; including softwood stiffener, stainless steel expansion bolts, fittings and fixings; complete; as specified and as Drg. A-502; detail 5 | GRP access ladder; fiber-glass composite ladder; made of pultruded tubing comprising flat strings and bar rungs coated with abrasive materials for slip resistance; including softwood stiffener, stainless steel expansion bolts, fittings and fixings; complete; as specified and as Drg. A-502; detail 5 | A | Foundation and Walls | 420 | m2 | 0 |  | 0 | 0 | 0 | Ok |  |  | 0
185 | 7 | THERMAL AND MOISTURE PROTECTION | 071113 | BITUMINOUS DAMPROOFING | 071113 - BITUMINOUS DAMPROOFING | 071113 - BITUMINOUS DAMPROOFING | B | Ground beams | 105 | m2 | 0 |  | 0 | 0 | 0 | Ok |  |  | 0
188 | 7 | THERMAL AND MOISTURE PROTECTION | 071416 | COLD FLUID APPLIED WATERPROOFING | 071416 - COLD FLUID APPLIED WATERPROOFING | 071416 - COLD FLUID APPLIED WATERPROOFING | A | Floors and upstands in wet areas | 36 | m2 | 324 | 374.04 | 468.72 | 279.36 | 576 | Ok |  |  | 0
191 | 7 | THERMAL AND MOISTURE PROTECTION | 071800 | TRAFFIC COATINGS | 071800 - TRAFFIC COATINGS | 071800 - TRAFFIC COATINGS | B | Floors | 64 | m2 | 960 | 1373.76 | 1071.36 | 1676.16 | 1152 | Ok |  |  | 0
194 | 7 | THERMAL AND MOISTURE PROTECTION | 072100 | THERMAL INSULATION | 072100 - THERMAL INSULATION | 072100 - THERMAL INSULATION | C | Elevation, 50 thick | 40 | m2 | 260 | 323.4 | 297.6 | 349.2 | 320 | Ok |  |  | 0
195 | 7 | THERMAL AND MOISTURE PROTECTION | 072100 | THERMAL INSULATION | Extruded polystyrene insulation boards; including fittings and fixings; to | Extruded polystyrene insulation boards; including fittings and fixings; to | D | Roofs; 50 thick | 1065 | m2 | 6922.5 | 8610.525 | 7923.6 | 9297.45 | 8520 | Ok |  |  | 0
198 | 7 | THERMAL AND MOISTURE PROTECTION | 075323 | ETHYLENE-PROPYLENE DIENE-MONOMER (EPDM) ROOFING | 075323 - ETHYLENE-PROPYLENE DIENE-MONOMER (EPDM) ROOFING | 075323 - ETHYLENE-PROPYLENE DIENE-MONOMER (EPDM) ROOFING | A | Roofs | 1144 | m2 | 28600 | 46801.04 | 42556.8 | 51045.28 | 45760 | FPE | OFPE | OFPE | 2
199 | 7 | THERMAL AND MOISTURE PROTECTION | 075323 | ETHYLENE-PROPYLENE DIENE-MONOMER (EPDM) ROOFING | EPDM sheet roofing; flexible sheet formed from a terpolymer of ethylene propylene diene, black colour, fully bonded; to | EPDM sheet roofing; flexible sheet formed from a terpolymer of ethylene propylene diene, black colour, fully bonded; to | B | Balcony | 138 | m2 | 3450 | 5517.24 | 4876.92 | 6157.56 | 5244 | FPE |  | OFPE | 1
200 | 7 | THERMAL AND MOISTURE PROTECTION | 075323 | ETHYLENE-PROPYLENE DIENE-MONOMER (EPDM) ROOFING | 075323 - ETHYLENE-PROPYLENE DIENE-MONOMER (EPDM) ROOFING | 075323 - ETHYLENE-PROPYLENE DIENE-MONOMER (EPDM) ROOFING | C | Upstands | 243 | m2 | 6075 | 9715.14 | 8587.62 | 10842.66 | 9234 | FPE | OFPE | OFPE | 2
202 | 7 | THERMAL AND MOISTURE PROTECTION | 075323 | ETHYLENE-PROPYLENE DIENE-MONOMER (EPDM) ROOFING | 075323 - ETHYLENE-PROPYLENE DIENE-MONOMER (EPDM) ROOFING | 075323 - ETHYLENE-PROPYLENE DIENE-MONOMER (EPDM) ROOFING | D | Roofs | 1065 | m2 | 3195 | 15996.3 | 24761.25 | 7231.35 | 26625 | FPE | OFPE | OFPE | 2
204 | 7 | THERMAL AND MOISTURE PROTECTION | 075323 | ETHYLENE-PROPYLENE DIENE-MONOMER (EPDM) ROOFING | 075323 - ETHYLENE-PROPYLENE DIENE-MONOMER (EPDM) ROOFING | 075323 - ETHYLENE-PROPYLENE DIENE-MONOMER (EPDM) ROOFING | E | Upstands | 63 | m2 | 1134 | 824.04 | 1464.75 | 183.33 | 1575 | Ok |  |  | 0
206 | 7 | THERMAL AND MOISTURE PROTECTION | 075323 | ETHYLENE-PROPYLENE DIENE-MONOMER (EPDM) ROOFING | 075323 - ETHYLENE-PROPYLENE DIENE-MONOMER (EPDM) ROOFING | 075323 - ETHYLENE-PROPYLENE DIENE-MONOMER (EPDM) ROOFING | F | Roof; 50 thick | 1065 | m2 | 5325 | 2992.65 | 4952.25 | 1033.05 | 5325 | FPE |  | UFPE | 1
209 | 7 | THERMAL AND MOISTURE PROTECTION | 077200 | ROOF ACCESSORIES | 077200 - ROOF ACCESSORIES | 077200 - ROOF ACCESSORIES | G | Pressure plate; 40 x 3 thick; including backing cord and sealant | 419 | m | 2933 | 3938.6 | 5845.05 | 2032.15 | 6285 | FPE | OFPE |  | 1
211 | 7 | THERMAL AND MOISTURE PROTECTION | 077200 | ROOF ACCESSORIES | 077200 - ROOF ACCESSORIES | 077200 - ROOF ACCESSORIES | A | Rainwater spouts; 75 diameter, 370 long, including stainless steel saddle band, neoprene gaskets; complete; as specified and as Drg. FD-A-502; detail 9 | 12 | Nr | 600 | 468.6 | 401.76 | 535.44 | 432 | Ok |  |  | 0
213 | 7 | THERMAL AND MOISTURE PROTECTION | 077200 | ROOF ACCESSORIES | 077200 - ROOF ACCESSORIES | 077200 - ROOF ACCESSORIES | B | Size 1000 x 1000 | 4 | Nr | 1200 | 785.96 | 799.8 | 772.12 | 864 | Ok |  |  | 0
214 | 7 | THERMAL AND MOISTURE PROTECTION | 077200 | ROOF ACCESSORIES | Access hatches; comprising 2 thick galvanized pressed steel skin cover, steel angle frame set in concrete; including ironmongery, stay chain, padlock, neoprene gaskets, timber nailer, epoxy paint, fittings and fixings; complete; as specified and as Drg. FD-A-502; detail 2 | Access hatches; comprising 2 thick galvanized pressed steel skin cover, steel angle frame set in concrete; including ironmongery, stay chain, padlock, neoprene gaskets, timber nailer, epoxy paint, fittings and fixings; complete; as specified and as Drg. FD-A-502; detail 2 | C | Size 850 x 850 | 2 | Nr | 500 | 268.51 | 279 | 258.02 | 300 | Ok |  |  | 0
217 | 7 | THERMAL AND MOISTURE PROTECTION | 079200 | JOINT SEALANTS | 079200 - JOINT SEALANTS | 079200 - JOINT SEALANTS | D | Ceramic floor to plaster wall | 37 | m | 0 |  | 0 | 0 | 0 | Ok |  |  | 0
218 | 7 | THERMAL AND MOISTURE PROTECTION | 079200 | JOINT SEALANTS | Expansion joints; in finish; including metal angle trim, plaster stop and architraves, filler pieces, sealant and backing cord as appropriate; complete; as specified and as Drg. FD-A-502; detail 10 | Expansion joints; in finish; including metal angle trim, plaster stop and architraves, filler pieces, sealant and backing cord as appropriate; complete; as specified and as Drg. FD-A-502; detail 10 | D | Floor to floor | 2 | m | 60 | 48.84 | 74.4 | 23.28 | 70 | Ok |  |  | 0
219 | 7 | THERMAL AND MOISTURE PROTECTION | 079200 | JOINT SEALANTS | 079200 - JOINT SEALANTS | 079200 - JOINT SEALANTS | F | Floor to wall; ceramic | 3 | m | 0 |  | 0 | 0 | 0 | Ok |  |  | 0
220 | 7 | THERMAL AND MOISTURE PROTECTION | 079200 | JOINT SEALANTS | Expansion joints; in finish; including metal angle trim, plaster stop and architraves, filler pieces, sealant and backing cord as appropriate; complete; as specified and as Drg. FD-A-502; detail 10 | Expansion joints; in finish; including metal angle trim, plaster stop and architraves, filler pieces, sealant and backing cord as appropriate; complete; as specified and as Drg. FD-A-502; detail 10 | G | Ceiling to wall; plaster | 18 | m | 0 |  | 0 | 0 | 0 | Ok |  |  | 0
221 | 7 | THERMAL AND MOISTURE PROTECTION | 079200 | JOINT SEALANTS | 079200 - JOINT SEALANTS | 079200 - JOINT SEALANTS | A | Wall to wall; plaster | 7 | m | 175 | 154.665 | 227.85 | 81.48 | 245 | Ok |  |  | 0
222 | 7 | THERMAL AND MOISTURE PROTECTION | 079200 | JOINT SEALANTS | Expansion joints; in finish; including metal angle trim, plaster stop and architraves, filler pieces, sealant and backing cord as appropriate; complete; as specified and as Drg. FD-A-502; detail 10 | Expansion joints; in finish; including metal angle trim, plaster stop and architraves, filler pieces, sealant and backing cord as appropriate; complete; as specified and as Drg. FD-A-502; detail 10 | B | Twin curb upstand | 17 | m | 0 |  | 0 | 0 | 0 | Ok |  |  | 0
231 | 8 | OPENINGS | 081113 | HOLLOW METAL DOORS AND FRAMES | 081113 - HOLLOW METAL DOORS AND FRAMES | 081113 - HOLLOW METAL DOORS AND FRAMES | A | Leaf size S1; 1050 x 2200 high | 3 | Nr | 0 |  | 0 | 0 | 0 | Ok |  |  | 0
232 | 8 | OPENINGS | 081113 | HOLLOW METAL DOORS AND FRAMES | Flush steel doors; 43 mm thick; leaf construction type 3.constructed from steel section frame; galvanized steel sheet both skins, factory primed for painting; including fittings and fixings; complete; as specified and as Drg. A-611 | Flush steel doors; 43 mm thick; leaf construction type 3.constructed from steel section frame; galvanized steel sheet both skins, factory primed for painting; including fittings and fixings; complete; as specified and as Drg. A-611 | B | Leaf size S10; 1660 x 2200 high; double leaf; with glass vision panels | 1 | Nr | 0 |  | 0 | 0 | 0 | Ok |  |  | 0
233 | 8 | OPENINGS | 081113 | HOLLOW METAL DOORS AND FRAMES | 081113 - HOLLOW METAL DOORS AND FRAMES | 081113 - HOLLOW METAL DOORS AND FRAMES | C | Leaf size S12; 930 x 2200 high; with glass vision panel | 1 | Nr | 0 |  | 0 | 0 | 0 | Ok |  |  | 0
234 | 8 | OPENINGS | 081113 | HOLLOW METAL DOORS AND FRAMES | Flush steel doors; 43 mm thick; leaf construction type 3.constructed from steel section frame; galvanized steel sheet both skins, factory primed for painting; including fittings and fixings; complete; as specified and as Drg. A-611 | Flush steel doors; 43 mm thick; leaf construction type 3.constructed from steel section frame; galvanized steel sheet both skins, factory primed for painting; including fittings and fixings; complete; as specified and as Drg. A-611 | D | Leaf size S16; 1233 x 2200 high | 1 | Nr | 0 |  | 0 | 0 | 0 | Ok |  |  | 0
235 | 8 | OPENINGS | 081113 | HOLLOW METAL DOORS AND FRAMES | 081113 - HOLLOW METAL DOORS AND FRAMES | 081113 - HOLLOW METAL DOORS AND FRAMES | E | Leaf size S18; 1233 x 2200 high | 2 | Nr | 0 |  | 0 | 0 | 0 | Ok |  |  | 0
236 | 8 | OPENINGS | 081113 | HOLLOW METAL DOORS AND FRAMES | Flush steel doors; 43 mm thick; leaf construction type 3.constructed from steel section frame; galvanized steel sheet both skins, factory primed for painting; including fittings and fixings; complete; as specified and as Drg. A-611 | Flush steel doors; 43 mm thick; leaf construction type 3.constructed from steel section frame; galvanized steel sheet both skins, factory primed for painting; including fittings and fixings; complete; as specified and as Drg. A-611 | F | Leaf size S21; 1400 x 2200 high; double leaf | 1 | Nr | 0 |  | 0 | 0 | 0 | Ok |  |  | 0
237 | 8 | OPENINGS | 081113 | HOLLOW METAL DOORS AND FRAMES | 081113 - HOLLOW METAL DOORS AND FRAMES | 081113 - HOLLOW METAL DOORS AND FRAMES | G | Leaf size S22; 900 x 2200 high; with glass vision panel | 1 | Nr | 0 |  | 0 | 0 | 0 | Ok |  |  | 0
238 | 8 | OPENINGS | 081113 | HOLLOW METAL DOORS AND FRAMES | Flush steel doors; 43 mm thick; leaf construction type 3.constructed from steel section frame; galvanized steel sheet both skins, factory primed for painting; including fittings and fixings; complete; as specified and as Drg. A-611 | Flush steel doors; 43 mm thick; leaf construction type 3.constructed from steel section frame; galvanized steel sheet both skins, factory primed for painting; including fittings and fixings; complete; as specified and as Drg. A-611 | H | Leaf size S7; 1080 x 2200 high; with glass vision panel | 5 | Nr | 0 |  | 0 | 0 | 0 | Ok |  |  | 0
239 | 8 | OPENINGS | 081113 | HOLLOW METAL DOORS AND FRAMES | 081113 - HOLLOW METAL DOORS AND FRAMES | 081113 - HOLLOW METAL DOORS AND FRAMES | A | Leaf size S6; 1100 x 2200 high | 1 | Nr | 605 | 327.565 | 306.9 | 348.23 | 332 | Ok |  |  | 0
240 | 8 | OPENINGS | 081113 | HOLLOW METAL DOORS AND FRAMES | Flush steel doors; 43 mm thick; leaf construction type 3.constructed from steel section frame; galvanized steel sheet both skins, factory primed for painting; including fittings and fixings; complete; as specified and as Drg. A-611 | Flush steel doors; 43 mm thick; leaf construction type 3.constructed from steel section frame; galvanized steel sheet both skins, factory primed for painting; including fittings and fixings; complete; as specified and as Drg. A-611 | K | Leaf size S23; 1690 x 2200 high; double leaf; with glass vision panel | 1 | Nr | 0 |  | 0 | 0 | 0 | Ok |  |  | 0
242 | 8 | OPENINGS | 081113 | HOLLOW METAL DOORS AND FRAMES | Flush steel doors; 43 mm thick; leaf construction type 3.constructed from steel section frame; galvanized steel sheet both skins, factory primed for painting; including fittings and fixings; complete; as specified and as Drg. A-611 | Flush steel doors; 43 mm thick; leaf construction type 3.constructed from steel section frame; galvanized steel sheet both skins, factory primed for painting; including fittings and fixings; complete; as specified and as Drg. A-611 | A | Leaf size S7; 1080 x 2200 high; 60 minutes; with glass vision panel | 1 | Nr | 1029 | 483.73 | 465 | 502.46 | 488 | Ok |  |  | 0
243 | 8 | OPENINGS | 081113 | HOLLOW METAL DOORS AND FRAMES | Flush steel doors; 43 mm thick; leaf construction type 4; fire rated; constructed from steel section frame; infill with non combustible thermal insulating material, galvanized steel sheet both skins, factory primed for painting; including intumescent strip, fittings and fixings; complete; as specified and as Drg. A-611 | Flush steel doors; 43 mm thick; leaf construction type 4; fire rated; constructed from steel section frame; infill with non combustible thermal insulating material, galvanized steel sheet both skins, factory primed for painting; including intumescent strip, fittings and fixings; complete; as specified and as Drg. A-611 | B | Leaf size S1; 1050 x 2200 high; 60 minutes | 1 | Nr | 0 |  | 0 | 0 | 0 | Ok |  |  | 0
244 | 8 | OPENINGS | 081113 | HOLLOW METAL DOORS AND FRAMES | Flush steel doors; 43 mm thick; leaf construction type 3.constructed from steel section frame; galvanized steel sheet both skins, factory primed for painting; including fittings and fixings; complete; as specified and as Drg. A-611 | Flush steel doors; 43 mm thick; leaf construction type 3.constructed from steel section frame; galvanized steel sheet both skins, factory primed for painting; including fittings and fixings; complete; as specified and as Drg. A-611 | C | Leaf size S10; 1660 x 2200 high; 45 minutes; double leaf; with glass vision panel | 2 | Nr | 0 |  | 0 | 0 | 0 | Ok |  |  | 0
245 | 8 | OPENINGS | 081113 | HOLLOW METAL DOORS AND FRAMES | Flush steel doors; 43 mm thick; leaf construction type 4; fire rated; constructed from steel section frame; infill with non combustible thermal insulating material, galvanized steel sheet both skins, factory primed for painting; including intumescent strip, fittings and fixings; complete; as specified and as Drg. A-611 | Flush steel doors; 43 mm thick; leaf construction type 4; fire rated; constructed from steel section frame; infill with non combustible thermal insulating material, galvanized steel sheet both skins, factory primed for painting; including intumescent strip, fittings and fixings; complete; as specified and as Drg. A-611 | D | Leaf size S18; 1233 x 2200 high; 60 minutes | 1 | Nr | 0 |  | 0 | 0 | 0 | Ok |  |  | 0
246 | 8 | OPENINGS | 081113 | HOLLOW METAL DOORS AND FRAMES | Flush steel doors; 43 mm thick; leaf construction type 3.constructed from steel section frame; galvanized steel sheet both skins, factory primed for painting; including fittings and fixings; complete; as specified and as Drg. A-611 | Flush steel doors; 43 mm thick; leaf construction type 3.constructed from steel section frame; galvanized steel sheet both skins, factory primed for painting; including fittings and fixings; complete; as specified and as Drg. A-611 | B | Leaf size S3; 900 x 2200 high; 60 minutes | 3 | Nr | 1722 | 1102.215 | 1046.25 | 1158.18 | 1125 | Ok |  |  | 0
247 | 8 | OPENINGS | 081113 | HOLLOW METAL DOORS AND FRAMES | Flush steel doors; 43 mm thick; leaf construction type 4; fire rated; constructed from steel section frame; infill with non combustible thermal insulating material, galvanized steel sheet both skins, factory primed for painting; including intumescent strip, fittings and fixings; complete; as specified and as Drg. A-611 | Flush steel doors; 43 mm thick; leaf construction type 4; fire rated; constructed from steel section frame; infill with non combustible thermal insulating material, galvanized steel sheet both skins, factory primed for painting; including intumescent strip, fittings and fixings; complete; as specified and as Drg. A-611 | F | Leaf size S11; 1605 x 2200 high; 60 minutes; double leaf; with glass vision panel | 1 | Nr | 0 |  | 0 | 0 | 0 | Ok |  |  | 0
248 | 8 | OPENINGS | 081113 | HOLLOW METAL DOORS AND FRAMES | Flush steel doors; 43 mm thick; leaf construction type 3.constructed from steel section frame; galvanized steel sheet both skins, factory primed for painting; including fittings and fixings; complete; as specified and as Drg. A-611 | Flush steel doors; 43 mm thick; leaf construction type 3.constructed from steel section frame; galvanized steel sheet both skins, factory primed for painting; including fittings and fixings; complete; as specified and as Drg. A-611 | C | Leaf size S23; 1690 x 2200 high; 90 minutes; double leaf; with glass vision panel | 1 | Nr | 1619 | 920.16 | 874.2 | 966.12 | 938 | Ok |  |  | 0
250 | 8 | OPENINGS | 081113 | HOLLOW METAL DOORS AND FRAMES | Flush steel doors; 43 mm thick; leaf construction type 3.constructed from steel section frame; galvanized steel sheet both skins, factory primed for painting; including fittings and fixings; complete; as specified and as Drg. A-611 | Flush steel doors; 43 mm thick; leaf construction type 3.constructed from steel section frame; galvanized steel sheet both skins, factory primed for painting; including fittings and fixings; complete; as specified and as Drg. A-611 | A | Leaf size S5; 1830 x 2000 high; double leaf | 2 | Nr | 1976 | 1568.5 | 1488 | 1649 | 1600 | Ok |  |  | 0
251 | 8 | OPENINGS | 081113 | HOLLOW METAL DOORS AND FRAMES | Louvered steel doors; 43 mm thick; leaf construction type 5; galvanized; zinc coated and factory primed for painting; including fittings and fixings; complete; as specified and as Drg. A-611 | Louvered steel doors; 43 mm thick; leaf construction type 5; galvanized; zinc coated and factory primed for painting; including fittings and fixings; complete; as specified and as Drg. A-611 | B | Leaf size S17; 1830 x 2000 high; double leaf | 1 | Nr | 0 |  | 0 | 0 | 0 | Ok |  |  | 0
252 | 8 | OPENINGS | 081113 | HOLLOW METAL DOORS AND FRAMES | Flush steel doors; 43 mm thick; leaf construction type 3.constructed from steel section frame; galvanized steel sheet both skins, factory primed for painting; including fittings and fixings; complete; as specified and as Drg. A-611 | Flush steel doors; 43 mm thick; leaf construction type 3.constructed from steel section frame; galvanized steel sheet both skins, factory primed for painting; including fittings and fixings; complete; as specified and as Drg. A-611 | C | Leaf size S9; 1080 x 2000 high | 1 | Nr | 0 |  | 0 | 0 | 0 | Ok |  |  | 0
254 | 8 | OPENINGS | 081113 | HOLLOW METAL DOORS AND FRAMES | Flush steel doors; 43 mm thick; leaf construction type 3.constructed from steel section frame; galvanized steel sheet both skins, factory primed for painting; including fittings and fixings; complete; as specified and as Drg. A-611 | Flush steel doors; 43 mm thick; leaf construction type 3.constructed from steel section frame; galvanized steel sheet both skins, factory primed for painting; including fittings and fixings; complete; as specified and as Drg. A-611 | D | Leaf size S14; 930 x 2200 high; with glass vision panel; room G31 | 1 | Nr | 0 |  | 0 | 0 | 0 | Ok |  |  | 0
255 | 8 | OPENINGS | 081113 | HOLLOW METAL DOORS AND FRAMES | Special doors; including ironmongery, accessories, painting, fittings and fixings; complete; as specified and as Drg. A-611 | Special doors; including ironmongery, accessories, painting, fittings and fixings; complete; as specified and as Drg. A-611 | E | Leaf size S20; 800 x 2200 high; rooms G35, G37 | 2 | Nr | 0 |  | 0 | 0 | 0 | Ok |  |  | 0
256 | 8 | OPENINGS | 081113 | HOLLOW METAL DOORS AND FRAMES | Flush steel doors; 43 mm thick; leaf construction type 3.constructed from steel section frame; galvanized steel sheet both skins, factory primed for painting; including fittings and fixings; complete; as specified and as Drg. A-611 | Flush steel doors; 43 mm thick; leaf construction type 3.constructed from steel section frame; galvanized steel sheet both skins, factory primed for painting; including fittings and fixings; complete; as specified and as Drg. A-611 | F | Leaf size S20; 800 x 2200 high; with glass vision panel; rooms G34, G38 | 2 | Nr | 0 |  | 0 | 0 | 0 | Ok |  |  | 0
257 | 8 | OPENINGS | 081113 | HOLLOW METAL DOORS AND FRAMES | Special doors; including ironmongery, accessories, painting, fittings and fixings; complete; as specified and as Drg. A-611 | Special doors; including ironmongery, accessories, painting, fittings and fixings; complete; as specified and as Drg. A-611 | G | Leaf size S22; 900 x 2200 high; with glass vision panel; rooms G39 | 1 | Nr | 0 |  | 0 | 0 | 0 | Ok |  |  | 0
259 | 8 | OPENINGS | 081113 | HOLLOW METAL DOORS AND FRAMES | Special doors; including ironmongery, accessories, painting, fittings and fixings; complete; as specified and as Drg. A-611 | Special doors; including ironmongery, accessories, painting, fittings and fixings; complete; as specified and as Drg. A-611 | B | Type A | 300 | m | 9000 | 6136.5 | 5580 | 6693 | 6600 | FPE | UFPE |  | 1
260 | 8 | OPENINGS | 081113 | HOLLOW METAL DOORS AND FRAMES | Steel hollow door frames; zinc coated and factory primed for painting; including fixings and fillings solid with mortar; as specified and as Drg. A-611 | Steel hollow door frames; zinc coated and factory primed for painting; including fixings and fillings solid with mortar; as specified and as Drg. A-611 | J | Type C | 7 | m | 0 |  | 0 | 0 | 0 | Ok |  |  | 0
262 | 8 | OPENINGS | 081113 | HOLLOW METAL DOORS AND FRAMES | Steel hollow door frames; zinc coated and factory primed for painting; including fixings and fillings solid with mortar; as specified and as Drg. A-611 | Steel hollow door frames; zinc coated and factory primed for painting; including fixings and fillings solid with mortar; as specified and as Drg. A-611 | A | Type A; 20 minutes | 65 | m | 0 |  | 0 | 0 | 0 | Ok |  |  | 0
263 | 8 | OPENINGS | 081113 | HOLLOW METAL DOORS AND FRAMES | Steel hollow door frames; fire rated, zinc coated and factory primed for painting; including fixings and filling solid with mortar; as specified and as Drg. A-611 | Steel hollow door frames; fire rated, zinc coated and factory primed for painting; including fixings and filling solid with mortar; as specified and as Drg. A-611 | B | Type A; 45 minutes | 44 | m | 0 |  | 0 | 0 | 0 | Ok |  |  | 0
264 | 8 | OPENINGS | 081113 | HOLLOW METAL DOORS AND FRAMES | Steel hollow door frames; zinc coated and factory primed for painting; including fixings and fillings solid with mortar; as specified and as Drg. A-611 | Steel hollow door frames; zinc coated and factory primed for painting; including fixings and fillings solid with mortar; as specified and as Drg. A-611 | C | Type A; 60 minutes | 109 | m | 0 |  | 0 | 0 | 0 | Ok |  |  | 0
265 | 8 | OPENINGS | 081113 | HOLLOW METAL DOORS AND FRAMES | Steel hollow door frames; fire rated, zinc coated and factory primed for painting; including fixings and filling solid with mortar; as specified and as Drg. A-611 | Steel hollow door frames; fire rated, zinc coated and factory primed for painting; including fixings and filling solid with mortar; as specified and as Drg. A-611 | A | Type C; 90 minutes | 5 | m | 175 | 166.75 | 139.5 | 194 | 145 | Ok |  |  | 0
268 | 8 | OPENINGS | 081416 | FLUSH WOOD DOORS | 081416 - FLUSH WOOD DOORS | 081416 - FLUSH WOOD DOORS | E | Leaf size W5; 1530 x 2200 high; double leaf; with glass vision panel | 4 | Nr | 0 |  | 0 | 0 | 0 | Ok |  |  | 0
270 | 8 | OPENINGS | 081416 | FLUSH WOOD DOORS | 081416 - FLUSH WOOD DOORS | 081416 - FLUSH WOOD DOORS | A | Leaf size W1; 730 x 2200 high | 3 | Nr | 2103 | 941.79 | 725.4 | 1158.18 | 783 | Ok |  |  | 0
271 | 8 | OPENINGS | 081416 | FLUSH WOOD DOORS | Flush wood doors; semi-solid core, 43 thick, leaf construction type 1; comprising preservative treated softwood framing and noggins faced both sides with 6 mm plywood glued and pressed to framing and lipped on all edges with hardwood, faced with plastic laminated finish; including fittings and fixings; complete; as specified and as Drg. A-611 | Flush wood doors; semi-solid core, 43 thick, leaf construction type 1; comprising preservative treated softwood framing and noggins faced both sides with 6 mm plywood glued and pressed to framing and lipped on all edges with hardwood, faced with plastic laminated finish; including fittings and fixings; complete; as specified and as Drg. A-611 | B | Leaf size W11; 930 x 2200 high; with glass vision panel | 2 | Nr | 0 |  | 0 | 0 | 0 | Ok |  |  | 0
272 | 8 | OPENINGS | 081416 | FLUSH WOOD DOORS | 081416 - FLUSH WOOD DOORS | 081416 - FLUSH WOOD DOORS | C | Leaf size W12; 1080 x 2200 high; with glass vision panel | 1 | Nr | 0 |  | 0 | 0 | 0 | Ok |  |  | 0
273 | 8 | OPENINGS | 081416 | FLUSH WOOD DOORS | Flush wood doors; semi-solid core, 43 thick, leaf construction type 1; comprising preservative treated softwood framing and noggins faced both sides with 6 mm plywood glued and pressed to framing and lipped on all edges with hardwood, faced with plastic laminated finish; including fittings and fixings; complete; as specified and as Drg. A-611 | Flush wood doors; semi-solid core, 43 thick, leaf construction type 1; comprising preservative treated softwood framing and noggins faced both sides with 6 mm plywood glued and pressed to framing and lipped on all edges with hardwood, faced with plastic laminated finish; including fittings and fixings; complete; as specified and as Drg. A-611 | B | Leaf size W14; 900 x 2200 high; with glass vision panel | 1 | Nr | 845 | 359.575 | 306.9 | 412.25 | 327 | Ok |  |  | 0
274 | 8 | OPENINGS | 081416 | FLUSH WOOD DOORS | 081416 - FLUSH WOOD DOORS | 081416 - FLUSH WOOD DOORS | E | Leaf size W2; 830 x 2200 high | 5 | Nr | 0 |  | 0 | 0 | 0 | Ok |  |  | 0
275 | 8 | OPENINGS | 081416 | FLUSH WOOD DOORS | Flush wood doors; semi-solid core, 43 thick, leaf construction type 1; comprising preservative treated softwood framing and noggins faced both sides with 6 mm plywood glued and pressed to framing and lipped on all edges with hardwood, faced with plastic laminated finish; including fittings and fixings; complete; as specified and as Drg. A-611 | Flush wood doors; semi-solid core, 43 thick, leaf construction type 1; comprising preservative treated softwood framing and noggins faced both sides with 6 mm plywood glued and pressed to framing and lipped on all edges with hardwood, faced with plastic laminated finish; including fittings and fixings; complete; as specified and as Drg. A-611 | C | Leaf size W3; 930 x 2200 high | 9 | Nr | 7299 | 3119.49 | 2301.75 | 3937.23 | 2484 | FPE | UFPE | UFPE | 2
276 | 8 | OPENINGS | 081416 | FLUSH WOOD DOORS | 081416 - FLUSH WOOD DOORS | 081416 - FLUSH WOOD DOORS | D | Leaf size W4; 1080 x 2200 high | 6 | Nr | 5364 | 2326.41 | 1562.4 | 3090.42 | 1698 | FPE | UFPE |  | 1
277 | 8 | OPENINGS | 081416 | FLUSH WOOD DOORS | Flush wood doors; semi-solid core, 43 thick, leaf construction type 1; comprising preservative treated softwood framing and noggins faced both sides with 6 mm plywood glued and pressed to framing and lipped on all edges with hardwood, faced with plastic laminated finish; including fittings and fixings; complete; as specified and as Drg. A-611 | Flush wood doors; semi-solid core, 43 thick, leaf construction type 1; comprising preservative treated softwood framing and noggins faced both sides with 6 mm plywood glued and pressed to framing and lipped on all edges with hardwood, faced with plastic laminated finish; including fittings and fixings; complete; as specified and as Drg. A-611 | H | Leaf size W6; 1830 x 2200 high; double leaf; | 1 | Nr | 0 |  | 0 | 0 | 0 | Ok |  |  | 0
278 | 8 | OPENINGS | 081416 | FLUSH WOOD DOORS | 081416 - FLUSH WOOD DOORS | 081416 - FLUSH WOOD DOORS | E | Leaf size W9; 900 x 2200 high | 1 | Nr | 795 | 346.61 | 255.75 | 437.47 | 276 | Ok |  |  | 0
280 | 8 | OPENINGS | 081416 | FLUSH WOOD DOORS | 081416 - FLUSH WOOD DOORS | 081416 - FLUSH WOOD DOORS | A | Leaf size W10; 1530 x 2200 high; 60 minutes; double leaf | 1 | Nr | 0 |  | 0 | 0 | 0 | Ok |  |  | 0
282 | 8 | OPENINGS | 081416 | FLUSH WOOD DOORS | 081416 - FLUSH WOOD DOORS | 081416 - FLUSH WOOD DOORS | B | Leaf size W1; 730 x 2200 high; 45 minutes | 1 | Nr | 0 |  | 0 | 0 | 0 | Ok |  |  | 0
283 | 8 | OPENINGS | 081416 | FLUSH WOOD DOORS | Flush wood doors; solid core, 43 thick, leaf construction type 2, fire rated, comprising hardwood framing and noggins; particle core faced both sides with 6 mm plywood lipped on all edges with hardwood, faced with plastic laminated finish; including intumescent strip, fittings and fixings; complete; as specified and as Drg. A-611 | Flush wood doors; solid core, 43 thick, leaf construction type 2, fire rated, comprising hardwood framing and noggins; particle core faced both sides with 6 mm plywood lipped on all edges with hardwood, faced with plastic laminated finish; including intumescent strip, fittings and fixings; complete; as specified and as Drg. A-611 | C | Leaf size W1; 730 x 2200 high; 60 minutes | 2 | Nr | 0 |  | 0 | 0 | 0 | Ok |  |  | 0
284 | 8 | OPENINGS | 081416 | FLUSH WOOD DOORS | 081416 - FLUSH WOOD DOORS | 081416 - FLUSH WOOD DOORS | D | Leaf size W10; 1530 x 2200 high; 60 minutes; double leaf | 1 | Nr | 0 |  | 0 | 0 | 0 | Ok |  |  | 0
285 | 8 | OPENINGS | 081416 | FLUSH WOOD DOORS | Flush wood doors; solid core, 43 thick, leaf construction type 2, fire rated, comprising hardwood framing and noggins; particle core faced both sides with 6 mm plywood lipped on all edges with hardwood, faced with plastic laminated finish; including intumescent strip, fittings and fixings; complete; as specified and as Drg. A-611 | Flush wood doors; solid core, 43 thick, leaf construction type 2, fire rated, comprising hardwood framing and noggins; particle core faced both sides with 6 mm plywood lipped on all edges with hardwood, faced with plastic laminated finish; including intumescent strip, fittings and fixings; complete; as specified and as Drg. A-611 | A | Leaf size W3; 930 x 2200 high; 60 minutes | 1 | Nr | 1066 | 1148.065 | 1395 | 901.13 | 508 | Ok |  |  | 0
286 | 8 | OPENINGS | 081416 | FLUSH WOOD DOORS | 081416 - FLUSH WOOD DOORS | 081416 - FLUSH WOOD DOORS | B | Leaf size W3; 930 x 2200 high; 20 minutes | 2 | Nr | 2132 | 1273.13 | 744 | 1802.26 | 798 | Ok |  |  | 0
287 | 8 | OPENINGS | 081416 | FLUSH WOOD DOORS | Flush wood doors; solid core, 43 thick, leaf construction type 2, fire rated, comprising hardwood framing and noggins; particle core faced both sides with 6 mm plywood lipped on all edges with hardwood, faced with plastic laminated finish; including intumescent strip, fittings and fixings; complete; as specified and as Drg. A-611 | Flush wood doors; solid core, 43 thick, leaf construction type 2, fire rated, comprising hardwood framing and noggins; particle core faced both sides with 6 mm plywood lipped on all edges with hardwood, faced with plastic laminated finish; including intumescent strip, fittings and fixings; complete; as specified and as Drg. A-611 | A | Leaf size W3; 930 x 2200 high; 45 minutes | 5 | Nr | 0 |  | 0 | 0 | 0 | Ok |  |  | 0
288 | 8 | OPENINGS | 081416 | FLUSH WOOD DOORS | 081416 - FLUSH WOOD DOORS | 081416 - FLUSH WOOD DOORS | B | Leaf size W4; 1080 x 2200 high; 60 minutes | 2 | Nr | 0 |  | 0 | 0 | 0 | Ok |  |  | 0
289 | 8 | OPENINGS | 081416 | FLUSH WOOD DOORS | Flush wood doors; solid core, 43 thick, leaf construction type 2, fire rated, comprising hardwood framing and noggins; particle core faced both sides with 6 mm plywood lipped on all edges with hardwood, faced with plastic laminated finish; including intumescent strip, fittings and fixings; complete; as specified and as Drg. A-611 | Flush wood doors; solid core, 43 thick, leaf construction type 2, fire rated, comprising hardwood framing and noggins; particle core faced both sides with 6 mm plywood lipped on all edges with hardwood, faced with plastic laminated finish; including intumescent strip, fittings and fixings; complete; as specified and as Drg. A-611 | A | Leaf size W4; 1080 x 2200 high; 20 minutes | 6 | Nr | 2100 | 4980.48 | 2232 | 7728.96 | 2436 | FPE |  | OFPE | 1
290 | 8 | OPENINGS | 081416 | FLUSH WOOD DOORS | 081416 - FLUSH WOOD DOORS | 081416 - FLUSH WOOD DOORS | B | Leaf size W5; 1530 x 2200 high; 60 minutes; double leaf; with glass vision panel | 2 | Nr | 820 | 3327.24 | 2790 | 3864.48 | 3074 | FPE |  | OFPE | 1
292 | 8 | OPENINGS | 081416 | FLUSH WOOD DOORS | 081416 - FLUSH WOOD DOORS | 081416 - FLUSH WOOD DOORS | C | Type B | 10 | m | 850 | 641.75 | 604.5 | 679 | 660 | Ok |  |  | 0
294 | 8 | OPENINGS | 081416 | FLUSH WOOD DOORS | 081416 - FLUSH WOOD DOORS | 081416 - FLUSH WOOD DOORS | F | Type B; 60 minutes | 6 | m | 0 |  | 0 | 0 | 0 | Ok |  |  | 0
296 | 8 | OPENINGS | 081416 | FLUSH WOOD DOORS | 081416 - FLUSH WOOD DOORS | 081416 - FLUSH WOOD DOORS | D | Architrave; to frame type B | 48 | m | 1440 | 707.28 | 669.6 | 744.96 | 720 | Ok |  |  | 0
299 | 8 | OPENINGS | 083113 | ACCESS DOORS AND FRAMES | 083113 - ACCESS DOORS AND FRAMES | 083113 - ACCESS DOORS AND FRAMES | A | Size 600 x 600 | 2 | Nr | 400 | 656.84 | 669.6 | 644.08 | 714 | Ok |  |  | 0
301 | 8 | OPENINGS | 083113 | ACCESS DOORS AND FRAMES | 083113 - ACCESS DOORS AND FRAMES | 083113 - ACCESS DOORS AND FRAMES | B | Size 1500 x 1200 high | 1 | Nr | 350 | 300.52 | 279 | 322.04 | 305 | Ok |  |  | 0
303 | 8 | OPENINGS | 083113 | ACCESS DOORS AND FRAMES | 083113 - ACCESS DOORS AND FRAMES | 083113 - ACCESS DOORS AND FRAMES | C | Closet; size 1000 x 1950 high | 2 | Nr | 0 |  | 0 | 0 | 0 | Ok |  |  | 0
304 | 8 | OPENINGS | 083113 | ACCESS DOORS AND FRAMES | Electrical closets door; comprising 40 x 20 x 3 thick galvanized steel channel frame; 3 thick fixed steel louvers, polyurethane foam filling, with associated steel frame and hardware, factory primed for painting; including paint, ironmongery, all necessary fixings and fittings; complete; as specified and as Drg. A-501; detail 6 | Electrical closets door; comprising 40 x 20 x 3 thick galvanized steel channel frame; 3 thick fixed steel louvers, polyurethane foam filling, with associated steel frame and hardware, factory primed for painting; including paint, ironmongery, all necessary fixings and fittings; complete; as specified and as Drg. A-501; detail 6 | C | Closet; size 1400 x 1950 high | 1 | Nr | 1400 | 726.125 | 627.75 | 824.5 | 675 | Ok |  |  | 0
307 | 8 | OPENINGS | 083213 | SLIDING ALUMINIUM-FRAMED GLASS DOORS | 083213 - SLIDING ALUMINIUM-FRAMED GLASS DOORS | 083213 - SLIDING ALUMINIUM-FRAMED GLASS DOORS | A | Type 07; 2000 x 2300 high | 6 | Nr | 6072 | 14423.52 | 15624 | 13223.04 | 16812 | FPE | OFPE | OFPE | 2
308 | 8 | OPENINGS | 083213 | SLIDING ALUMINIUM-FRAMED GLASS DOORS | Sliding aluminum glass doors and screens; high performance organic PVDF coating finish; including sub frames, bedding, pointing, glazing gaskets and beads, suspension system, rails, fittings, fixings and ironmongery; glazing; as Drg. A-600 | Sliding aluminum glass doors and screens; high performance organic PVDF coating finish; including sub frames, bedding, pointing, glazing gaskets and beads, suspension system, rails, fittings, fixings and ironmongery; glazing; as Drg. A-600 | B | Type 11; 2800 x 2200 high | 1 | Nr | 1355 | 3559.255 | 3255 | 3863.51 | 3515 | FPE |  | OFPE | 1
309 | 8 | OPENINGS | 083213 | SLIDING ALUMINIUM-FRAMED GLASS DOORS | 083213 - SLIDING ALUMINIUM-FRAMED GLASS DOORS | 083213 - SLIDING ALUMINIUM-FRAMED GLASS DOORS | C | Type 27; 3550 x 2300 high | 1 | Nr | 1796 | 3992.06 | 3720 | 4264.12 | 3969 | Ok |  |  | 0
312 | 8 | OPENINGS | 084113 | ALUMINUM FRAMED ENTRANCES AND STOREFRONTS | 084113 - ALUMINUM FRAMED ENTRANCES AND STOREFRONTS | 084113 - ALUMINUM FRAMED ENTRANCES AND STOREFRONTS | D | Type 02; overall size 1800 x 2300 high | 1 | Nr | 0 |  | 0 | 0 | 0 | Ok |  |  | 0
313 | 8 | OPENINGS | 084113 | ALUMINUM FRAMED ENTRANCES AND STOREFRONTS | Aluminum alloy glazed doors and screens; high performance organic PVDF coating finish; including timber sub frames, bedding, pointing, glazing gaskets and beads, fittings, fixings and ironmongery, glazing; as Drg. A-600 | Aluminum alloy glazed doors and screens; high performance organic PVDF coating finish; including timber sub frames, bedding, pointing, glazing gaskets and beads, fittings, fixings and ironmongery, glazing; as Drg. A-600 | E | Type 20; overall size 8250 x 2900 high | 1 | Nr | 0 |  | 0 | 0 | 0 | Ok |  |  | 0
314 | 8 | OPENINGS | 084113 | ALUMINUM FRAMED ENTRANCES AND STOREFRONTS | 084113 - ALUMINUM FRAMED ENTRANCES AND STOREFRONTS | 084113 - ALUMINUM FRAMED ENTRANCES AND STOREFRONTS | F | Type 21; overall size 4660 x 2400 high | 1 | Nr | 0 |  | 0 | 0 | 0 | Ok |  |  | 0
315 | 8 | OPENINGS | 084113 | ALUMINUM FRAMED ENTRANCES AND STOREFRONTS | Aluminum alloy glazed doors and screens; high performance organic PVDF coating finish; including timber sub frames, bedding, pointing, glazing gaskets and beads, fittings, fixings and ironmongery, glazing; as Drg. A-600 | Aluminum alloy glazed doors and screens; high performance organic PVDF coating finish; including timber sub frames, bedding, pointing, glazing gaskets and beads, fittings, fixings and ironmongery, glazing; as Drg. A-600 | G | Type 24; overall size 2100 x 3900 high | 1 | Nr | 0 |  | 0 | 0 | 0 | Ok |  |  | 0
318 | 8 | OPENINGS | 085113 | ALUMINUM WINDOWS | 085113 - ALUMINUM WINDOWS | 085113 - ALUMINUM WINDOWS | A | Type 01; 1100 x 1500 high | 2 | Nr | 594 | 1869.93 | 1860 | 1879.86 | 1958 | Ok |  |  | 0
319 | 8 | OPENINGS | 085113 | ALUMINUM WINDOWS | Window and screens; aluminum alloy; high performance organic PVDF coating finish; including sub frame, fixings, bedding, pointing, glazing gaskets and beads, ironmongery, glazing; complete; as specified and as Drg. A-600 | Window and screens; aluminum alloy; high performance organic PVDF coating finish; including sub frame, fixings, bedding, pointing, glazing gaskets and beads, ironmongery, glazing; complete; as specified and as Drg. A-600 | B | Type 03; 1600 x 1500 high | 3 | Nr | 0 |  | 0 | 0 | 0 | Ok |  |  | 0
320 | 8 | OPENINGS | 085113 | ALUMINUM WINDOWS | 085113 - ALUMINUM WINDOWS | 085113 - ALUMINUM WINDOWS | C | Type 06; 1800 x 1300 high | 2 | Nr | 0 |  | 0 | 0 | 0 | Ok |  |  | 0
321 | 8 | OPENINGS | 085113 | ALUMINUM WINDOWS | Window and screens; aluminum alloy; high performance organic PVDF coating finish; including sub frame, fixings, bedding, pointing, glazing gaskets and beads, ironmongery, glazing; complete; as specified and as Drg. A-600 | Window and screens; aluminum alloy; high performance organic PVDF coating finish; including sub frame, fixings, bedding, pointing, glazing gaskets and beads, ironmongery, glazing; complete; as specified and as Drg. A-600 | D | Type 08; 1900 x 1800 high | 1 | Nr | 0 |  | 0 | 0 | 0 | Ok |  |  | 0
322 | 8 | OPENINGS | 085113 | ALUMINUM WINDOWS | 085113 - ALUMINUM WINDOWS | 085113 - ALUMINUM WINDOWS | B | Type 09; 1800 x 1300 high | 2 | Nr | 842 | 2351.9 | 2046 | 2657.8 | 2290 | Ok |  |  | 0
323 | 8 | OPENINGS | 085113 | ALUMINUM WINDOWS | Window and screens; aluminum alloy; high performance organic PVDF coating finish; including sub frame, fixings, bedding, pointing, glazing gaskets and beads, ironmongery, glazing; complete; as specified and as Drg. A-600 | Window and screens; aluminum alloy; high performance organic PVDF coating finish; including sub frame, fixings, bedding, pointing, glazing gaskets and beads, ironmongery, glazing; complete; as specified and as Drg. A-600 | F | Type 10; 900 x 1300 high | 2 | Nr | 0 |  | 0 | 0 | 0 | Ok |  |  | 0
324 | 8 | OPENINGS | 085113 | ALUMINUM WINDOWS | 085113 - ALUMINUM WINDOWS | 085113 - ALUMINUM WINDOWS | G | Type 12; 1075 x 2900 high | 2 | Nr | 0 |  | 0 | 0 | 0 | Ok |  |  | 0
325 | 8 | OPENINGS | 085113 | ALUMINUM WINDOWS | Window and screens; aluminum alloy; high performance organic PVDF coating finish; including sub frame, fixings, bedding, pointing, glazing gaskets and beads, ironmongery, glazing; complete; as specified and as Drg. A-600 | Window and screens; aluminum alloy; high performance organic PVDF coating finish; including sub frame, fixings, bedding, pointing, glazing gaskets and beads, ironmongery, glazing; complete; as specified and as Drg. A-600 | H | Type 13; 750 x 500 high | 6 | Nr | 0 |  | 0 | 0 | 0 | Ok |  |  | 0
326 | 8 | OPENINGS | 085113 | ALUMINUM WINDOWS | 085113 - ALUMINUM WINDOWS | 085113 - ALUMINUM WINDOWS | J | Type 14; 2100 x 2900 high | 2 | Nr | 0 |  | 0 | 0 | 0 | Ok |  |  | 0
327 | 8 | OPENINGS | 085113 | ALUMINUM WINDOWS | Window and screens; aluminum alloy; high performance organic PVDF coating finish; including sub frame, fixings, bedding, pointing, glazing gaskets and beads, ironmongery, glazing; complete; as specified and as Drg. A-600 | Window and screens; aluminum alloy; high performance organic PVDF coating finish; including sub frame, fixings, bedding, pointing, glazing gaskets and beads, ironmongery, glazing; complete; as specified and as Drg. A-600 | K | Type 15; 2200 x 1100 high | 1 | Nr | 0 |  | 0 | 0 | 0 | Ok |  |  | 0
328 | 8 | OPENINGS | 085113 | ALUMINUM WINDOWS | 085113 - ALUMINUM WINDOWS | 085113 - ALUMINUM WINDOWS | L | Type 16; 1400 x 1500 high | 4 | Nr | 0 |  | 0 | 0 | 0 | Ok |  |  | 0
329 | 8 | OPENINGS | 085113 | ALUMINUM WINDOWS | Window and screens; aluminum alloy; high performance organic PVDF coating finish; including sub frame, fixings, bedding, pointing, glazing gaskets and beads, ironmongery, glazing; complete; as specified and as Drg. A-600 | Window and screens; aluminum alloy; high performance organic PVDF coating finish; including sub frame, fixings, bedding, pointing, glazing gaskets and beads, ironmongery, glazing; complete; as specified and as Drg. A-600 | M | Type 17; 1450 x 1100 high | 2 | Nr | 0 |  | 0 | 0 | 0 | Ok |  |  | 0
330 | 8 | OPENINGS | 085113 | ALUMINUM WINDOWS | 085113 - ALUMINUM WINDOWS | 085113 - ALUMINUM WINDOWS | C | Type 18; 1600 x 550 high | 3 | Nr | 474 | 2151.87 | 2371.5 | 1932.24 | 2556 | Ok |  |  | 0
331 | 8 | OPENINGS | 085113 | ALUMINUM WINDOWS | Window and screens; aluminum alloy; high performance organic PVDF coating finish; including sub frame, fixings, bedding, pointing, glazing gaskets and beads, ironmongery, glazing; complete; as specified and as Drg. A-600 | Window and screens; aluminum alloy; high performance organic PVDF coating finish; including sub frame, fixings, bedding, pointing, glazing gaskets and beads, ironmongery, glazing; complete; as specified and as Drg. A-600 | P | Type 22; 4275 x 2300 high | 1 | Nr | 0 |  | 0 | 0 | 0 | Ok |  |  | 0
332 | 8 | OPENINGS | 085113 | ALUMINUM WINDOWS | 085113 - ALUMINUM WINDOWS | 085113 - ALUMINUM WINDOWS | D | Type 23; 1800 x 1000 high | 1 | Nr | 324 | 910.32 | 790.5 | 1030.14 | 1000 | Ok |  |  | 0
333 | 8 | OPENINGS | 085113 | ALUMINUM WINDOWS | Window and screens; aluminum alloy; high performance organic PVDF coating finish; including sub frame, fixings, bedding, pointing, glazing gaskets and beads, ironmongery, glazing; complete; as specified and as Drg. A-600 | Window and screens; aluminum alloy; high performance organic PVDF coating finish; including sub frame, fixings, bedding, pointing, glazing gaskets and beads, ironmongery, glazing; complete; as specified and as Drg. A-600 | A | Type 26; 2750 x 1100 high | 2 | Nr | 0 |  | 0 | 0 | 0 | Ok |  |  | 0
334 | 8 | OPENINGS | 085113 | ALUMINUM WINDOWS | 085113 - ALUMINUM WINDOWS | 085113 - ALUMINUM WINDOWS | A | Type 27; 3550 x 2500 high | 1 | Nr | 1597 | 4120.89 | 3999 | 4242.78 | 4269 | FPE |  | OFPE | 1
335 | 8 | OPENINGS | 085113 | ALUMINUM WINDOWS | Window and screens; aluminum alloy; high performance organic PVDF coating finish; including sub frame, fixings, bedding, pointing, glazing gaskets and beads, ironmongery, glazing; complete; as specified and as Drg. A-600 | Window and screens; aluminum alloy; high performance organic PVDF coating finish; including sub frame, fixings, bedding, pointing, glazing gaskets and beads, ironmongery, glazing; complete; as specified and as Drg. A-600 | C | Type 28; 2400 x 2300 high | 2 | Nr | 0 |  | 0 | 0 | 0 | Ok |  |  | 0
339 | 8 | OPENINGS | 087111 | DOOR HARDWARE (SCHEDULED BY DESCRIBING PRODUCTS) | Door hardware sets; including all ironmongery and accessories as per hardware sets scheduled by describing products; as specified and as Drg. A-611 | For non fire rated doors | B | Type HW1 | 7 | Nr | 0 | 1846.425 | 1757.7 | 1935.15 | 1883 | Ok |  |  | 0
340 | 8 | OPENINGS | 087111 | DOOR HARDWARE (SCHEDULED BY DESCRIBING PRODUCTS) | Door hardware sets; including all ironmongery and accessories as per hardware sets scheduled by describing products; as specified and as Drg. A-611 | For non fire rated doors | E | Type HW10 | 1 | Nr | 0 |  | 0 | 0 | 0 | Ok |  |  | 0
341 | 8 | OPENINGS | 087111 | DOOR HARDWARE (SCHEDULED BY DESCRIBING PRODUCTS) | Door hardware sets; including all ironmongery and accessories as per hardware sets scheduled by describing products; as specified and as Drg. A-611 | For non fire rated doors | F | Type HW10a | 1 | Nr | 0 |  | 0 | 0 | 0 | Ok |  |  | 0
342 | 8 | OPENINGS | 087111 | DOOR HARDWARE (SCHEDULED BY DESCRIBING PRODUCTS) | Door hardware sets; including all ironmongery and accessories as per hardware sets scheduled by describing products; as specified and as Drg. A-611 | For non fire rated doors | G | Type HW11 | 4 | Nr | 0 |  | 0 | 0 | 0 | Ok |  |  | 0
343 | 8 | OPENINGS | 087111 | DOOR HARDWARE (SCHEDULED BY DESCRIBING PRODUCTS) | Door hardware sets; including all ironmongery and accessories as per hardware sets scheduled by describing products; as specified and as Drg. A-611 | For non fire rated doors | C | Type HW12 | 3 | Nr | 0 | 459.765 | 474.3 | 445.23 | 435 | Ok |  |  | 0
344 | 8 | OPENINGS | 087111 | DOOR HARDWARE (SCHEDULED BY DESCRIBING PRODUCTS) | Door hardware sets; including all ironmongery and accessories as per hardware sets scheduled by describing products; as specified and as Drg. A-611 | For non fire rated doors | J | Type HW14 | 1 | Nr | 0 |  | 0 | 0 | 0 | Ok |  |  | 0
345 | 8 | OPENINGS | 087111 | DOOR HARDWARE (SCHEDULED BY DESCRIBING PRODUCTS) | Door hardware sets; including all ironmongery and accessories as per hardware sets scheduled by describing products; as specified and as Drg. A-611 | For non fire rated doors | K | Type HW15 | 1 | Nr | 0 |  | 0 | 0 | 0 | Ok |  |  | 0
346 | 8 | OPENINGS | 087111 | DOOR HARDWARE (SCHEDULED BY DESCRIBING PRODUCTS) | Door hardware sets; including all ironmongery and accessories as per hardware sets scheduled by describing products; as specified and as Drg. A-611 | For non fire rated doors | D | Type HW15b | 1 | Nr | 0 | 248.17 | 232.5 | 263.84 | 257 | Ok |  |  | 0
347 | 8 | OPENINGS | 087111 | DOOR HARDWARE (SCHEDULED BY DESCRIBING PRODUCTS) | Door hardware sets; including all ironmongery and accessories as per hardware sets scheduled by describing products; as specified and as Drg. A-611 | For non fire rated doors | E | Type HW16 | 2 | Nr | 0 | 551.4 | 520.8 | 582 | 566 | Ok |  |  | 0
348 | 8 | OPENINGS | 087111 | DOOR HARDWARE (SCHEDULED BY DESCRIBING PRODUCTS) | Door hardware sets; including all ironmongery and accessories as per hardware sets scheduled by describing products; as specified and as Drg. A-611 | For non fire rated doors | N | Type HW18 | 1 | Nr | 0 |  | 0 | 0 | 0 | Ok |  |  | 0
349 | 8 | OPENINGS | 087111 | DOOR HARDWARE (SCHEDULED BY DESCRIBING PRODUCTS) | Door hardware sets; including all ironmongery and accessories as per hardware sets scheduled by describing products; as specified and as Drg. A-611 | For non fire rated doors | P | Type HW19 | 1 | Nr | 0 |  | 0 | 0 | 0 | Ok |  |  | 0
350 | 8 | OPENINGS | 087111 | DOOR HARDWARE (SCHEDULED BY DESCRIBING PRODUCTS) | Door hardware sets; including all ironmongery and accessories as per hardware sets scheduled by describing products; as specified and as Drg. A-611 | For non fire rated doors | A | Type HW19b | 1 | Nr | 0 |  | 0 | 0 | 0 | Ok |  |  | 0
351 | 8 | OPENINGS | 087111 | DOOR HARDWARE (SCHEDULED BY DESCRIBING PRODUCTS) | Door hardware sets; including all ironmongery and accessories as per hardware sets scheduled by describing products; as specified and as Drg. A-611 | For non fire rated doors | A | Type HW20 | 4 | Nr | 0 | 307.88 | 297.6 | 318.16 | 316 | Ok |  |  | 0
352 | 8 | OPENINGS | 087111 | DOOR HARDWARE (SCHEDULED BY DESCRIBING PRODUCTS) | Door hardware sets; including all ironmongery and accessories as per hardware sets scheduled by describing products; as specified and as Drg. A-611 | For non fire rated doors | B | Type HW21 | 1 | Nr | 0 | 327.645 | 483.6 | 171.69 | 522 | Ok |  |  | 0
353 | 8 | OPENINGS | 087111 | DOOR HARDWARE (SCHEDULED BY DESCRIBING PRODUCTS) | Door hardware sets; including all ironmongery and accessories as per hardware sets scheduled by describing products; as specified and as Drg. A-611 | For non fire rated doors | C | Type HW26 | 1 | Nr | 0 | 164.895 | 158.1 | 171.69 | 167 | Ok |  |  | 0
354 | 8 | OPENINGS | 087111 | DOOR HARDWARE (SCHEDULED BY DESCRIBING PRODUCTS) | Door hardware sets; including all ironmongery and accessories as per hardware sets scheduled by describing products; as specified and as Drg. A-611 | For non fire rated doors | D | Type HW27 | 1 | Nr | 0 | 371.67 | 353.4 | 389.94 | 380 | Ok |  |  | 0
355 | 8 | OPENINGS | 087111 | DOOR HARDWARE (SCHEDULED BY DESCRIBING PRODUCTS) | Door hardware sets; including all ironmongery and accessories as per hardware sets scheduled by describing products; as specified and as Drg. A-611 | For non fire rated doors | F | Type HW3 | 1 | Nr | 0 |  | 0 | 0 | 0 | Ok |  |  | 0
356 | 8 | OPENINGS | 087111 | DOOR HARDWARE (SCHEDULED BY DESCRIBING PRODUCTS) | Door hardware sets; including all ironmongery and accessories as per hardware sets scheduled by describing products; as specified and as Drg. A-611 | For non fire rated doors | E | Type HW4 | 1 | Nr | 0 | 165.865 | 158.1 | 173.63 | 169 | Ok |  |  | 0
357 | 8 | OPENINGS | 087111 | DOOR HARDWARE (SCHEDULED BY DESCRIBING PRODUCTS) | Door hardware sets; including all ironmongery and accessories as per hardware sets scheduled by describing products; as specified and as Drg. A-611 | For non fire rated doors | H | Type HW4a | 1 | Nr | 0 |  | 0 | 0 | 0 | Ok |  |  | 0
358 | 8 | OPENINGS | 087111 | DOOR HARDWARE (SCHEDULED BY DESCRIBING PRODUCTS) | Door hardware sets; including all ironmongery and accessories as per hardware sets scheduled by describing products; as specified and as Drg. A-611 | For non fire rated doors | F | Type HW5 | 1 | Nr | 0 | 120.29 | 134.85 | 105.73 | 105 | Ok |  |  | 0
359 | 8 | OPENINGS | 087111 | DOOR HARDWARE (SCHEDULED BY DESCRIBING PRODUCTS) | Door hardware sets; including all ironmongery and accessories as per hardware sets scheduled by describing products; as specified and as Drg. A-611 | For non fire rated doors | G | Type HW6 | 2 | Nr | 0 | 177.19 | 195.3 | 159.08 | 158 | Ok |  |  | 0
360 | 8 | OPENINGS | 087111 | DOOR HARDWARE (SCHEDULED BY DESCRIBING PRODUCTS) | Door hardware sets; including all ironmongery and accessories as per hardware sets scheduled by describing products; as specified and as Drg. A-611 | For non fire rated doors | H | Type HW7 | 7 | Nr | 0 | 538.79 | 520.8 | 556.78 | 553 | Ok |  |  | 0
361 | 8 | OPENINGS | 087111 | DOOR HARDWARE (SCHEDULED BY DESCRIBING PRODUCTS) | Door hardware sets; including all ironmongery and accessories as per hardware sets scheduled by describing products; as specified and as Drg. A-611 | For non fire rated doors | M | Type HW8 | 3 | Nr | 0 |  | 0 | 0 | 0 | Ok |  |  | 0
363 | 8 | OPENINGS | 087111 | DOOR HARDWARE (SCHEDULED BY DESCRIBING PRODUCTS) | Door hardware sets; including all ironmongery and accessories as per hardware sets scheduled by describing products; as specified and as Drg. A-611 | For non fire rated doors | J | Type HW1 /F; 60 minutes | 1 | Nr | 0 | 263.775 | 251.1 | 276.45 | 269 | Ok |  |  | 0
364 | 8 | OPENINGS | 087111 | DOOR HARDWARE (SCHEDULED BY DESCRIBING PRODUCTS) | Door hardware sets; including all ironmongery and accessories as per hardware sets scheduled by describing products; as specified and as Drg. A-611 | For fire rated doors | K | Type HW10 /F; 60 minutes | 1 | Nr | 0 | 102.175 | 97.65 | 106.7 | 105 | Ok |  |  | 0
365 | 8 | OPENINGS | 087111 | DOOR HARDWARE (SCHEDULED BY DESCRIBING PRODUCTS) | Door hardware sets; including all ironmongery and accessories as per hardware sets scheduled by describing products; as specified and as Drg. A-611 | For non fire rated doors | Q | Type HW11 /F; 45 minutes | 1 | Nr | 0 |  | 0 | 0 | 0 | Ok |  |  | 0
366 | 8 | OPENINGS | 087111 | DOOR HARDWARE (SCHEDULED BY DESCRIBING PRODUCTS) | Door hardware sets; including all ironmongery and accessories as per hardware sets scheduled by describing products; as specified and as Drg. A-611 | For fire rated doors | L | Type HW11 /F; 60 minutes | 1 | Nr | 0 | 165.865 | 158.1 | 173.63 | 169 | Ok |  |  | 0
367 | 8 | OPENINGS | 087111 | DOOR HARDWARE (SCHEDULED BY DESCRIBING PRODUCTS) | Door hardware sets; including all ironmongery and accessories as per hardware sets scheduled by describing products; as specified and as Drg. A-611 | For non fire rated doors | M | Type HW13 /F; 20 minutes | 6 | Nr | 0 | 636.33 | 585.9 | 686.76 | 642 | Ok |  |  | 0
368 | 8 | OPENINGS | 087111 | DOOR HARDWARE (SCHEDULED BY DESCRIBING PRODUCTS) | Door hardware sets; including all ironmongery and accessories as per hardware sets scheduled by describing products; as specified and as Drg. A-611 | For fire rated doors | T | Type HW14 /F; 45 minutes | 2 | Nr | 0 |  | 0 | 0 | 0 | Ok |  |  | 0
369 | 8 | OPENINGS | 087111 | DOOR HARDWARE (SCHEDULED BY DESCRIBING PRODUCTS) | Door hardware sets; including all ironmongery and accessories as per hardware sets scheduled by describing products; as specified and as Drg. A-611 | For non fire rated doors | U | Type HW14 /F; 60 minutes | 1 | Nr | 0 |  | 0 | 0 | 0 | Ok |  |  | 0
370 | 8 | OPENINGS | 087111 | DOOR HARDWARE (SCHEDULED BY DESCRIBING PRODUCTS) | Door hardware sets; including all ironmongery and accessories as per hardware sets scheduled by describing products; as specified and as Drg. A-611 | For fire rated doors | A | Type HW17 /F; 60 minutes | 1 | Nr | 0 |  | 0 | 0 | 0 | Ok |  |  | 0
371 | 8 | OPENINGS | 087111 | DOOR HARDWARE (SCHEDULED BY DESCRIBING PRODUCTS) | Door hardware sets; including all ironmongery and accessories as per hardware sets scheduled by describing products; as specified and as Drg. A-611 | For non fire rated doors | B | Type HW18 /F; 60 minutes | 1 | Nr | 0 |  | 0 | 0 | 0 | Ok |  |  | 0
372 | 8 | OPENINGS | 087111 | DOOR HARDWARE (SCHEDULED BY DESCRIBING PRODUCTS) | Door hardware sets; including all ironmongery and accessories as per hardware sets scheduled by describing products; as specified and as Drg. A-611 | For fire rated doors | C | Type HW19a /F; 60 minutes | 1 | Nr | 0 |  | 0 | 0 | 0 | Ok |  |  | 0
373 | 8 | OPENINGS | 087111 | DOOR HARDWARE (SCHEDULED BY DESCRIBING PRODUCTS) | Door hardware sets; including all ironmongery and accessories as per hardware sets scheduled by describing products; as specified and as Drg. A-611 | For non fire rated doors | A | Type HW19a /F; 90 minutes | 1 | Nr | 0 | 559.33 | 558 | 560.66 | 597 | Ok |  |  | 0
374 | 8 | OPENINGS | 087111 | DOOR HARDWARE (SCHEDULED BY DESCRIBING PRODUCTS) | Door hardware sets; including all ironmongery and accessories as per hardware sets scheduled by describing products; as specified and as Drg. A-611 | For fire rated doors | E | Type HW20a /F; 60 minutes | 1 | Nr | 0 |  | 0 | 0 | 0 | Ok |  |  | 0
375 | 8 | OPENINGS | 087111 | DOOR HARDWARE (SCHEDULED BY DESCRIBING PRODUCTS) | Door hardware sets; including all ironmongery and accessories as per hardware sets scheduled by describing products; as specified and as Drg. A-611 | For non fire rated doors | B | Type HW27 /F; 60 minutes | 1 | Nr | 0 | 371.67 | 353.4 | 389.94 | 380 | Ok |  |  | 0
376 | 8 | OPENINGS | 087111 | DOOR HARDWARE (SCHEDULED BY DESCRIBING PRODUCTS) | Door hardware sets; including all ironmongery and accessories as per hardware sets scheduled by describing products; as specified and as Drg. A-611 | For fire rated doors | G | Type HW4 /F; 45 minutes | 1 | Nr | 0 |  | 0 | 0 | 0 | Ok |  |  | 0
377 | 8 | OPENINGS | 087111 | DOOR HARDWARE (SCHEDULED BY DESCRIBING PRODUCTS) | Door hardware sets; including all ironmongery and accessories as per hardware sets scheduled by describing products; as specified and as Drg. A-611 | For non fire rated doors | C | Type HW4 /F; 60 minutes | 2 | Nr | 0 | 331.73 | 316.2 | 347.26 | 338 | Ok |  |  | 0
378 | 8 | OPENINGS | 087111 | DOOR HARDWARE (SCHEDULED BY DESCRIBING PRODUCTS) | Door hardware sets; including all ironmongery and accessories as per hardware sets scheduled by describing products; as specified and as Drg. A-611 | For fire rated doors | D | Type HW5 /F; 45 minutes | 2 | Nr | 0 | 207.26 | 195.3 | 219.22 | 210 | Ok |  |  | 0
387 | 9 | FINISHES | 092400 | PORTLAND CEMENT PLASTER | 092400 - PORTLAND CEMENT PLASTER | 092400 - PORTLAND CEMENT PLASTER | A | Walls; 15 thick; internal | 1658 | m2 | 18238 | 14242.22 | 10793.58 | 17690.86 | 11606 | FPE | UFPE |  | 1
388 | 9 | FINISHES | 092400 | PORTLAND CEMENT PLASTER | Cement-sand plaster; plain finish; to | Cement-sand plaster; plain finish; to | B | Curved walls; 15 thick; internal | 47 | m2 | 0 |  | 0 | 0 | 0 | Ok |  |  | 0
389 | 9 | FINISHES | 092400 | PORTLAND CEMENT PLASTER | 092400 - PORTLAND CEMENT PLASTER | 092400 - PORTLAND CEMENT PLASTER | B | Walls; 20 thick; external | 1100 | m2 | 13200 | 10472 | 9207 | 11737 | 9900 | FPE | UFPE |  | 1
390 | 9 | FINISHES | 092400 | PORTLAND CEMENT PLASTER | Cement-sand plaster; plain finish; to | Cement-sand plaster; plain finish; to | C | Ceiling; 15 thick; internal | 399 | m2 | 4788 | 3806.46 | 2968.56 | 4644.36 | 3192 | Ok |  |  | 0
391 | 9 | FINISHES | 092400 | PORTLAND CEMENT PLASTER | 092400 - PORTLAND CEMENT PLASTER | 092400 - PORTLAND CEMENT PLASTER | D | Ceiling; 20 thick; external | 137 | m2 | 1781 | 1370.685 | 1146.69 | 1594.68 | 1233 | Ok |  |  | 0
392 | 9 | FINISHES | 092400 | PORTLAND CEMENT PLASTER | Cement-sand plaster; plain finish; to | Cement-sand plaster; plain finish; to | F | Isolated columns; 15 thick; internal | 31 | m2 | 0 |  | 0 | 0 | 0 | Ok |  |  | 0
394 | 9 | FINISHES | 092400 | PORTLAND CEMENT PLASTER | Cement-sand plaster; plain finish; to | Cement-sand plaster; plain finish; to | E | Walls; 15 thick; internal | 116 | m2 | 812 | 989.48 | 1078.8 | 900.16 | 1160 | Ok |  |  | 0
397 | 9 | FINISHES | 092900 | GYPSUM BOARD | 092900 - GYPSUM BOARD | 092900 - GYPSUM BOARD | F | Ceilings; moisture | 66 | m2 | 2310 | 1958.22 | 1227.6 | 2688.84 | 1254 | Ok |  |  | 0
400 | 9 | FINISHES | 093000 | TILING | 093000 - TILING | 093000 - TILING | A | Floors; 200 x 200 | 42 | m2 | 0 |  | 0 | 0 | 0 | Ok |  |  | 0
401 | 9 | FINISHES | 093000 | TILING | Ceramic tiles and fittings; vitrified unglazed, with non slip finish; including cement-sand screed; to | Ceramic tiles and fittings; vitrified unglazed, with non slip finish; including cement-sand screed; to | A | Floors; 300 x 300 | 15 | m2 | 750 | 440.55 | 488.25 | 392.85 | 495 | Ok |  |  | 0
402 | 9 | FINISHES | 093000 | TILING | 093000 - TILING | 093000 - TILING | B | Floors; 400 x 400 | 25 | m2 | 1250 | 758.5 | 813.75 | 703.25 | 825 | Ok |  |  | 0
403 | 9 | FINISHES | 093000 | TILING | Ceramic tiles and fittings; vitrified unglazed, with non slip finish; including cement-sand screed; to | Ceramic tiles and fittings; vitrified unglazed, with non slip finish; including cement-sand screed; to | C | Floors; 400 x 400; acid resistant | 31 | m2 | 1705 | 1012.615 | 1153.2 | 872.03 | 1178 | Ok |  |  | 0
404 | 9 | FINISHES | 093000 | TILING | 093000 - TILING | 093000 - TILING | D | Floors; 600 x 600 | 641 | m2 | 32050 | 18890.27 | 17883.9 | 19896.64 | 20512 | FPE | UFPE | UFPE | 2
405 | 9 | FINISHES | 093000 | TILING | Ceramic tiles and fittings; vitrified unglazed, with non slip finish; including cement-sand screed; to | Ceramic tiles and fittings; vitrified unglazed, with non slip finish; including cement-sand screed; to | E | Skirting; 100 high | 533 | m | 4797 | 5785.715 | 7435.35 | 4136.08 | 6929 | FPE | OFPE |  | 1
406 | 9 | FINISHES | 093000 | TILING | 093000 - TILING | 093000 - TILING | G | Curved skirting; 100 high | 11 | m | 0 |  | 0 | 0 | 0 | Ok |  |  | 0
408 | 9 | FINISHES | 093000 | TILING | 093000 - TILING | 093000 - TILING | H | Walls; 200 x 200 x 6 thick | 231 | m2 | 0 |  | 0 | 0 | 0 | Ok |  |  | 0
409 | 9 | FINISHES | 093000 | TILING | Glazed ceramic tiles and fittings; vitrified satin glazed with cushion edges and space lugs; to | Glazed ceramic tiles and fittings; vitrified satin glazed with cushion edges and space lugs; to | F | Walls; 250 x 400 x 6 thick | 116 | m2 | 4060 | 3205.08 | 2697 | 3713.16 | 2552 | Ok |  |  | 0
412 | 9 | FINISHES | 095133 | ACOUSTICAL METAL PAN CEILINGS | 095133 - ACOUSTICAL METAL PAN CEILINGS | 095133 - ACOUSTICAL METAL PAN CEILINGS | G | Ceilings | 200 | m2 | 9000 | 6670 | 5580 | 7760 | 6000 | FPE | UFPE |  | 1
414 | 9 | FINISHES | 095133 | ACOUSTICAL METAL PAN CEILINGS | 095133 - ACOUSTICAL METAL PAN CEILINGS | 095133 - ACOUSTICAL METAL PAN CEILINGS | A | Ceilings | 77 | m2 | 3465 | 3179.715 | 3222.45 | 3136.98 | 3465 | Ok |  |  | 0
417 | 9 | FINISHES | 095423 | LINEAR METAL CEILINGS | 095423 - LINEAR METAL CEILINGS | 095423 - LINEAR METAL CEILINGS | B | Ceilings | 45 | m2 | 3375 | 3075.975 | 2092.5 | 4059.45 | 2250 | Ok |  |  | 0
420 | 9 | FINISHES | 096340 | STONE FLOORING | 096340 - STONE FLOORING | 096340 - STONE FLOORING | C | Saddles; type I | 30 | m | 810 | 1352.25 | 1395 | 1309.5 | 1500 | Ok |  |  | 0
421 | 9 | FINISHES | 096340 | STONE FLOORING | Marble slabs and fittings; best quality, polished finish; including cement sand screed; complete; as specified and shown on Drawings | Marble slabs and fittings; best quality, polished finish; including cement sand screed; complete; as specified and shown on Drawings | D | Saddles; type II | 16 | m | 480 | 840.56 | 967.2 | 713.92 | 1008 | Ok |  |  | 0
422 | 9 | FINISHES | 096340 | STONE FLOORING | 096340 - STONE FLOORING | 096340 - STONE FLOORING | E | Saddles; type III | 2 | m | 60 | 121.16 | 139.5 | 102.82 | 150 | Ok |  |  | 0
423 | 9 | FINISHES | 096340 | STONE FLOORING | Marble slabs and fittings; best quality, polished finish; including cement sand screed; complete; as specified and shown on Drawings | Marble slabs and fittings; best quality, polished finish; including cement sand screed; complete; as specified and shown on Drawings | F | Treads; 300 x 30 thick; including abrasive in lay aluminium oxide | 58 | m | 0 |  | 0 | 0 | 0 | Ok |  |  | 0
424 | 9 | FINISHES | 096340 | STONE FLOORING | 096340 - STONE FLOORING | 096340 - STONE FLOORING | G | Risers; 140 x 20 thick | 58 | m | 0 |  | 0 | 0 | 0 | Ok |  |  | 0
425 | 9 | FINISHES | 096340 | STONE FLOORING | Marble slabs and fittings; best quality, polished finish; including cement sand screed; complete; as specified and shown on Drawings | Marble slabs and fittings; best quality, polished finish; including cement sand screed; complete; as specified and shown on Drawings | A | Skirtings; 100 high | 8 | m | 0 |  | 0 | 0 | 0 | Ok |  |  | 0
426 | 9 | FINISHES | 096340 | STONE FLOORING | 096340 - STONE FLOORING | 096340 - STONE FLOORING | B | Skirtings; 100 high; above nosing | 24 | m | 0 |  | 0 | 0 | 0 | Ok |  |  | 0
428 | 9 | FINISHES | 096340 | STONE FLOORING | 096340 - STONE FLOORING | 096340 - STONE FLOORING | C | Floors; 30 thick | 19 | m2 | 0 |  | 0 | 0 | 0 | Ok |  |  | 0
429 | 9 | FINISHES | 096340 | STONE FLOORING | Granite slabs and fittings; best quality; polished finish; including cement-sand screed; complete; as specified and as shown on Drawings | Granite slabs and fittings; best quality; polished finish; including cement-sand screed; complete; as specified and as shown on Drawings | D | Landing; 30 thick | 27 | m2 | 0 |  | 0 | 0 | 0 | Ok |  |  | 0
430 | 9 | FINISHES | 096340 | STONE FLOORING | 096340 - STONE FLOORING | 096340 - STONE FLOORING | E | Treads; 320 x 30 thick; including abrasive in lay aluminium oxide | 78 | m | 0 |  | 0 | 0 | 0 | Ok |  |  | 0
431 | 9 | FINISHES | 096340 | STONE FLOORING | Granite slabs and fittings; best quality; polished finish; including cement-sand screed; complete; as specified and as shown on Drawings | Granite slabs and fittings; best quality; polished finish; including cement-sand screed; complete; as specified and as shown on Drawings | F | Risers; 138 x 20 thick | 78 | m | 0 |  | 0 | 0 | 0 | Ok |  |  | 0
432 | 9 | FINISHES | 096340 | STONE FLOORING | 096340 - STONE FLOORING | 096340 - STONE FLOORING | G | Skirtings; 100 high | 51 | m | 0 |  | 0 | 0 | 0 | Ok |  |  | 0
433 | 9 | FINISHES | 096340 | STONE FLOORING | Granite slabs and fittings; best quality; polished finish; including cement-sand screed; complete; as specified and as shown on Drawings | Granite slabs and fittings; best quality; polished finish; including cement-sand screed; complete; as specified and as shown on Drawings | H | Skirtings; 100 high; above nosing | 20 | m | 0 |  | 0 | 0 | 0 | Ok |  |  | 0
434 | 9 | FINISHES | 096340 | STONE FLOORING | 096340 - STONE FLOORING | 096340 - STONE FLOORING | J | Curved treads; 320 x 30 thick; reception hall | 18 | m | 0 |  | 0 | 0 | 0 | Ok |  |  | 0
435 | 9 | FINISHES | 096340 | STONE FLOORING | Granite slabs and fittings; best quality; polished finish; including cement-sand screed; complete; as specified and as shown on Drawings | Granite slabs and fittings; best quality; polished finish; including cement-sand screed; complete; as specified and as shown on Drawings | K | Curved risers; 138 x 20 thick; reception hall | 18 | m | 0 |  | 0 | 0 | 0 | Ok |  |  | 0
438 | 9 | FINISHES | 099113 | EXTERIOR PAINTING | 099113 - EXTERIOR PAINTING | 099113 - EXTERIOR PAINTING | A | General surfaces; external | 1277 | m2 | 10854.5 | 10324.545 | 9500.88 | 11148.21 | 10216 | Ok |  |  | 0
441 | 9 | FINISHES | 099123 | INTERIOR PAINTING | 099123 - INTERIOR PAINTING | 099123 - INTERIOR PAINTING | A | General surfaces; internal | 2057 | m2 | 12342 | 11683.76 | 13391.07 | 9976.45 | 14399 | Ok |  |  | 0
442 | 9 | FINISHES | 099123 | INTERIOR PAINTING | Interior flat latex-based paint; emulsion paint, based on PVA and PVA acrylic copolymers, water resistant suitable for repeated washing and scrubbing, to concrete, masonry, render and plaster | Interior flat latex-based paint; emulsion paint, based on PVA and PVA acrylic copolymers, water resistant suitable for repeated washing and scrubbing, to concrete, masonry, render and plaster | B | General surfaces; internal; fine textured | 472 | m2 | 0 |  | 0 | 0 | 0 | Ok |  |  | 0
444 | 9 | FINISHES | 099123 | INTERIOR PAINTING | Interior flat latex-based paint; emulsion paint, based on PVA and PVA acrylic copolymers, water resistant suitable for repeated washing and scrubbing, to concrete, masonry, render and plaster | Interior flat latex-based paint; emulsion paint, based on PVA and PVA acrylic copolymers, water resistant suitable for repeated washing and scrubbing, to concrete, masonry, render and plaster | B | General surfaces | 150 | m2 | 1200 | 852 | 976.5 | 727.5 | 1050 | Ok |  |  | 0
446 | 9 | FINISHES | 099123 | INTERIOR PAINTING | Interior flat latex-based paint; emulsion paint, based on PVA and PVA acrylic copolymers, water resistant suitable for repeated washing and scrubbing, to concrete, masonry, render and plaster | Interior flat latex-based paint; emulsion paint, based on PVA and PVA acrylic copolymers, water resistant suitable for repeated washing and scrubbing, to concrete, masonry, render and plaster | D | General surfaces | 22 | m2 | 0 |  | 0 | 0 | 0 | Ok |  |  | 0
448 | 9 | FINISHES | 099123 | INTERIOR PAINTING | Interior flat latex-based paint; emulsion paint, based on PVA and PVA acrylic copolymers, water resistant suitable for repeated washing and scrubbing, to concrete, masonry, render and plaster | Interior flat latex-based paint; emulsion paint, based on PVA and PVA acrylic copolymers, water resistant suitable for repeated washing and scrubbing, to concrete, masonry, render and plaster | C | General surfaces | 5 | m2 | 175 | 142.925 | 232.5 | 53.35 | 250 | Ok |  |  | 0
451 | 9 | FINISHES | 099600 | HIGH PERFORMANCE COATINGS | 099600 - HIGH PERFORMANCE COATINGS | 099600 - HIGH PERFORMANCE COATINGS | D | Trenches; side and bottom | 7 | m2 | 210 | 179.83 | 162.75 | 196.91 | 175 | Ok |  |  | 0
453 | 9 | FINISHES | 099600 | HIGH PERFORMANCE COATINGS | 099600 - HIGH PERFORMANCE COATINGS | 099600 - HIGH PERFORMANCE COATINGS | E | General surfaces | 60 | m2 | 1200 | 1271.1 | 1785.6 | 756.6 | 1920 | Ok |  |  | 0
455 | 9 | FINISHES | 099600 | HIGH PERFORMANCE COATINGS | 099600 - HIGH PERFORMANCE COATINGS | 099600 - HIGH PERFORMANCE COATINGS | A | Surfaces of balustrade and the like; plain open type | 100 | m2 | 0 |  | 0 | 0 | 0 | Ok |  |  | 0
464 | 10 | SPECIALTIES | 101423 | PANEL SIGNAGE | 101423 - PANEL SIGNAGE | 101423 - PANEL SIGNAGE | A | Type S1; size 120 x 120 high | 6 | Nr | 300 | 1194.57 | 2232 | 157.14 | 228 | Ok |  |  | 0
465 | 10 | SPECIALTIES | 101423 | PANEL SIGNAGE | Internal sign; comprising 3 thick MP plastic face, 10 high copy & graphics, braille dots, aluminium and wood profiles; including background, screws, fittings and fixings; complete; as specified and as Drg. A-503; detail 6 | Internal sign; comprising 3 thick MP plastic face, 10 high copy & graphics, braille dots, aluminium and wood profiles; including background, screws, fittings and fixings; complete; as specified and as Drg. A-503; detail 6 | B | Type S2; size 210 x 130 high | 6 | Nr | 450 | 1511.4 | 2790 | 232.8 | 300 | Ok |  |  | 0
468 | 10 | SPECIALTIES | 102800 | TOILET, BATH AND LAUNDRY ACCESSORIES | 102800 - TOILET, BATH AND LAUNDRY ACCESSORIES | 102800 - TOILET, BATH AND LAUNDRY ACCESSORIES | C | Coat hook | 7 | Nr | 105 | 133 | 130.2 | 135.8 | 133 | Ok |  |  | 0
469 | 10 | SPECIALTIES | 102800 | TOILET, BATH AND LAUNDRY ACCESSORIES | Miscellaneous fixtures and fittings; complete; as specified and shown on Drawings | Miscellaneous fixtures and fittings; complete; as specified and shown on Drawings | D | Paper towel dispenser | 7 | Nr | 490 | 530.11 | 292.95 | 767.27 | 308 | Ok |  |  | 0
470 | 10 | SPECIALTIES | 102800 | TOILET, BATH AND LAUNDRY ACCESSORIES | 102800 - TOILET, BATH AND LAUNDRY ACCESSORIES | 102800 - TOILET, BATH AND LAUNDRY ACCESSORIES | E | Liquid soap dispenser | 7 | Nr | 350 | 333.9 | 260.4 | 407.4 | 266 | Ok |  |  | 0
471 | 10 | SPECIALTIES | 102800 | TOILET, BATH AND LAUNDRY ACCESSORIES | Miscellaneous fixtures and fittings; complete; as specified and shown on Drawings | Miscellaneous fixtures and fittings; complete; as specified and shown on Drawings | F | Grab bar; 635 long | 7 | Nr | 0 |  | 0 | 0 | 0 | Ok |  |  | 0
472 | 10 | SPECIALTIES | 102800 | TOILET, BATH AND LAUNDRY ACCESSORIES | 102800 - TOILET, BATH AND LAUNDRY ACCESSORIES | 102800 - TOILET, BATH AND LAUNDRY ACCESSORIES | G | Hinged grab bar; 770 long | 7 | Nr | 0 |  | 0 | 0 | 0 | Ok |  |  | 0
473 | 10 | SPECIALTIES | 102800 | TOILET, BATH AND LAUNDRY ACCESSORIES | Miscellaneous fixtures and fittings; complete; as specified and shown on Drawings | Miscellaneous fixtures and fittings; complete; as specified and shown on Drawings | H | Toilet paper holder | 7 | Nr | 350 | 285.075 | 162.75 | 407.4 | 175 | Ok |  |  | 0
474 | 10 | SPECIALTIES | 102800 | TOILET, BATH AND LAUNDRY ACCESSORIES | 102800 - TOILET, BATH AND LAUNDRY ACCESSORIES | 102800 - TOILET, BATH AND LAUNDRY ACCESSORIES | J | Waste receptacle | 7 | Nr | 525 | 422.17 | 260.4 | 583.94 | 266 | Ok |  |  | 0
476 | 10 | SPECIALTIES | 102800 | TOILET, BATH AND LAUNDRY ACCESSORIES | 102800 - TOILET, BATH AND LAUNDRY ACCESSORIES | 102800 - TOILET, BATH AND LAUNDRY ACCESSORIES | A | Size 450 x 600 high | 7 | Nr | 665 | 366.45 | 325.5 | 407.4 | 350 | Ok |  |  | 0
479 | 10 | SPECIALTIES | 104416 | FIRE-EXTINGUISHERS | 104416 - FIRE-EXTINGUISHERS | 104416 - FIRE-EXTINGUISHERS | B | Type FE-1 | 11 | Nr | 1320 | 721.93 | 664.95 | 778.91 | 693 | Ok |  |  | 0
480 | 10 | SPECIALTIES | 104416 | FIRE-EXTINGUISHERS | Portable fire extinguishers complete with all accessories | Portable fire extinguishers complete with all accessories | C | Type FE-2 | 8 | Nr | 960 | 612.68 | 558 | 667.36 | 600 | Ok |  |  | 0
490 | 11 | EQUIPMENT | 114000 | FOOD SERVICE EQUIPMENT | KITCHEN AREA | KITCHEN AREA | A | Walk-In Cold & Freezer Room | 1 | Nr | 0 |  | 0 | 0 | 0 | Ok |  |  | 0
491 | 11 | EQUIPMENT | 114000 | FOOD SERVICE EQUIPMENT | Storages | Storages | B | Floor Trough | 2 | Nr | 0 |  | 0 | 0 | 0 | Ok |  |  | 0
492 | 11 | EQUIPMENT | 114000 | FOOD SERVICE EQUIPMENT | KITCHEN AREA | KITCHEN AREA | C | Walk-In Cold & Freezer Room | 1 | Nr | 0 |  | 0 | 0 | 0 | Ok |  |  | 0
493 | 11 | EQUIPMENT | 114000 | FOOD SERVICE EQUIPMENT | Storages | Storages | D | Shelving | 14 | Nr | 0 |  | 0 | 0 | 0 | Ok |  |  | 0
494 | 11 | EQUIPMENT | 114000 | FOOD SERVICE EQUIPMENT | KITCHEN AREA | KITCHEN AREA | E | Shelving | 18 | Nr | 0 |  | 0 | 0 | 0 | Ok |  |  | 0
496 | 11 | EQUIPMENT | 114000 | FOOD SERVICE EQUIPMENT | KITCHEN AREA | KITCHEN AREA | F | Table w/ sink | 1 | Nr | 0 |  | 0 | 0 | 0 | Ok |  |  | 0
497 | 11 | EQUIPMENT | 114000 | FOOD SERVICE EQUIPMENT | Prewash Area | Prewash Area | G | Mixer Tap | 1 | Nr | 0 |  | 0 | 0 | 0 | Ok |  |  | 0
498 | 11 | EQUIPMENT | 114000 | FOOD SERVICE EQUIPMENT | KITCHEN AREA | KITCHEN AREA | H | Table W/ Bowl Sink - existing | 1 | Nr | 0 |  | 0 | 0 | 0 | Ok |  |  | 0
499 | 11 | EQUIPMENT | 114000 | FOOD SERVICE EQUIPMENT | Prewash Area | Prewash Area | J | Spray Gun | 1 | Nr | 0 |  | 0 | 0 | 0 | Ok |  |  | 0
500 | 11 | EQUIPMENT | 114000 | FOOD SERVICE EQUIPMENT | KITCHEN AREA | KITCHEN AREA | K | Floor Drain | 1 | Nr | 0 |  | 0 | 0 | 0 | Ok |  |  | 0
501 | 11 | EQUIPMENT | 114000 | FOOD SERVICE EQUIPMENT | Prewash Area | Prewash Area | L | Wall Cupboard- existing | 1 | Nr | 0 |  | 0 | 0 | 0 | Ok |  |  | 0
502 | 11 | EQUIPMENT | 114000 | FOOD SERVICE EQUIPMENT | KITCHEN AREA | KITCHEN AREA | M | Shelving - existing | 1 | Nr | 0 |  | 0 | 0 | 0 | Ok |  |  | 0
504 | 11 | EQUIPMENT | 114000 | FOOD SERVICE EQUIPMENT | KITCHEN AREA | KITCHEN AREA | N | Hand Wash Sink | 1 | Nr | 0 |  | 0 | 0 | 0 | Ok |  |  | 0
505 | 11 | EQUIPMENT | 114000 | FOOD SERVICE EQUIPMENT | Vegetable Preparation | Vegetable Preparation | P | Prep Table - existing | 1 | Nr | 0 |  | 0 | 0 | 0 | Ok |  |  | 0
506 | 11 | EQUIPMENT | 114000 | FOOD SERVICE EQUIPMENT | KITCHEN AREA | KITCHEN AREA | A | Mixer Tap | 2 | Nr | 0 |  | 0 | 0 | 0 | Ok |  |  | 0
507 | 11 | EQUIPMENT | 114000 | FOOD SERVICE EQUIPMENT | Vegetable Preparation | Vegetable Preparation | B | Undercounter Fridge- 1200 mm | 1 | Nr | 0 |  | 0 | 0 | 0 | Ok |  |  | 0
508 | 11 | EQUIPMENT | 114000 | FOOD SERVICE EQUIPMENT | KITCHEN AREA | KITCHEN AREA | C | Table w/ sink | 1 | Nr | 0 |  | 0 | 0 | 0 | Ok |  |  | 0
509 | 11 | EQUIPMENT | 114000 | FOOD SERVICE EQUIPMENT | Vegetable Preparation | Vegetable Preparation | D | Floor Drain | 1 | Nr | 0 |  | 0 | 0 | 0 | Ok |  |  | 0
510 | 11 | EQUIPMENT | 114000 | FOOD SERVICE EQUIPMENT | KITCHEN AREA | KITCHEN AREA | E | Potato Peeler- existing | 1 | Nr | 0 |  | 0 | 0 | 0 | Ok |  |  | 0
512 | 11 | EQUIPMENT | 114000 | FOOD SERVICE EQUIPMENT | KITCHEN AREA | KITCHEN AREA | F | Hand Wash Sink | 1 | Nr | 0 |  | 0 | 0 | 0 | Ok |  |  | 0
513 | 11 | EQUIPMENT | 114000 | FOOD SERVICE EQUIPMENT | Meat & Poultry Preparation | Meat & Poultry Preparation | G | Prep Table | 1 | Nr | 0 |  | 0 | 0 | 0 | Ok |  |  | 0
514 | 11 | EQUIPMENT | 114000 | FOOD SERVICE EQUIPMENT | KITCHEN AREA | KITCHEN AREA | H | Mixer Tap | 2 | Nr | 0 |  | 0 | 0 | 0 | Ok |  |  | 0
515 | 11 | EQUIPMENT | 114000 | FOOD SERVICE EQUIPMENT | Meat & Poultry Preparation | Meat & Poultry Preparation | J | Undercounter Fridge-1200 mm | 1 | Nr | 0 |  | 0 | 0 | 0 | Ok |  |  | 0
516 | 11 | EQUIPMENT | 114000 | FOOD SERVICE EQUIPMENT | KITCHEN AREA | KITCHEN AREA | K | Upright Fridge | 1 | Nr | 0 |  | 0 | 0 | 0 | Ok |  |  | 0
517 | 11 | EQUIPMENT | 114000 | FOOD SERVICE EQUIPMENT | Meat & Poultry Preparation | Meat & Poultry Preparation | L | Floor Drain | 1 | Nr | 0 |  | 0 | 0 | 0 | Ok |  |  | 0
518 | 11 | EQUIPMENT | 114000 | FOOD SERVICE EQUIPMENT | KITCHEN AREA | KITCHEN AREA | M | Meat Mincer- existing | 1 | Nr | 0 |  | 0 | 0 | 0 | Ok |  |  | 0
520 | 11 | EQUIPMENT | 114000 | FOOD SERVICE EQUIPMENT | KITCHEN AREA | KITCHEN AREA | N | Table w/ Double Bowl Sink | 1 | Nr | 0 |  | 0 | 0 | 0 | Ok |  |  | 0
521 | 11 | EQUIPMENT | 114000 | FOOD SERVICE EQUIPMENT | Bakery & Pastry | Bakery & Pastry | P | Undercounter Fridge-1200 mm | 2 | Nr | 0 |  | 0 | 0 | 0 | Ok |  |  | 0
522 | 11 | EQUIPMENT | 114000 | FOOD SERVICE EQUIPMENT | KITCHEN AREA | KITCHEN AREA | Q | Mixer Tap | 2 | Nr | 0 |  | 0 | 0 | 0 | Ok |  |  | 0
523 | 11 | EQUIPMENT | 114000 | FOOD SERVICE EQUIPMENT | Bakery & Pastry | Bakery & Pastry | R | Table w/ sink | 1 | Nr | 0 |  | 0 | 0 | 0 | Ok |  |  | 0
524 | 11 | EQUIPMENT | 114000 | FOOD SERVICE EQUIPMENT | KITCHEN AREA | KITCHEN AREA | S | Scale | 1 | Nr | 0 |  | 0 | 0 | 0 | Ok |  |  | 0
525 | 11 | EQUIPMENT | 114000 | FOOD SERVICE EQUIPMENT | Bakery & Pastry | Bakery & Pastry | T | Table W/ Marble Top | 1 | Nr | 0 |  | 0 | 0 | 0 | Ok |  |  | 0
526 | 11 | EQUIPMENT | 114000 | FOOD SERVICE EQUIPMENT | KITCHEN AREA | KITCHEN AREA | A | Floor Drain | 1 | Nr | 0 |  | 0 | 0 | 0 | Ok |  |  | 0
527 | 11 | EQUIPMENT | 114000 | FOOD SERVICE EQUIPMENT | Bakery & Pastry | Bakery & Pastry | B | Gas Boiling Top- 400 x 700 | 1 | Nr | 0 |  | 0 | 0 | 0 | Ok |  |  | 0
528 | 11 | EQUIPMENT | 114000 | FOOD SERVICE EQUIPMENT | KITCHEN AREA | KITCHEN AREA | C | Deck Oven | 1 | Nr | 0 |  | 0 | 0 | 0 | Ok |  |  | 0
529 | 11 | EQUIPMENT | 114000 | FOOD SERVICE EQUIPMENT | Bakery & Pastry | Bakery & Pastry | D | Exhaust Hood w/Fire Suppression System | 1 | Nr | 0 |  | 0 | 0 | 0 | Ok |  |  | 0
530 | 11 | EQUIPMENT | 114000 | FOOD SERVICE EQUIPMENT | KITCHEN AREA | KITCHEN AREA | E | Floor Drain | 1 | Nr | 0 |  | 0 | 0 | 0 | Ok |  |  | 0
531 | 11 | EQUIPMENT | 114000 | FOOD SERVICE EQUIPMENT | Bakery & Pastry | Bakery & Pastry | F | Marble Top - Mobile Worktable | 1 | Nr | 0 |  | 0 | 0 | 0 | Ok |  |  | 0
532 | 11 | EQUIPMENT | 114000 | FOOD SERVICE EQUIPMENT | KITCHEN AREA | KITCHEN AREA | G | Worktable- existing | 1 | Nr | 0 |  | 0 | 0 | 0 | Ok |  |  | 0
533 | 11 | EQUIPMENT | 114000 | FOOD SERVICE EQUIPMENT | Bakery & Pastry | Bakery & Pastry | H | Mixer- existing | 1 | Nr | 0 |  | 0 | 0 | 0 | Ok |  |  | 0
535 | 11 | EQUIPMENT | 114000 | FOOD SERVICE EQUIPMENT | Bakery & Pastry | Bakery & Pastry | J | Hand Wash Sink | 2 | Nr | 0 |  | 0 | 0 | 0 | Ok |  |  | 0
536 | 11 | EQUIPMENT | 114000 | FOOD SERVICE EQUIPMENT | Hot Kitchen | Hot Kitchen | K | Table w/ Sink- existing | 1 | Nr | 0 |  | 0 | 0 | 0 | Ok |  |  | 0
537 | 11 | EQUIPMENT | 114000 | FOOD SERVICE EQUIPMENT | Bakery & Pastry | Bakery & Pastry | L | Mixer Tap | 2 | Nr | 0 |  | 0 | 0 | 0 | Ok |  |  | 0
538 | 11 | EQUIPMENT | 114000 | FOOD SERVICE EQUIPMENT | Hot Kitchen | Hot Kitchen | M | Floor Drain | 1 | Nr | 0 |  | 0 | 0 | 0 | Ok |  |  | 0
539 | 11 | EQUIPMENT | 114000 | FOOD SERVICE EQUIPMENT | Bakery & Pastry | Bakery & Pastry | N | Fryer- existing | 1 | Nr | 0 |  | 0 | 0 | 0 | Ok |  |  | 0
540 | 11 | EQUIPMENT | 114000 | FOOD SERVICE EQUIPMENT | Hot Kitchen | Hot Kitchen | P | Ele. Chip Scuttle | 1 | Nr | 0 |  | 0 | 0 | 0 | Ok |  |  | 0
541 | 11 | EQUIPMENT | 114000 | FOOD SERVICE EQUIPMENT | Bakery & Pastry | Bakery & Pastry | Q | Gas Range | 2 | Nr | 0 |  | 0 | 0 | 0 | Ok |  |  | 0
542 | 11 | EQUIPMENT | 114000 | FOOD SERVICE EQUIPMENT | Hot Kitchen | Hot Kitchen | R | Gas Grill | 1 | Nr | 0 |  | 0 | 0 | 0 | Ok |  |  | 0
543 | 11 | EQUIPMENT | 114000 | FOOD SERVICE EQUIPMENT | Bakery & Pastry | Bakery & Pastry | S | Exhaust Hood w/ Fire Suppression System | 1 | Nr | 0 |  | 0 | 0 | 0 | Ok |  |  | 0
544 | 11 | EQUIPMENT | 114000 | FOOD SERVICE EQUIPMENT | Hot Kitchen | Hot Kitchen | T | Worktable- existing | 1 | Nr | 0 |  | 0 | 0 | 0 | Ok |  |  | 0
545 | 11 | EQUIPMENT | 114000 | FOOD SERVICE EQUIPMENT | Bakery & Pastry | Bakery & Pastry | A | Table w/ sink | 1 | Nr | 0 |  | 0 | 0 | 0 | Ok |  |  | 0
546 | 11 | EQUIPMENT | 114000 | FOOD SERVICE EQUIPMENT | Hot Kitchen | Hot Kitchen | B | Cupboard W/ Drawer- existing | 1 | Nr | 0 |  | 0 | 0 | 0 | Ok |  |  | 0
547 | 11 | EQUIPMENT | 114000 | FOOD SERVICE EQUIPMENT | Bakery & Pastry | Bakery & Pastry | C | Worktable- existing | 1 | Nr | 0 |  | 0 | 0 | 0 | Ok |  |  | 0
548 | 11 | EQUIPMENT | 114000 | FOOD SERVICE EQUIPMENT | Hot Kitchen | Hot Kitchen | D | Undercounter Fridge-1200 mm | 1 | Nr | 0 |  | 0 | 0 | 0 | Ok |  |  | 0
550 | 11 | EQUIPMENT | 114000 | FOOD SERVICE EQUIPMENT | Hot Kitchen | Hot Kitchen | E | Upright Fridge | 1 | Nr | 0 |  | 0 | 0 | 0 | Ok |  |  | 0
551 | 11 | EQUIPMENT | 114000 | FOOD SERVICE EQUIPMENT | Cold Kitchen | Cold Kitchen | F | Upright Freezer | 1 | Nr | 0 |  | 0 | 0 | 0 | Ok |  |  | 0
552 | 11 | EQUIPMENT | 114000 | FOOD SERVICE EQUIPMENT | Hot Kitchen | Hot Kitchen | G | Worktable W/ Sink | 1 | Nr | 0 |  | 0 | 0 | 0 | Ok |  |  | 0
553 | 11 | EQUIPMENT | 114000 | FOOD SERVICE EQUIPMENT | Cold Kitchen | Cold Kitchen | H | Mixer Tap | 1 | Nr | 0 |  | 0 | 0 | 0 | Ok |  |  | 0
554 | 11 | EQUIPMENT | 114000 | FOOD SERVICE EQUIPMENT | Hot Kitchen | Hot Kitchen | J | Floor Drain | 2 | Nr | 0 |  | 0 | 0 | 0 | Ok |  |  | 0
555 | 11 | EQUIPMENT | 114000 | FOOD SERVICE EQUIPMENT | Cold Kitchen | Cold Kitchen | K | Salad Table | 1 | Nr | 0 |  | 0 | 0 | 0 | Ok |  |  | 0
556 | 11 | EQUIPMENT | 114000 | FOOD SERVICE EQUIPMENT | Hot Kitchen | Hot Kitchen | L | Worktable | 1 | Nr | 0 |  | 0 | 0 | 0 | Ok |  |  | 0
557 | 11 | EQUIPMENT | 114000 | FOOD SERVICE EQUIPMENT | Cold Kitchen | Cold Kitchen | M | Undercounter Fridge | 1 | Nr | 0 |  | 0 | 0 | 0 | Ok |  |  | 0
559 | 11 | EQUIPMENT | 114000 | FOOD SERVICE EQUIPMENT | Cold Kitchen | Cold Kitchen | N | Triple Bowl Sink | 1 | Nr | 0 |  | 0 | 0 | 0 | Ok |  |  | 0
560 | 11 | EQUIPMENT | 114000 | FOOD SERVICE EQUIPMENT | Potwash Area | Potwash Area | P | Spray Gun | 1 | Nr | 0 |  | 0 | 0 | 0 | Ok |  |  | 0
561 | 11 | EQUIPMENT | 114000 | FOOD SERVICE EQUIPMENT | Cold Kitchen | Cold Kitchen | Q | Mixer Tap | 1 | Nr | 0 |  | 0 | 0 | 0 | Ok |  |  | 0
562 | 11 | EQUIPMENT | 114000 | FOOD SERVICE EQUIPMENT | Potwash Area | Potwash Area | R | Shelving unit | 3 | Nr | 0 |  | 0 | 0 | 0 | Ok |  |  | 0
563 | 11 | EQUIPMENT | 114000 | FOOD SERVICE EQUIPMENT | Cold Kitchen | Cold Kitchen | S | Floor Drain | 1 | Nr | 0 |  | 0 | 0 | 0 | Ok |  |  | 0
565 | 11 | EQUIPMENT | 114000 | FOOD SERVICE EQUIPMENT | Cold Kitchen | Cold Kitchen | A | Triple Bowl Sink | 1 | Nr | 0 |  | 0 | 0 | 0 | Ok |  |  | 0
566 | 11 | EQUIPMENT | 114000 | FOOD SERVICE EQUIPMENT | Dishwash Area | Dishwash Area | B | Spray Gun | 1 | Nr | 0 |  | 0 | 0 | 0 | Ok |  |  | 0
567 | 11 | EQUIPMENT | 114000 | FOOD SERVICE EQUIPMENT | Cold Kitchen | Cold Kitchen | C | Mixer Tap | 1 | Nr | 0 |  | 0 | 0 | 0 | Ok |  |  | 0
568 | 11 | EQUIPMENT | 114000 | FOOD SERVICE EQUIPMENT | Dishwash Area | Dishwash Area | D | Shelving unit | 5 | Nr | 0 |  | 0 | 0 | 0 | Ok |  |  | 0
569 | 11 | EQUIPMENT | 114000 | FOOD SERVICE EQUIPMENT | Cold Kitchen | Cold Kitchen | E | Floor Drain | 1 | Nr | 0 |  | 0 | 0 | 0 | Ok |  |  | 0
571 | 11 | EQUIPMENT | 114000 | FOOD SERVICE EQUIPMENT | Cold Kitchen | Cold Kitchen | F | Hand Wash Sink | 2 | Nr | 0 |  | 0 | 0 | 0 | Ok |  |  | 0
572 | 11 | EQUIPMENT | 114000 | FOOD SERVICE EQUIPMENT | Corridor | Corridor | G | Container Trolleys | 3 | Nr | 0 |  | 0 | 0 | 0 | Ok |  |  | 0
573 | 11 | EQUIPMENT | 114000 | FOOD SERVICE EQUIPMENT | Cold Kitchen | Cold Kitchen | H | Platform Scale | 1 | Nr | 0 |  | 0 | 0 | 0 | Ok |  |  | 0
575 | 11 | EQUIPMENT | 114000 | FOOD SERVICE EQUIPMENT | Cold Kitchen | Cold Kitchen | J | Hand Wash Sink | 1 | Nr | 0 |  | 0 | 0 | 0 | Ok |  |  | 0
576 | 11 | EQUIPMENT | 114000 | FOOD SERVICE EQUIPMENT | Plating Area | Plating Area | K | Floor Drain | 1 | Nr | 0 |  | 0 | 0 | 0 | Ok |  |  | 0
577 | 11 | EQUIPMENT | 114000 | FOOD SERVICE EQUIPMENT | Cold Kitchen | Cold Kitchen | L | Cupboard Table- existing | 2 | Nr | 0 |  | 0 | 0 | 0 | Ok |  |  | 0
578 | 11 | EQUIPMENT | 114000 | FOOD SERVICE EQUIPMENT | Plating Area | Plating Area | M | Worktable | 1 | Nr | 0 |  | 0 | 0 | 0 | Ok |  |  | 0
579 | 11 | EQUIPMENT | 114000 | FOOD SERVICE EQUIPMENT | Cold Kitchen | Cold Kitchen | N | Mobile Worktable | 1 | Nr | 0 |  | 0 | 0 | 0 | Ok |  |  | 0
580 | 11 | EQUIPMENT | 114000 | FOOD SERVICE EQUIPMENT | Plating Area | Plating Area | P | Mobile Hot Cupboard | 1 | Nr | 0 |  | 0 | 0 | 0 | Ok |  |  | 0
583 | 11 | EQUIPMENT | 117000 | LAUNDRY EQUIPMENT | 117000 - LAUNDRY EQUIPMENT | 117000 - LAUNDRY EQUIPMENT | A | Hand Wash Sink | 2 | Nr | 0 |  | 0 | 0 | 0 | Ok |  |  | 0
584 | 11 | EQUIPMENT | 117000 | LAUNDRY EQUIPMENT | LAUNDRY | LAUNDRY | B | Platform Scale | 1 | Nr | 0 |  | 0 | 0 | 0 | Ok |  |  | 0
585 | 11 | EQUIPMENT | 117000 | LAUNDRY EQUIPMENT | 117000 - LAUNDRY EQUIPMENT | 117000 - LAUNDRY EQUIPMENT | C | Table w/ sink | 1 | Nr | 0 |  | 0 | 0 | 0 | Ok |  |  | 0
586 | 11 | EQUIPMENT | 117000 | LAUNDRY EQUIPMENT | LAUNDRY | LAUNDRY | D | Mixer Tap | 1 | Nr | 0 |  | 0 | 0 | 0 | Ok |  |  | 0
587 | 11 | EQUIPMENT | 117000 | LAUNDRY EQUIPMENT | 117000 - LAUNDRY EQUIPMENT | 117000 - LAUNDRY EQUIPMENT | E | Dirty Linen Trolley (existing) | 2 | Nr | 0 |  | 0 | 0 | 0 | Ok |  |  | 0
588 | 11 | EQUIPMENT | 117000 | LAUNDRY EQUIPMENT | LAUNDRY | LAUNDRY | F | Spin Dryer (existing) | 1 | Nr | 0 |  | 0 | 0 | 0 | Ok |  |  | 0
589 | 11 | EQUIPMENT | 117000 | LAUNDRY EQUIPMENT | 117000 - LAUNDRY EQUIPMENT | 117000 - LAUNDRY EQUIPMENT | G | 25 Kg Extractor Washer (existing) | 1 | Nr | 0 |  | 0 | 0 | 0 | Ok |  |  | 0
590 | 11 | EQUIPMENT | 117000 | LAUNDRY EQUIPMENT | LAUNDRY | LAUNDRY | H | 36 Kg Extractor Washer | 1 | Nr | 0 |  | 0 | 0 | 0 | Ok |  |  | 0
591 | 11 | EQUIPMENT | 117000 | LAUNDRY EQUIPMENT | 117000 - LAUNDRY EQUIPMENT | 117000 - LAUNDRY EQUIPMENT | J | 7 Kg Extractor Washer (existing) | 1 | Nr | 0 |  | 0 | 0 | 0 | Ok |  |  | 0
592 | 11 | EQUIPMENT | 117000 | LAUNDRY EQUIPMENT | LAUNDRY | LAUNDRY | K | 16 Kg Dryer (existing) | 1 | Nr | 0 |  | 0 | 0 | 0 | Ok |  |  | 0
593 | 11 | EQUIPMENT | 117000 | LAUNDRY EQUIPMENT | 117000 - LAUNDRY EQUIPMENT | 117000 - LAUNDRY EQUIPMENT | L | Flat Ironer | 1 | Nr | 0 |  | 0 | 0 | 0 | Ok |  |  | 0
594 | 11 | EQUIPMENT | 117000 | LAUNDRY EQUIPMENT | LAUNDRY | LAUNDRY | M | Mobile Worktable | 1 | Nr | 0 |  | 0 | 0 | 0 | Ok |  |  | 0
595 | 11 | EQUIPMENT | 117000 | LAUNDRY EQUIPMENT | 117000 - LAUNDRY EQUIPMENT | 117000 - LAUNDRY EQUIPMENT | N | Utility Press (existing) | 1 | Nr | 0 |  | 0 | 0 | 0 | Ok |  |  | 0
596 | 11 | EQUIPMENT | 117000 | LAUNDRY EQUIPMENT | LAUNDRY | LAUNDRY | P | Ironer | 2 | Nr | 0 |  | 0 | 0 | 0 | Ok |  |  | 0
597 | 11 | EQUIPMENT | 117000 | LAUNDRY EQUIPMENT | 117000 - LAUNDRY EQUIPMENT | 117000 - LAUNDRY EQUIPMENT | Q | Clean Linen Trolley (existing) | 2 | Nr | 0 |  | 0 | 0 | 0 | Ok |  |  | 0
598 | 11 | EQUIPMENT | 117000 | LAUNDRY EQUIPMENT | LAUNDRY | LAUNDRY | R | Mobile Worktable | 2 | Nr | 0 |  | 0 | 0 | 0 | Ok |  |  | 0
599 | 11 | EQUIPMENT | 117000 | LAUNDRY EQUIPMENT | 117000 - LAUNDRY EQUIPMENT | 117000 - LAUNDRY EQUIPMENT | S | Hanging Rail | 1 | Nr | 0 |  | 0 | 0 | 0 | Ok |  |  | 0
600 | 11 | EQUIPMENT | 117000 | LAUNDRY EQUIPMENT | LAUNDRY | LAUNDRY | T | Sewing Machine (existing) | 1 | Nr | 0 |  | 0 | 0 | 0 | Ok |  |  | 0
609 | 12 | FURNISHINGS | 123640 | STONE CONTERTOPS | 123640 - STONE CONTERTOPS | 123640 - STONE CONTERTOPS | A | Overall size 640 x 1200 high; straight, curved | 6 | m | 2100 | 1933.8 | 2092.5 | 1775.1 | 2250 | Ok |  |  | 0
611 | 12 | FURNISHINGS | 123640 | STONE CONTERTOPS | 123640 - STONE CONTERTOPS | 123640 - STONE CONTERTOPS | B | 600 wide | 23 | m | 6440 | 3393.305 | 3529.35 | 3257.26 | 3749 | FPE | UFPE | UFPE | 2
612 | 12 | FURNISHINGS | 123640 | STONE CONTERTOPS | Pantry worktop; 30 thick granite; including 20 thick backsplash, supports and fixings; complete; as specified and as Drg. A-501; detail 14 | Pantry worktop; 30 thick granite; including 20 thick backsplash, supports and fixings; complete; as specified and as Drg. A-501; detail 14 | C | 600 wide; U shape | 7 | m | 2352 | 1245.23 | 1139.25 | 1351.21 | 1225 | Ok |  |  | 0
613 | 12 | FURNISHINGS | 123640 | STONE CONTERTOPS | 123640 - STONE CONTERTOPS | 123640 - STONE CONTERTOPS | D | 750 wide; curved | 12 | m | 0 |  | 0 | 0 | 0 | Ok |  |  | 0
616 | 12 | FURNISHINGS | 124813 | ENTRANCE FLOOR MATS AND FRAME | 124813 - ENTRANCE FLOOR MATS AND FRAME | 124813 - ENTRANCE FLOOR MATS AND FRAME | A | Size 800 x 2400 | 1 | Nr | 1344 |  | 0 | 0 | 0 | Ok |  |  | 0
617 | 12 | FURNISHINGS | 124813 | ENTRANCE FLOOR MATS AND FRAME | Door mats and frames; corrugated rubber mat strips with aluminium slates; including aluminium frame with patent-clip-on polypropylene corner brackets for building in; including cement-sand screed levelling; complete; as specified and as Drg. A-501; detail 15 | Door mats and frames; corrugated rubber mat strips with aluminium slates; including aluminium frame with patent-clip-on polypropylene corner brackets for building in; including cement-sand screed levelling; complete; as specified and as Drg. A-501; detail 15 | B | Size 1000 x 1800 | 1 | Nr | 1260 |  | 0 | 0 | 0 | Ok |  |  | 0
618 | 12 | FURNISHINGS | 124813 | ENTRANCE FLOOR MATS AND FRAME | 124813 - ENTRANCE FLOOR MATS AND FRAME | 124813 - ENTRANCE FLOOR MATS AND FRAME | C | Size 600 x 1750 | 1 | Nr | 735 |  | 0 | 0 | 0 | Ok |  |  | 0
627 | 14 | CONVEYING EQUIPMENT | 142100 | ELECTRIC TRACTION ELEVATORS | 142100 - ELECTRIC TRACTION ELEVATORS | 142100 - ELECTRIC TRACTION ELEVATORS | A | Reference Elevator (L1) 800 kg (passenger), 1 m/s, as specified and shown on the drawings | 1 | Nr | 0 |  | 0 | 0 | 0 | Ok |  |  | 0
628 | 14 | CONVEYING EQUIPMENT | 142100 | ELECTRIC TRACTION ELEVATORS | Passenger, bed, & service lifts, including all necessary controls and accessories | Passenger, bed, & service lifts, including all necessary controls and accessories | B | Reference Elevator (L2) 1600 kg (bed), 1 m/s, as specified and shown on the drawings | 1 | Nr | 0 |  | 0 | 0 | 0 | Ok |  |  | 0
629 | 14 | CONVEYING EQUIPMENT | 142100 | ELECTRIC TRACTION ELEVATORS | 142100 - ELECTRIC TRACTION ELEVATORS | 142100 - ELECTRIC TRACTION ELEVATORS | C | Reference Elevator (L3) 1000 kg (service), 1 m/s, as specified and shown on the drawings | 1 | Nr | 0 |  | 0 | 0 | 0 | Ok |  |  | 0
639 | 21 | FIRE SUPPRESSION | 211100 | FACILITY FIRE-SUPPRESSION WATER- SERVICE PIPING | Standpipes and wet-pipe sprinlers | Black Steel Pipes and fittings | A | 25 dn | 480 | m | 8064 | 7082.4 | 6249.6 | 7915.2 | 6720 | Ok |  |  | 0
640 | 21 | FIRE SUPPRESSION | 211100 | FACILITY FIRE-SUPPRESSION WATER- SERVICE PIPING | Standpipes and wet-pipe sprinlers | Black Steel Pipes and fittings | B | 32 dn | 22 | m | 418 | 376.64 | 347.82 | 405.46 | 374 | Ok |  |  | 0
641 | 21 | FIRE SUPPRESSION | 211100 | FACILITY FIRE-SUPPRESSION WATER- SERVICE PIPING | Standpipes and wet-pipe sprinlers | Black Steel Pipes and fittings | C | 40 dn | 30 | m | 720 | 585.15 | 530.1 | 640.2 | 570 | Ok |  |  | 0
642 | 21 | FIRE SUPPRESSION | 211100 | FACILITY FIRE-SUPPRESSION WATER- SERVICE PIPING | Standpipes and wet-pipe sprinlers | Black Steel Pipes and fittings | D | 50 dn | 50 | m | 1600 | 1211.75 | 1162.5 | 1261 | 1250 | Ok |  |  | 0
643 | 21 | FIRE SUPPRESSION | 211100 | FACILITY FIRE-SUPPRESSION WATER- SERVICE PIPING | Standpipes and wet-pipe sprinlers | Black Steel Pipes and fittings | E | 65 dn | 20 | m | 860 | 811.3 | 613.8 | 1008.8 | 660 | Ok |  |  | 0
644 | 21 | FIRE SUPPRESSION | 211100 | FACILITY FIRE-SUPPRESSION WATER- SERVICE PIPING | Standpipes and wet-pipe sprinlers | Black Steel Pipes and fittings | F | 80 dn | 21 | m | 0 |  | 0 | 0 | 0 | Ok |  |  | 0
645 | 21 | FIRE SUPPRESSION | 211100 | FACILITY FIRE-SUPPRESSION WATER- SERVICE PIPING | Standpipes and wet-pipe sprinlers | Black Steel Pipes and fittings | F | 100 dn | 65 | m | 5590 | 4574.7 | 4231.5 | 4917.9 | 4485 | Ok |  |  | 0
646 | 21 | FIRE SUPPRESSION | 211100 | FACILITY FIRE-SUPPRESSION WATER- SERVICE PIPING | Standpipes and wet-pipe sprinlers | Black Steel Pipes and fittings | G | 150 dn | 19 | m | 2185 | 2212.36 | 1678.65 | 2746.07 | 1786 | Ok |  |  | 0
649 | 21 | FIRE SUPPRESSION | 211100 | FACILITY FIRE-SUPPRESSION WATER- SERVICE PIPING | Valves | Gate valves | H | 25 dn | 1 | Nr | 36 | 48.1 | 18.6 | 77.6 | 19 | Ok |  |  | 0
650 | 21 | FIRE SUPPRESSION | 211100 | FACILITY FIRE-SUPPRESSION WATER- SERVICE PIPING | Valves | Gate valves | J | 40 dn | 1 | Nr | 66 | 60.31 | 37.2 | 83.42 | 38 | Ok |  |  | 0
651 | 21 | FIRE SUPPRESSION | 211100 | FACILITY FIRE-SUPPRESSION WATER- SERVICE PIPING | Valves | Gate valves | K | 50 dn | 4 | Nr | 372 | 401.46 | 186 | 616.92 | 200 | Ok |  |  | 0
652 | 21 | FIRE SUPPRESSION | 211100 | FACILITY FIRE-SUPPRESSION WATER- SERVICE PIPING | Valves | Gate valves | L | 100 dn | 1 | Nr | 440 | 327.94 | 176.7 | 479.18 | 188 | Ok |  |  | 0
653 | 21 | FIRE SUPPRESSION | 211100 | FACILITY FIRE-SUPPRESSION WATER- SERVICE PIPING | Valves | Gate valves | M | 150 dn | 4 | Nr | 4368 | 2583.9 | 2083.2 | 3084.6 | 2252 | Ok |  |  | 0
655 | 21 | FIRE SUPPRESSION | 211100 | FACILITY FIRE-SUPPRESSION WATER- SERVICE PIPING | Valves | Gate valves | A | 25 dn | 2 | Nr | 0 |  | 0 | 0 | 0 | Ok |  |  | 0
659 | 21 | FIRE SUPPRESSION | 211100 | FACILITY FIRE-SUPPRESSION WATER- SERVICE PIPING | Specialty Valves | Alarm check valves | A | 100 dn | 1 | Nr | 1600 | 792.34 | 232.5 | 1352.18 | 250 | Ok |  |  | 0
661 | 21 | FIRE SUPPRESSION | 211100 | FACILITY FIRE-SUPPRESSION WATER- SERVICE PIPING | Specialty Valves | Check valves | B | 100 dn | 1 | Nr | 352 | 367.48 | 232.5 | 502.46 | 250 | Ok |  |  | 0
662 | 21 | FIRE SUPPRESSION | 211100 | FACILITY FIRE-SUPPRESSION WATER- SERVICE PIPING | Specialty Valves | Check valves | C | 150 dn | 2 | Nr | 1760 | 1190.1 | 1041.6 | 1338.6 | 1126 | Ok |  |  | 0
664 | 21 | FIRE SUPPRESSION | 211100 | FACILITY FIRE-SUPPRESSION WATER- SERVICE PIPING | Specialty Valves | Zone valve assembly | D | 100 dn | 2 | Nr | 2750 | 1391.65 | 465 | 2318.3 | 500 | Ok |  |  | 0
666 | 21 | FIRE SUPPRESSION | 211100 | FACILITY FIRE-SUPPRESSION WATER- SERVICE PIPING | Specialty Valves | Automatic Sprinklers | F | Type SP-1 | 27 | Nr | 0 |  | 0 | 0 | 0 | Ok |  |  | 0
667 | 21 | FIRE SUPPRESSION | 211100 | FACILITY FIRE-SUPPRESSION WATER- SERVICE PIPING | Specialty Valves | Automatic Sprinklers | G | Type SP-2 | 92 | Nr | 0 |  | 0 | 0 | 0 | Ok |  |  | 0
668 | 21 | FIRE SUPPRESSION | 211100 | FACILITY FIRE-SUPPRESSION WATER- SERVICE PIPING | Specialty Valves | Automatic Sprinklers | H | Type SP-3 | 6 | Nr | 0 |  | 0 | 0 | 0 | Ok |  |  | 0
670 | 21 | FIRE SUPPRESSION | 211100 | FACILITY FIRE-SUPPRESSION WATER- SERVICE PIPING | Specialty Valves | Hose Connection | E | Type FHR-1 | 3 | Nr | 1650 | 2742.12 | 1311.3 | 4172.94 | 1407 | FPE |  | OFPE | 1
671 | 21 | FIRE SUPPRESSION | 211100 | FACILITY FIRE-SUPPRESSION WATER- SERVICE PIPING | Specialty Valves | Hose Connection | F | Type FHR-2 | 2 | Nr | 800 | 1957.09 | 874.2 | 3039.98 | 938 | Ok |  |  | 0
673 | 21 | FIRE SUPPRESSION | 211100 | FACILITY FIRE-SUPPRESSION WATER- SERVICE PIPING | Specialty Valves | Fire Department Connections | G | 100 dn | 1 | Nr | 825 | 458.675 | 209.25 | 708.1 | 225 | Ok |  |  | 0
674 | 21 | FIRE SUPPRESSION | 211100 | FACILITY FIRE-SUPPRESSION WATER- SERVICE PIPING | Specialty Valves | Fire Department Connections | H | Automatic air vent | 1 | Item | 212 | 315.66 | 116.25 | 515.07 | 125 | Ok |  |  | 0
677 | 21 | FIRE SUPPRESSION | 213113 | ELECTRIC-DRIVE, CENTRIFUGAL FIRE PUMPS | 213113 - ELECTRIC-DRIVE, CENTRIFUGAL FIRE PUMPS | 213113 - ELECTRIC-DRIVE, CENTRIFUGAL FIRE PUMPS | A | Type FP-B1-01& 02 | 2 | Nr | 0 |  | 0 | 0 | 0 | Ok |  |  | 0
679 | 21 | FIRE SUPPRESSION | 213113 | ELECTRIC-DRIVE, CENTRIFUGAL FIRE PUMPS | 213113 - ELECTRIC-DRIVE, CENTRIFUGAL FIRE PUMPS | 213113 - ELECTRIC-DRIVE, CENTRIFUGAL FIRE PUMPS | A | Type JP-B1-01 | 1 | Nr | 1970 | 2879.76 | 1767 | 3992.52 | 1875 | Ok |  |  | 0
680 | 21 | FIRE SUPPRESSION | 213113 | ELECTRIC-DRIVE, CENTRIFUGAL FIRE PUMPS | Pressure-Maintenance Pumps | Pressure-Maintenance Pumps | C | Spare parts a specified for split case fire pump and pressure maintenance pump | 1 | Item | 0 |  | 0 | 0 | 0 | Ok |  |  | 0
691 | 22 | PLUMBING | 220719 | PLUMBING PIPING INSULATION | Domestic hot and recirculated hot water, concealed | 25 mm thick | A | 15 dn | 150 | m | 585 | 1643.25 | 1395 | 1891.5 | 1500 | Ok |  |  | 0
692 | 22 | PLUMBING | 220719 | PLUMBING PIPING INSULATION | Domestic hot and recirculated hot water, concealed | 25 mm thick | B | 20 dn | 100 | m | 490 | 1425 | 1395 | 1455 | 1300 | Ok |  |  | 0
693 | 22 | PLUMBING | 220719 | PLUMBING PIPING INSULATION | Domestic hot and recirculated hot water, concealed | 25 mm thick | C | 25dn | 50 | m | 295 | 853 | 930 | 776 | 950 | Ok |  |  | 0
694 | 22 | PLUMBING | 220719 | PLUMBING PIPING INSULATION | Domestic hot and recirculated hot water, concealed | 25 mm thick | D | 32 dn | 80 | m | 552 | 1589.6 | 1860 | 1319.2 | 1840 | Ok |  |  | 0
695 | 22 | PLUMBING | 220719 | PLUMBING PIPING INSULATION | Domestic hot and recirculated hot water, concealed | 25 mm thick | E | 40 dn | 55 | m | 434.5 | 1300.75 | 1534.5 | 1067 | 1485 | Ok |  |  | 0
696 | 22 | PLUMBING | 220719 | PLUMBING PIPING INSULATION | Domestic hot and recirculated hot water, concealed | 25 mm thick | F | 50 dn | 80 | m | 712 | 2194.4 | 2604 | 1784.8 | 2720 | Ok |  |  | 0
697 | 22 | PLUMBING | 220719 | PLUMBING PIPING INSULATION | Domestic hot and recirculated hot water, concealed | 25 mm thick | G | 65 dn | 15 | m | 240 | 495.75 | 627.75 | 363.75 | 660 | Ok |  |  | 0
700 | 22 | PLUMBING | 220719 | PLUMBING PIPING INSULATION | Domestic hot and recirculated hot water, on all pipes running in mechanical rooms or exposed to view, Mineral fiber with AL jacketing | 25 mm thick | H | 20 dn | 10 | m | 168 | 239.5 | 139.5 | 339.5 | 140 | Ok |  |  | 0
701 | 22 | PLUMBING | 220719 | PLUMBING PIPING INSULATION | Domestic hot and recirculated hot water, on all pipes running in mechanical rooms or exposed to view, Mineral fiber with AL jacketing | 25 mm thick | J | 25dn | 10 | m | 178 | 244.35 | 139.5 | 349.2 | 130 | Ok |  |  | 0
702 | 22 | PLUMBING | 220719 | PLUMBING PIPING INSULATION | Domestic hot and recirculated hot water, on all pipes running in mechanical rooms or exposed to view, Mineral fiber with AL jacketing | 25 mm thick | K | 40dn | 10 | m | 218 | 333.5 | 279 | 388 | 280 | Ok |  |  | 0
703 | 22 | PLUMBING | 220719 | PLUMBING PIPING INSULATION | Domestic hot and recirculated hot water, on all pipes running in mechanical rooms or exposed to view, Mineral fiber with AL jacketing | 25 mm thick | L | 50 dn | 20 | m | 454 | 732.9 | 651 | 814.8 | 700 | Ok |  |  | 0
704 | 22 | PLUMBING | 220719 | PLUMBING PIPING INSULATION | Domestic hot and recirculated hot water, on all pipes running in mechanical rooms or exposed to view, Mineral fiber with AL jacketing | 25 mm thick | A | 65 dn | 15 | m | 355.5 | 641.25 | 627.75 | 654.75 | 675 | Ok |  |  | 0
708 | 22 | PLUMBING | 221116 | WATER DISTRIBUTION PIPING | Aboveground, Water Distribution Piping | Cold Water PVC Pipes and fittings | B | 15 dn | 190 | m | 2451 | 1536.15 | 1413.6 | 1658.7 | 1520 | Ok |  |  | 0
709 | 22 | PLUMBING | 221116 | WATER DISTRIBUTION PIPING | Aboveground, Water Distribution Piping | Cold Water PVC Pipes and fittings | C | 20 dn | 120 | m | 1548 | 1086.6 | 892.8 | 1280.4 | 960 | Ok |  |  | 0
710 | 22 | PLUMBING | 221116 | WATER DISTRIBUTION PIPING | Aboveground, Water Distribution Piping | Cold Water PVC Pipes and fittings | D | 25dn | 80 | m | 1112 | 873.2 | 892.8 | 853.6 | 960 | Ok |  |  | 0
711 | 22 | PLUMBING | 221116 | WATER DISTRIBUTION PIPING | Aboveground, Water Distribution Piping | Cold Water PVC Pipes and fittings | E | 32 dn | 70 | m | 1043 | 929.6 | 976.5 | 882.7 | 1050 | Ok |  |  | 0
712 | 22 | PLUMBING | 221116 | WATER DISTRIBUTION PIPING | Aboveground, Water Distribution Piping | Cold Water PVC Pipes and fittings | F | 40 dn | 57 | m | 1356.6 | 1104.945 | 1325.25 | 884.64 | 1311 | Ok |  |  | 0
713 | 22 | PLUMBING | 221116 | WATER DISTRIBUTION PIPING | Aboveground, Water Distribution Piping | Cold Water PVC Pipes and fittings | G | 50 dn | 168 | m | 5208 | 4689.72 | 5468.4 | 3911.04 | 5880 | Ok |  |  | 0
714 | 22 | PLUMBING | 221116 | WATER DISTRIBUTION PIPING | Aboveground, Water Distribution Piping | Cold Water PVC Pipes and fittings | H | 65 dn | 41 | m | 1599 | 1569.685 | 1906.5 | 1232.87 | 1968 | Ok |  |  | 0
715 | 22 | PLUMBING | 221116 | WATER DISTRIBUTION PIPING | Aboveground, Water Distribution Piping | Cold Water PVC Pipes and fittings | J | 80 dn | 17 | m | 816 | 911.285 | 948.6 | 873.97 | 969 | Ok |  |  | 0
717 | 22 | PLUMBING | 221116 | WATER DISTRIBUTION PIPING | Aboveground, Water Distribution Piping | Cold Water PVC Pipes and fittings | K | 15 dn | 150 | m | 1935 | 1358.25 | 1116 | 1600.5 | 1200 | Ok |  |  | 0
718 | 22 | PLUMBING | 221116 | WATER DISTRIBUTION PIPING | Aboveground, Water Distribution Piping | Hot Water CPVC Pipes and fittings | L | 20 dn | 110 | m | 1419 | 996.05 | 818.4 | 1173.7 | 880 | Ok |  |  | 0
719 | 22 | PLUMBING | 221116 | WATER DISTRIBUTION PIPING | Aboveground, Water Distribution Piping | Cold Water PVC Pipes and fittings | M | 25dn | 60 | m | 834 | 771.3 | 669.6 | 873 | 720 | Ok |  |  | 0
720 | 22 | PLUMBING | 221116 | WATER DISTRIBUTION PIPING | Aboveground, Water Distribution Piping | Hot Water CPVC Pipes and fittings | N | 32 dn | 80 | m | 1192 | 1334 | 1116 | 1552 | 1200 | Ok |  |  | 0
721 | 22 | PLUMBING | 221116 | WATER DISTRIBUTION PIPING | Aboveground, Water Distribution Piping | Cold Water PVC Pipes and fittings | P | 40 dn | 65 | m | 1547 | 1480.7 | 1511.25 | 1450.15 | 1495 | Ok |  |  | 0
722 | 22 | PLUMBING | 221116 | WATER DISTRIBUTION PIPING | Aboveground, Water Distribution Piping | Hot Water CPVC Pipes and fittings | Q | 50 dn | 100 | m | 3100 | 2937 | 3255 | 2619 | 3500 | Ok |  |  | 0
723 | 22 | PLUMBING | 221116 | WATER DISTRIBUTION PIPING | Aboveground, Water Distribution Piping | Cold Water PVC Pipes and fittings | R | 65 dn | 34 | m | 1326 | 1549.04 | 1581 | 1517.08 | 1632 | Ok |  |  | 0
725 | 22 | PLUMBING | 221116 | WATER DISTRIBUTION PIPING | Aboveground, Water Distribution Piping | Cold Water PVC Pipes and fittings | A | Ball valves | 1 | Item | 0 | 2106.13 | 348.75 | 3863.51 | 187.5 | Ok |  |  | 0
726 | 22 | PLUMBING | 221116 | WATER DISTRIBUTION PIPING | Aboveground, Water Distribution Piping | Valves | B | Globe valves | 1 | Item | 0 | 1449.775 | 581.25 | 2318.3 | 313 | Ok |  |  | 0
727 | 22 | PLUMBING | 221116 | WATER DISTRIBUTION PIPING | Aboveground, Water Distribution Piping | Cold Water PVC Pipes and fittings | C | Gate valves | 1 | Item | 10839.125 | 1063.23 | 581.25 | 1545.21 | 312 | Ok | UFPE | UFPE | 2
728 | 22 | PLUMBING | 221116 | WATER DISTRIBUTION PIPING | Aboveground, Water Distribution Piping | Valves | D | Check valves | 1 | Item | 0 | 612.665 | 581.25 | 644.08 | 315 | Ok |  |  | 0
729 | 22 | PLUMBING | 221116 | WATER DISTRIBUTION PIPING | Aboveground, Water Distribution Piping | Cold Water PVC Pipes and fittings | E | Automatic air valves | 1 | Item | 0 | 759.14 | 874.2 | 644.08 | 469 | Ok |  |  | 0
732 | 22 | PLUMBING | 221123 | DOMESTIC WATER PIPING SPECIALTIES | 221123 - DOMESTIC WATER PIPING SPECIALTIES | 221123 - DOMESTIC WATER PIPING SPECIALTIES | F | Type WT-1 | 1 | Nr | 100 | 227.255 | 325.5 | 129.01 | 350 | Ok |  |  | 0
734 | 22 | PLUMBING | 221123 | DOMESTIC WATER PIPING SPECIALTIES | 221123 - DOMESTIC WATER PIPING SPECIALTIES | 221123 - DOMESTIC WATER PIPING SPECIALTIES | G | Type BPH-1 | 7 | Nr | 469 | 1233.12 | 2018.1 | 448.14 | 2191 | Ok |  |  | 0
736 | 22 | PLUMBING | 221123 | DOMESTIC WATER PIPING SPECIALTIES | 221123 - DOMESTIC WATER PIPING SPECIALTIES | 221123 - DOMESTIC WATER PIPING SPECIALTIES | H | 50 dn | 4 | Nr | 1040 | 1051.12 | 558 | 1544.24 | 600 | Ok |  |  | 0
737 | 22 | PLUMBING | 221123 | DOMESTIC WATER PIPING SPECIALTIES | Float valve | Float valve | J | 3-Way Mixing Valve | 1 | Nr | 735 | 853.98 | 162.75 | 1545.21 | 175 | Ok |  |  | 0
740 | 22 | PLUMBING | 221123 | DOMESTIC WATER PUMPS | 221123 - DOMESTIC WATER PUMPS | 221123 - DOMESTIC WATER PUMPS | K | Type P-RF-02 | 2 | Nr | 1000 | 2430.98 | 353.4 | 4508.56 | 376 | FPE |  | OFPE | 1
741 | 22 | PLUMBING | 221123 | DOMESTIC WATER PUMPS | In-Line Circulators | In-Line Circulators | L | Type P-RF-03 | 2 | Nr | 1000 | 2468.18 | 427.8 | 4508.56 | 464 | FPE |  | OFPE | 1
743 | 22 | PLUMBING | 221123 | DOMESTIC WATER PUMPS | In-Line Circulators | In-Line Circulators | A | Type P-B-01 | 2 | Nr | 1650 | 2257.74 | 651 | 3864.48 | 700 | Ok |  |  | 0
744 | 22 | PLUMBING | 221123 | DOMESTIC WATER PUMPS | End suction centrifugal pumps | End suction centrifugal pumps | B | Type P-RF-01-1 & -2 | 2 | Nr | 2650 | 2643.8 | 651 | 4636.6 | 700 | Ok |  |  | 0
745 | 22 | PLUMBING | 221123 | DOMESTIC WATER PUMPS | In-Line Circulators | In-Line Circulators | C | Spare parts as specified for water distribution pumps | 1 | Item | 600 | 818.455 | 348.75 | 1288.16 | 375 | Ok |  |  | 0
747 | 22 | PLUMBING | 221123.13 | DOMESTIC WATER PACKAGED BOOSTER PUMP SETS | In-Line Circulators | In-Line Circulators | D | Type PU-RF-1 | 1 | Set | 6500 | 8425.49 | 1395 | 15455.98 | 150 | FPE | UFPE | OFPE | 2
748 | 22 | PLUMBING | 221123.13 | DOMESTIC WATER PACKAGED BOOSTER PUMP SETS | 221123.13 - DOMESTIC WATER PACKAGED BOOSTER PUMP SETS | 221123.13 - DOMESTIC WATER PACKAGED BOOSTER PUMP SETS | E | Type PU-RF-2 | 1 | Set | 4000 | 6815.29 | 1395 | 12235.58 | 150 | FPE | UFPE | OFPE | 2
749 | 22 | PLUMBING | 221123.13 | DOMESTIC WATER PACKAGED BOOSTER PUMP SETS | In-Line Circulators | In-Line Circulators | F | Spare parts as specified for packaged booster pumps | 1 | Item | 380 | 1432.31 | 288.3 | 2576.32 | 313 | Ok |  |  | 0
753 | 22 | PLUMBING | 221316 | SANITARY WASTE AND VENT PIPING | Above Ground / Underground , Soil, Waste and Vent Piping | Above Ground / Underground , Soil, Waste and Vent Piping | G | 32dn | 167 | m | 1653.3 | 1900.46 | 2019.03 | 1781.89 | 2171 | Ok |  |  | 0
754 | 22 | PLUMBING | 221316 | SANITARY WASTE AND VENT PIPING | PVC pipes | PVC pipes | H | 50 dn | 475 | m | 6127.5 | 6077.625 | 6626.25 | 5529 | 7125 | Ok |  |  | 0
755 | 22 | PLUMBING | 221316 | SANITARY WASTE AND VENT PIPING | Above Ground / Underground , Soil, Waste and Vent Piping | Above Ground / Underground , Soil, Waste and Vent Piping | J | 82 dn | 97 | m | 1726.6 | 1517.565 | 1623.78 | 1411.35 | 1746 | Ok |  |  | 0
756 | 22 | PLUMBING | 221316 | SANITARY WASTE AND VENT PIPING | PVC pipes | PVC pipes | K | 110 dn | 265 | m | 5512 | 4906.475 | 4929 | 4883.95 | 5300 | Ok |  |  | 0
757 | 22 | PLUMBING | 221316 | SANITARY WASTE AND VENT PIPING | Above Ground / Underground , Soil, Waste and Vent Piping | Above Ground / Underground , Soil, Waste and Vent Piping | L | 150 dn | 55 | m | 1650 | 1866.425 | 1278.75 | 2454.1 | 1265 | Ok |  |  | 0
760 | 22 | PLUMBING | 221316 | SANITARY WASTE AND VENT PIPING | Underground, soil, waste and vent piping connecting inspection chambers | Underground, soil, waste and vent piping connecting inspection chambers | A | 150 dn | 185 | m | 5550 | 7138.225 | 6021.75 | 8254.7 | 6475 | FPE |  | OFPE | 1
762 | 22 | PLUMBING | 221316 | SANITARY WASTE AND VENT PIPING | Underground, soil, waste and vent piping connecting inspection chambers | Underground, soil, waste and vent piping connecting inspection chambers | B | Sewer Inspection Chambers | 5 | Nr | 1580 | 1694.55 | 813.75 | 2575.35 | 875 | Ok |  |  | 0
765 | 22 | PLUMBING | 221316 | SANITARY WASTE AND VENT PIPING | Aboveground / Underground , Soil, Waste Force Mains | Aboveground / Underground , Soil, Waste Force Mains | C | 50 dn | 15 | m | 617.4 | 791.25 | 418.5 | 1164 | 420 | Ok |  |  | 0
768 | 22 | PLUMBING | 221316 | SANITARY WASTE AND VENT PIPING | Aboveground , Storm Drainage Piping | Aboveground , Storm Drainage Piping | D | 50 dn | 76 | m | 980.4 | 972.42 | 1060.2 | 884.64 | 1368 | Ok |  |  | 0
769 | 22 | PLUMBING | 221316 | SANITARY WASTE AND VENT PIPING | PVC pipes | PVC pipes | E | 80 dn | 81 | m | 1441.8 | 1342.575 | 1506.6 | 1178.55 | 1620 | Ok |  |  | 0
770 | 22 | PLUMBING | 221316 | SANITARY WASTE AND VENT PIPING | Aboveground , Storm Drainage Piping | Aboveground , Storm Drainage Piping | F | 110 dn | 19 | m | 395.2 | 395.96 | 441.75 | 350.17 | 437 | Ok |  |  | 0
773 | 22 | PLUMBING | 221319 | SANITARY WATER PIPING SPECIALTIES | 22112 - SANITARY WATER PIPING SPECIALTIES | 22112 - SANITARY WATER PIPING SPECIALTIES | G | Type FD-1; 82 dn | 18 | Nr | 981 | 2785.86 | 1171.8 | 4399.92 | 1242 | FPE |  | OFPE | 1
774 | 22 | PLUMBING | 221319 | SANITARY WATER PIPING SPECIALTIES | Floor drains | Floor drains | H | Type FD-2; 100 dn | 6 | Nr | 0 |  | 0 | 0 | 0 | Ok |  |  | 0
776 | 22 | PLUMBING | 221319 | SANITARY WATER PIPING SPECIALTIES | Floor drains | Floor drains | H | Type FCO; 110 dn | 5 | Nr | 0 |  | 0 | 0 | 0 | Ok |  |  | 0
777 | 22 | PLUMBING | 221319 | SANITARY WATER PIPING SPECIALTIES | Floor cleanouts | Floor cleanouts | H | Type FCO; 100 dn | 4 | Nr | 270.84 | 438.66 | 260.4 | 616.92 | 276 | Ok |  |  | 0
778 | 22 | PLUMBING | 221319 | SANITARY WATER PIPING SPECIALTIES | Floor drains | Floor drains | A | Cowls | 1 | Item | 401 | 232.165 | 232.5 | 231.83 | 250 | Ok |  |  | 0
780 | 22 | PLUMBING | 221319 | SANITARY WATER PIPING SPECIALTIES | Floor drains | Floor drains | B | Type RD-1; 82 dn | 10 | Nr | 1130 | 1173.1 | 930 | 1416.2 | 1000 | Ok |  |  | 0
781 | 22 | PLUMBING | 221319 | SANITARY WATER PIPING SPECIALTIES | Roof drains | Roof drains | C | Type SCD-1; 50 dn | 4 | Nr | 400 | 608.74 | 651 | 566.48 | 700 | Ok |  |  | 0
783 | 22 | PLUMBING | 221319 | SANITARY WATER PIPING SPECIALTIES | Roof drains | Roof drains | D | Type BD-1; 50 dn | 6 | Nr | 540 | 620.16 | 390.6 | 849.72 | 414 | Ok |  |  | 0
785 | 22 | PLUMBING | 221319 | SANITARY WATER PIPING SPECIALTIES | Roof drains | Roof drains | E | Type TD-1; 82 dn | 7 | Nr | 770 | 723.52 | 455.7 | 991.34 | 483 | Ok |  |  | 0
788 | 22 | PLUMBING | 221429 | SUMP PUMPS | 221429 - SUMP PUMPS | 221429 - SUMP PUMPS | F | Type SP-B-01 | 1 | Set | 1650 | 1753.16 | 930 | 2576.32 | 1063 | Ok |  |  | 0
789 | 22 | PLUMBING | 221429 | SUMP PUMPS | Duplex sump pumps | Duplex sump pumps | G | Spare parts as specified for sewage and sump pumps | 1 | Item | 275 | 788.23 | 288.3 | 1288.16 | 313 | Ok |  |  | 0
791 | 22 | PLUMBING | 223100 | DOMESTIC WATER SOFTNERS | Duplex sump pumps | Duplex sump pumps | H | Type WS-1 | 1 | Nr | 3800 | 5388.82 | 474.3 | 10303.34 | 475 | FPE | UFPE | OFPE | 2
794 | 22 | PLUMBING | 223500 | DOMESTIC WATER HEAT EXCHANGERS | 223500- DOMESTIC WATER HEAT EXCHANGERS | 223500- DOMESTIC WATER HEAT EXCHANGERS | J | HWST-RF-01-1 & 2 | 2 | Nr | 0 |  | 0 | 0 | 0 | Ok |  |  | 0
795 | 22 | PLUMBING | 223500 | DOMESTIC WATER HEAT EXCHANGERS | Large-capacity storage heat exchangers | Large-capacity storage heat exchangers | K | HWST-RF-02-1 & 2 | 2 | Nr | 0 |  | 0 | 0 | 0 | Ok |  |  | 0
796 | 22 | PLUMBING | 223500 | DOMESTIC WATER HEAT EXCHANGERS | 223500- DOMESTIC WATER HEAT EXCHANGERS | 223500- DOMESTIC WATER HEAT EXCHANGERS | J | EWH 50 Ltr | 10 | Nr | 3000 | 1360.4 | 790.5 | 1930.3 | 3000 | Ok |  |  | 0
799 | 22 | PLUMBING | 224000 | PLUMBING FIXTURES | 224000 - PLUMBING FIXTURES | 224000 - PLUMBING FIXTURES | A | Type LAV-1 | 8 | Nr | 4240 | 3030.68 | 1785.6 | 4275.76 | 1904 | Ok |  |  | 0
800 | 22 | PLUMBING | 224000 | PLUMBING FIXTURES | Lavatories | Lavatories | B | Type LAV-2 | 1 | Nr | 530 | 596.855 | 279 | 914.71 | 300 | Ok |  |  | 0
802 | 22 | PLUMBING | 224000 | PLUMBING FIXTURES | Lavatories | Lavatories | C | Type EWC-1 | 7 | Nr | 4683 | 3582.25 | 2343.6 | 4820.9 | 2541 | Ok |  |  | 0
803 | 22 | PLUMBING | 224000 | PLUMBING FIXTURES | Water closets | Water closets | D | Type EWC-2 | 1 | Nr | 0 |  | 0 | 0 | 0 | Ok |  |  | 0
805 | 22 | PLUMBING | 224000 | PLUMBING FIXTURES | Water closets | Water closets | E | Type BT-1 | 6 | Nr | 0 |  | 0 | 0 | 0 | Ok |  |  | 0
807 | 22 | PLUMBING | 224000 | PLUMBING FIXTURES | Water closets | Water closets | D | Type SH-1 | 6 | Nr | 2298 | 2339.22 | 2455.2 | 2223.24 | 2628 | Ok |  |  | 0
809 | 22 | PLUMBING | 224000 | PLUMBING FIXTURES | Water closets | Water closets | E | Type MS-1 | 1 | Nr | 661 | 385.955 | 162.75 | 609.16 | 175 | Ok |  |  | 0
810 | 22 | PLUMBING | 224000 | PLUMBING FIXTURES | Sinks | Sinks | F | Type KS-1 | 9 | Nr | 3546 | 2836.44 | 1255.5 | 4417.38 | 1350 | Ok |  |  | 0
811 | 22 | PLUMBING | 224000 | PLUMBING FIXTURES | Water closets | Water closets | J | Type KS-2 | 1 | Nr | 0 |  | 0 | 0 | 0 | Ok |  |  | 0
821 | 23 | HEATING, VENTILATING AND AIR CONDITIONING | 230713 | DUCT INSULATION | Indoor Duct And Plenum Insulation | Indoor Duct And Plenum Insulation | A | 50 mm thick Mineral Fiber Blanket | 70 | m2 | 873.6 | 2821.7 | 4557 | 1086.4 | 5250 | FPE | OFPE |  | 1
823 | 23 | HEATING, VENTILATING AND AIR CONDITIONING | 230713 | DUCT INSULATION | Indoor Duct And Plenum Insulation | Indoor Duct And Plenum Insulation | B | 50 mm thick Mineral Fiber Blanket | 50 | m2 | 624 | 2248 | 3720 | 776 | 4400 | FPE | OFPE |  | 1
825 | 23 | HEATING, VENTILATING AND AIR CONDITIONING | 230713 | DUCT INSULATION | Indoor Duct And Plenum Insulation | Indoor Duct And Plenum Insulation | C | 25 mm thick Mineral Fiber Board | 90 | m2 | 0 |  | 0 | 0 | 0 | Ok |  |  | 0
828 | 23 | HEATING, VENTILATING AND AIR CONDITIONING | 230713 | DUCT INSULATION | Outdoor Duct And Plenum Insulation | Rectangular, supply and Return ducts, concealed | D | 50 mm thick Mineral Fiber Blanket with Al jacketing | 150 | m2 | 0 |  | 0 | 0 | 0 | Ok |  |  | 0
831 | 23 | HEATING, VENTILATING AND AIR CONDITIONING | 230713 | DUCT INSULATION | Boiler Breeching And Connector Insulation | Round | E | 50 mm thick Calcium Cilicate with Al jacketing | 30 | m2 | 0 |  | 0 | 0 | 0 | Ok |  |  | 0
836 | 23 | HEATING, VENTILATING AND AIR CONDITIONING | 230719 | HVAC PIPE INSULATION | Interior Insulation | Condensate drain piping | A | 20 dn | 60 | m | 300 | 901.2 | 1395 | 407.4 | 1500 | Ok |  |  | 0
839 | 23 | HEATING, VENTILATING AND AIR CONDITIONING | 230719 | HVAC PIPE INSULATION | Heating hot-water supply and return, concealed | (blank) | B | 20 dn | 5 | m | 25 | 86.725 | 139.5 | 33.95 | 140 | Ok |  |  | 0
840 | 23 | HEATING, VENTILATING AND AIR CONDITIONING | 230719 | HVAC PIPE INSULATION | Heating hot-water supply and return, concealed | (blank) | C | 25 dn | 50 | m | 250 | 867.25 | 1395 | 339.5 | 1500 | Ok |  |  | 0
841 | 23 | HEATING, VENTILATING AND AIR CONDITIONING | 230719 | HVAC PIPE INSULATION | Heating hot-water supply and return, concealed | (blank) | D | 32 dn | 3 | m | 15 | 60.465 | 97.65 | 23.28 | 99 | Ok |  |  | 0
842 | 23 | HEATING, VENTILATING AND AIR CONDITIONING | 230719 | HVAC PIPE INSULATION | Heating hot-water supply and return, concealed | (blank) | E | 40 dn | 150 | m | 0 |  | 0 | 0 | 0 | Ok |  |  | 0
844 | 23 | HEATING, VENTILATING AND AIR CONDITIONING | 230719 | HVAC PIPE INSULATION | Heating hot-water supply and return, concealed | 38 mm thick | F | 65 dn | 70 | m | 0 |  | 0 | 0 | 0 | Ok |  |  | 0
847 | 23 | HEATING, VENTILATING AND AIR CONDITIONING | 230719 | HVAC PIPE INSULATION | Heating hot-water supply and return, concealed | Heating hot-water supply and return, on all pipes running in mechanical rooms or exposed to view with AL jacketing | E | 40 dn | 17 | m | 0 |  | 0 | 0 | 0 | Ok |  |  | 0
848 | 23 | HEATING, VENTILATING AND AIR CONDITIONING | 230719 | HVAC PIPE INSULATION | Heating hot-water supply and return, concealed | 50 mm thick | F | 65 dn | 15 | m | 0 |  | 0 | 0 | 0 | Ok |  |  | 0
849 | 23 | HEATING, VENTILATING AND AIR CONDITIONING | 230719 | HVAC PIPE INSULATION | Heating hot-water supply and return, concealed | Heating hot-water supply and return, on all pipes running in mechanical rooms or exposed to view with AL jacketing | G | 80 dn | 50 | m | 0 |  | 0 | 0 | 0 | Ok |  |  | 0
852 | 23 | HEATING, VENTILATING AND AIR CONDITIONING | 230900 | BUILDING MANAGEMENT SYSTEM (BMS), INSTRUMENTATION AND CONTROLS | 230900 - BUILDING MANAGEMENT SYSTEM (BMS), INSTRUMENTATION AND CONTROLS | 230900 - BUILDING MANAGEMENT SYSTEM (BMS), INSTRUMENTATION AND CONTROLS | A | Spare parts as specified for BMS | 1 | Item | 0 |  | 0 | 0 | 0 | Ok |  |  | 0
855 | 23 | HEATING, VENTILATING AND AIR CONDITIONING | 231113 | FACILITY FUEL OIL PIPING | 231113 - FACILITY FUEL OIL PIPING | 231113 - FACILITY FUEL OIL PIPING | B | 15 dn | 11 | m | 0 |  | 0 | 0 | 0 | Ok |  |  | 0
856 | 23 | HEATING, VENTILATING AND AIR CONDITIONING | 231113 | FACILITY FUEL OIL PIPING | Black steel pipes and fittings | Black Steel Pipes and fittings | A | 20 dn | 8 | m | 134.4 | 197.76 | 186 | 209.52 | 184 | Ok |  |  | 0
859 | 23 | HEATING, VENTILATING AND AIR CONDITIONING | 231113 | FACILITY FUEL OIL PIPING | Valves | Valves | B | 20 dn | 1 | Item | 0 | 434.18 | 288.3 | 580.06 | 313 | Ok |  |  | 0
861 | 23 | HEATING, VENTILATING AND AIR CONDITIONING | 231113 | FACILITY FUEL OIL PIPING | Valves | Valves | C | 20 dn | 1 | Item | 0 | 369.675 | 288.3 | 451.05 | 313 | Ok |  |  | 0
863 | 23 | HEATING, VENTILATING AND AIR CONDITIONING | 231113 | FACILITY FUEL OIL PIPING | Valves | Valves | F | Type FOT-01 | 3 | Nr | 0 |  | 0 | 0 | 0 | Ok |  |  | 0
864 | 23 | HEATING, VENTILATING AND AIR CONDITIONING | 231113 | FACILITY FUEL OIL PIPING | Fuel oil storage tanks | Fuel oil storage tanks | D | Type FOT-02 | 2 | Nr | 2000 | 1846.16 | 1116 | 2576.32 | 1200 | Ok |  |  | 0
866 | 23 | HEATING, VENTILATING AND AIR CONDITIONING | 231113 | FACILITY FUEL OIL PIPING | Fuel oil storage tanks | Fuel oil storage tanks | E | 20 dn | 1 | Nr | 31.3 | 120.36 | 176.7 | 64.02 | 188 | Ok |  |  | 0
870 | 23 | HEATING, VENTILATING AND AIR CONDITIONING | 231126 | FACILITY LIQUEFIED PETROLIUM GAS PIPING | Aboveground pipes and fittings | Black Steel Pipes and fittings | A | 32 dn | 30 | m | 0 |  | 0 | 0 | 0 | Ok |  |  | 0
872 | 23 | HEATING, VENTILATING AND AIR CONDITIONING | 231126 | FACILITY LIQUEFIED PETROLIUM GAS PIPING | Aboveground pipes and fittings | Black Steel Pipes and fittings | B | 22 dn | 25 | m | 0 |  | 0 | 0 | 0 | Ok |  |  | 0
873 | 23 | HEATING, VENTILATING AND AIR CONDITIONING | 231126 | FACILITY LIQUEFIED PETROLIUM GAS PIPING | Copper pipes running under tiles | Copper pipes running under tiles | C | 35 dn | 5 | m | 0 |  | 0 | 0 | 0 | Ok |  |  | 0
874 | 23 | HEATING, VENTILATING AND AIR CONDITIONING | 231126 | FACILITY LIQUEFIED PETROLIUM GAS PIPING | Aboveground pipes and fittings | Black Steel Pipes and fittings | D | Gas Tank, with gas vaporiser and all other accessories | 1 | Nr | 0 |  | 0 | 0 | 0 | Ok |  |  | 0
876 | 23 | HEATING, VENTILATING AND AIR CONDITIONING | 231126 | FACILITY LIQUEFIED PETROLIUM GAS PIPING | Aboveground pipes and fittings | Black Steel Pipes and fittings | E | For Main Kitchen | 1 | Nr | 0 |  | 0 | 0 | 0 | Ok |  |  | 0
878 | 23 | HEATING, VENTILATING AND AIR CONDITIONING | 231126 | FACILITY LIQUEFIED PETROLIUM GAS PIPING | Aboveground pipes and fittings | Black Steel Pipes and fittings | F | 32 dn | 1 | Nr | 0 |  | 0 | 0 | 0 | Ok |  |  | 0
880 | 23 | HEATING, VENTILATING AND AIR CONDITIONING | 231126 | FACILITY LIQUEFIED PETROLIUM GAS PIPING | Aboveground pipes and fittings | Black Steel Pipes and fittings | G | 32 dn | 1 | Nr | 0 |  | 0 | 0 | 0 | Ok |  |  | 0
881 | 23 | HEATING, VENTILATING AND AIR CONDITIONING | 231126 | FACILITY LIQUEFIED PETROLIUM GAS PIPING | Excess flow shut-off valve | Excess flow shut-off valve | H | Gas leak detection system complete with all Accessories | 1 | Item | 0 |  | 0 | 0 | 0 | Ok |  |  | 0
885 | 23 | HEATING, VENTILATING AND AIR CONDITIONING | 232113 | HYDRONIC PIPING | Hot Water Pipes | Black Steel Pipes and fittings | A | 20 dn | 5 | m | 84 | 111.975 | 93 | 130.95 | 95 | Ok |  |  | 0
886 | 23 | HEATING, VENTILATING AND AIR CONDITIONING | 232113 | HYDRONIC PIPING | Hot Water Pipes | Black Steel Pipes and fittings | B | 25 dn | 50 | m | 935 | 1284.5 | 1162.5 | 1406.5 | 1150 | Ok |  |  | 0
887 | 23 | HEATING, VENTILATING AND AIR CONDITIONING | 232113 | HYDRONIC PIPING | Hot Water Pipes | Black Steel Pipes and fittings | A | 32 dn | 3 | m | 71.76 | 79.98 | 69.75 | 90.21 | 75 | Ok |  |  | 0
888 | 23 | HEATING, VENTILATING AND AIR CONDITIONING | 232113 | HYDRONIC PIPING | Hot Water Pipes | Black Steel Pipes and fittings | B | 40 dn | 170 | m | 0 |  | 0 | 0 | 0 | Ok |  |  | 0
889 | 23 | HEATING, VENTILATING AND AIR CONDITIONING | 232113 | HYDRONIC PIPING | Hot Water Pipes | Black Steel Pipes and fittings | C | 50 dn | 175 | m | 0 |  | 0 | 0 | 0 | Ok |  |  | 0
890 | 23 | HEATING, VENTILATING AND AIR CONDITIONING | 232113 | HYDRONIC PIPING | Hot Water Pipes | Black Steel Pipes and fittings | D | 65 dn | 105 | m | 0 |  | 0 | 0 | 0 | Ok |  |  | 0
891 | 23 | HEATING, VENTILATING AND AIR CONDITIONING | 232113 | HYDRONIC PIPING | Hot Water Pipes | Black Steel Pipes and fittings | E | 80 dn | 50 | m | 0 |  | 0 | 0 | 0 | Ok |  |  | 0
893 | 23 | HEATING, VENTILATING AND AIR CONDITIONING | 232113 | HYDRONIC PIPING | Hot Water Pipes | Black Steel Pipes and fittings | B | 16 dn | 278 | m | 1214.86 | 1191.23 | 1034.16 | 1348.3 | 1112 | Ok |  |  | 0
896 | 23 | HEATING, VENTILATING AND AIR CONDITIONING | 232113 | HYDRONIC PIPING | Condensate Drain Pipes | PVC pipes and fittings | C | 20 dn | 100 | m | 450 | 806.5 | 837 | 776 | 900 | Ok |  |  | 0
898 | 23 | HEATING, VENTILATING AND AIR CONDITIONING | 232113 | HYDRONIC PIPING | Condensate Drain Pipes | PVC pipes and fittings | H | Ball valves | 1 | Item | 0 |  | 0 | 0 | 0 | Ok |  |  | 0
901 | 23 | HEATING, VENTILATING AND AIR CONDITIONING | 232113 | HYDRONIC PIPING | Hydronic Specialties | Expansion Tanks | J | Type ET-01 | 1 | Nr | 0 |  | 0 | 0 | 0 | Ok |  |  | 0
904 | 23 | HEATING, VENTILATING AND AIR CONDITIONING | 232123 | HYDRONIC PUMPS | 232123 - HYDRONIC PUMPS | 232123 - HYDRONIC PUMPS | A | HWP-GF-01-1 | 2 | Nr | 0 |  | 0 | 0 | 0 | Ok |  |  | 0
905 | 23 | HEATING, VENTILATING AND AIR CONDITIONING | 232123 | HYDRONIC PUMPS | Centrifugal Flexible-coupled end suction pumps | Centrifugal Flexible-coupled end suction pumps | B | HWP-GF-01-2 | 2 | Nr | 0 |  | 0 | 0 | 0 | Ok |  |  | 0
906 | 23 | HEATING, VENTILATING AND AIR CONDITIONING | 232123 | HYDRONIC PUMPS | 232123 - HYDRONIC PUMPS | 232123 - HYDRONIC PUMPS | C | HWP-GF-01-3 | 2 | Nr | 0 |  | 0 | 0 | 0 | Ok |  |  | 0
907 | 23 | HEATING, VENTILATING AND AIR CONDITIONING | 232123 | HYDRONIC PUMPS | Centrifugal Flexible-coupled end suction pumps | Centrifugal Flexible-coupled end suction pumps | D | Type SHP-RF-01 | 2 | Nr | 0 |  | 0 | 0 | 0 | Ok |  |  | 0
908 | 23 | HEATING, VENTILATING AND AIR CONDITIONING | 232123 | HYDRONIC PUMPS | 232123 - HYDRONIC PUMPS | 232123 - HYDRONIC PUMPS | E | Spare parts as specified for all hydronic pumps | 1 | Item | 0 |  | 0 | 0 | 0 | Ok |  |  | 0
910 | 23 | HEATING, VENTILATING AND AIR CONDITIONING | 232500 | HVAC WATER TREATMENT | 232123 - HYDRONIC PUMPS | 232123 - HYDRONIC PUMPS | F | Closed-loop chemical feed system for heating water distribution systems | 1 | Item | 0 |  | 0 | 0 | 0 | Ok |  |  | 0
911 | 23 | HEATING, VENTILATING AND AIR CONDITIONING | 232500 | HVAC WATER TREATMENT | 232500- HVAC WATER TREATMENT | 232500- HVAC WATER TREATMENT | G | Closed-loop chemical feed system for solar hot water distribution systems | 1 | Item | 0 |  | 0 | 0 | 0 | Ok |  |  | 0
913 | 23 | HEATING, VENTILATING AND AIR CONDITIONING | 233113 | METAL DUCTS | 232500- HVAC WATER TREATMENT | 232500- HVAC WATER TREATMENT | A | Galvanized steel ductwork | 2400 | Kg | 12480 | 18384 | 11160 | 25608 | 12000 | FPE |  | OFPE | 1
914 | 23 | HEATING, VENTILATING AND AIR CONDITIONING | 233113 | METAL DUCTS | 233113- METAL DUCTS | 233113- METAL DUCTS | J | Carbon steel for range hood exhaust | 402 | Kg | 0 |  | 0 | 0 | 0 | Ok |  |  | 0
916 | 23 | HEATING, VENTILATING AND AIR CONDITIONING | 233300 | AIR DUCT ACCESSORIES | 233113- METAL DUCTS | 233113- METAL DUCTS | B | Manual volume dampers | 1 | Item | 2400 | 2218.16 | 1860 | 2576.32 | 562.5 | Ok |  |  | 0
917 | 23 | HEATING, VENTILATING AND AIR CONDITIONING | 233300 | AIR DUCT ACCESSORIES | 233300 - AIR DUCT ACCESSORIES | 233300 - AIR DUCT ACCESSORIES | C | Fire dampers | 1 | Item | 3375 | 1753.16 | 930 | 2576.32 | 375 | Ok |  |  | 0
918 | 23 | HEATING, VENTILATING AND AIR CONDITIONING | 233300 | AIR DUCT ACCESSORIES | 233113- METAL DUCTS | 233113- METAL DUCTS | D | Motorized dampers | 1 | Item | 4730 | 1753.16 | 930 | 2576.32 | 375 | FPE | UFPE |  | 1
920 | 23 | HEATING, VENTILATING AND AIR CONDITIONING | 233300 | AIR DUCT ACCESSORIES | 233113- METAL DUCTS | 233113- METAL DUCTS | A | 150 dn | 3 | m | 43.68 | 132.915 | 111.6 | 154.23 | 114 | Ok |  |  | 0
923 | 23 | HEATING, VENTILATING AND AIR CONDITIONING | 233423 | POWER VENTILATOR UTILITY SET FANS | 233423- POWER VENTILATOR UTILITY SET FANS | 233423- POWER VENTILATOR UTILITY SET FANS | B | Type EF-GF-01 | 1 | Nr | 0 |  | 0 | 0 | 0 | Ok |  |  | 0
924 | 23 | HEATING, VENTILATING AND AIR CONDITIONING | 233423 | POWER VENTILATOR UTILITY SET FANS | Centrifugal inline fans | Centrifugal inline fans | C | Type EF-RF-01 | 1 | Nr | 0 |  | 0 | 0 | 0 | Ok |  |  | 0
925 | 23 | HEATING, VENTILATING AND AIR CONDITIONING | 233423 | POWER VENTILATOR UTILITY SET FANS | 233423- POWER VENTILATOR UTILITY SET FANS | 233423- POWER VENTILATOR UTILITY SET FANS | D | Type EF-RF-02 | 1 | Nr | 0 |  | 0 | 0 | 0 | Ok |  |  | 0
926 | 23 | HEATING, VENTILATING AND AIR CONDITIONING | 233423 | POWER VENTILATOR UTILITY SET FANS | Centrifugal inline fans | Centrifugal inline fans | E | Type EF-RF-03 | 1 | Nr | 0 |  | 0 | 0 | 0 | Ok |  |  | 0
927 | 23 | HEATING, VENTILATING AND AIR CONDITIONING | 233423 | POWER VENTILATOR UTILITY SET FANS | 233423- POWER VENTILATOR UTILITY SET FANS | 233423- POWER VENTILATOR UTILITY SET FANS | F | Type EF-RF-05 | 1 | Nr | 0 |  | 0 | 0 | 0 | Ok |  |  | 0
928 | 23 | HEATING, VENTILATING AND AIR CONDITIONING | 233423 | POWER VENTILATOR UTILITY SET FANS | Centrifugal inline fans | Centrifugal inline fans | G | Type EF-RF-06 | 1 | Nr | 0 |  | 0 | 0 | 0 | Ok |  |  | 0
929 | 23 | HEATING, VENTILATING AND AIR CONDITIONING | 233423 | POWER VENTILATOR UTILITY SET FANS | 233423- POWER VENTILATOR UTILITY SET FANS | 233423- POWER VENTILATOR UTILITY SET FANS | B | Type EF-RF-07 | 1 | Nr | 765 | 958.725 | 186 | 1731.45 | 1063 | Ok |  |  | 0
930 | 23 | HEATING, VENTILATING AND AIR CONDITIONING | 233423 | POWER VENTILATOR UTILITY SET FANS | Centrifugal inline fans | Centrifugal inline fans | J | Type EF-RF-08 | 1 | Nr | 0 |  | 0 | 0 | 0 | Ok |  |  | 0
931 | 23 | HEATING, VENTILATING AND AIR CONDITIONING | 233423 | POWER VENTILATOR UTILITY SET FANS | 233423- POWER VENTILATOR UTILITY SET FANS | 233423- POWER VENTILATOR UTILITY SET FANS | K | Type EF-RF-09 | 1 | Nr | 0 |  | 0 | 0 | 0 | Ok |  |  | 0
932 | 23 | HEATING, VENTILATING AND AIR CONDITIONING | 233423 | POWER VENTILATOR UTILITY SET FANS | Centrifugal inline fans | Centrifugal inline fans | L | Type EF-RF-10 | 1 | Nr | 0 |  | 0 | 0 | 0 | Ok |  |  | 0
933 | 23 | HEATING, VENTILATING AND AIR CONDITIONING | 233423 | POWER VENTILATOR UTILITY SET FANS | 233423- POWER VENTILATOR UTILITY SET FANS | 233423- POWER VENTILATOR UTILITY SET FANS | M | Type EF-TR-01 | 1 | Nr | 0 |  | 0 | 0 | 0 | Ok |  |  | 0
934 | 23 | HEATING, VENTILATING AND AIR CONDITIONING | 233423 | POWER VENTILATOR UTILITY SET FANS | Centrifugal inline fans | Centrifugal inline fans | N | Type EF-TR-02 | 1 | Nr | 0 |  | 0 | 0 | 0 | Ok |  |  | 0
936 | 23 | HEATING, VENTILATING AND AIR CONDITIONING | 233423 | POWER VENTILATOR UTILITY SET FANS | Centrifugal inline fans | Centrifugal inline fans | C | Type EF-FF-01 | 1 | Nr | 260 | 622.365 | 130.2 | 1114.53 | 138 | Ok |  |  | 0
937 | 23 | HEATING, VENTILATING AND AIR CONDITIONING | 233423 | POWER VENTILATOR UTILITY SET FANS | Roof Exhaust fans | Roof Exhaust fans | Q | Type EF-FF-02 | 1 | Nr | 0 |  | 0 | 0 | 0 | Ok |  |  | 0
938 | 23 | HEATING, VENTILATING AND AIR CONDITIONING | 233423 | POWER VENTILATOR UTILITY SET FANS | Centrifugal inline fans | Centrifugal inline fans | R | Type EF-RF-04 | 1 | Nr | 0 |  | 0 | 0 | 0 | Ok |  |  | 0
939 | 23 | HEATING, VENTILATING AND AIR CONDITIONING | 233423 | POWER VENTILATOR UTILITY SET FANS | Roof Exhaust fans | Roof Exhaust fans | A | Type EF-TR-01 | 1 | Nr | 600 | 1044.575 | 930 | 1159.15 | 1013 | Ok |  |  | 0
940 | 23 | HEATING, VENTILATING AND AIR CONDITIONING | 233423 | POWER VENTILATOR UTILITY SET FANS | Centrifugal inline fans | Centrifugal inline fans | B | Spare parts as specified on fans | 1 | Item | 400 | 765.59 | 348.75 | 1182.43 | 375 | Ok |  |  | 0
944 | 23 | HEATING, VENTILATING AND AIR CONDITIONING | 233713 | DIFFUSERS, REGISTERS, AND GRILLES | Diffusers | Supply diffusers 600x600 | C | 150 dn | 11 | Nr | 1045 | 1087.68 | 1023 | 1152.36 | 1100 | Ok |  |  | 0
945 | 23 | HEATING, VENTILATING AND AIR CONDITIONING | 233713 | DIFFUSERS, REGISTERS, AND GRILLES | Diffusers | Supply diffusers 600x600 | D | 200 dn | 3 | Nr | 285 | 310.59 | 306.9 | 314.28 | 321 | Ok |  |  | 0
946 | 23 | HEATING, VENTILATING AND AIR CONDITIONING | 233713 | DIFFUSERS, REGISTERS, AND GRILLES | Diffusers | Supply diffusers 600x600 | E | 250 dn | 1 | Nr | 95 | 117.48 | 130.2 | 104.76 | 138 | Ok |  |  | 0
947 | 23 | HEATING, VENTILATING AND AIR CONDITIONING | 233713 | DIFFUSERS, REGISTERS, AND GRILLES | Diffusers | Supply diffusers 600x600 | F | 300 dn | 7 | Nr | 0 |  | 0 | 0 | 0 | Ok |  |  | 0
948 | 23 | HEATING, VENTILATING AND AIR CONDITIONING | 233713 | DIFFUSERS, REGISTERS, AND GRILLES | Diffusers | Supply diffusers 600x600 | G | 350 dn | 5 | Nr | 0 |  | 0 | 0 | 0 | Ok |  |  | 0
949 | 23 | HEATING, VENTILATING AND AIR CONDITIONING | 233713 | DIFFUSERS, REGISTERS, AND GRILLES | Diffusers | Supply diffusers 600x600 | F | 400 dn | 2 | Nr | 190 | 281.46 | 353.4 | 209.52 | 376 | Ok |  |  | 0
951 | 23 | HEATING, VENTILATING AND AIR CONDITIONING | 233713 | DIFFUSERS, REGISTERS, AND GRILLES | Diffusers | Return diffusers 600x600 | G | 150 dn | 2 | Nr | 150 | 182.24 | 186 | 178.48 | 200 | Ok |  |  | 0
952 | 23 | HEATING, VENTILATING AND AIR CONDITIONING | 233713 | DIFFUSERS, REGISTERS, AND GRILLES | Diffusers | Return diffusers 600x600 | H | 250 dn | 4 | Nr | 300 | 383.08 | 409.2 | 356.96 | 428 | Ok |  |  | 0
953 | 23 | HEATING, VENTILATING AND AIR CONDITIONING | 233713 | DIFFUSERS, REGISTERS, AND GRILLES | Diffusers | Return diffusers 600x600 | L | 300 dn | 10 | Nr | 0 |  | 0 | 0 | 0 | Ok |  |  | 0
954 | 23 | HEATING, VENTILATING AND AIR CONDITIONING | 233713 | DIFFUSERS, REGISTERS, AND GRILLES | Diffusers | Return diffusers 600x600 | M | 350 dn | 1 | Nr | 0 |  | 0 | 0 | 0 | Ok |  |  | 0
955 | 23 | HEATING, VENTILATING AND AIR CONDITIONING | 233713 | DIFFUSERS, REGISTERS, AND GRILLES | Diffusers | Return diffusers 600x600 | J | 400 dn | 1 | Nr | 75 | 132.97 | 176.7 | 89.24 | 188 | Ok |  |  | 0
957 | 23 | HEATING, VENTILATING AND AIR CONDITIONING | 233713 | DIFFUSERS, REGISTERS, AND GRILLES | Diffusers | Exhaust diffusers 600x600 | P | 150 dn | 9 | Nr | 0 |  | 0 | 0 | 0 | Ok |  |  | 0
958 | 23 | HEATING, VENTILATING AND AIR CONDITIONING | 233713 | DIFFUSERS, REGISTERS, AND GRILLES | Diffusers | Exhaust diffusers 600x600 | Q | 250 dn | 6 | Nr | 0 |  | 0 | 0 | 0 | Ok |  |  | 0
959 | 23 | HEATING, VENTILATING AND AIR CONDITIONING | 233713 | DIFFUSERS, REGISTERS, AND GRILLES | Diffusers | Exhaust diffusers 600x600 | A | 350 dn | 3 | Nr | 0 |  | 0 | 0 | 0 | Ok |  |  | 0
960 | 23 | HEATING, VENTILATING AND AIR CONDITIONING | 233713 | DIFFUSERS, REGISTERS, AND GRILLES | Diffusers | Exhaust diffusers 600x600 | B | 400 dn | 1 | Nr | 0 |  | 0 | 0 | 0 | Ok |  |  | 0
963 | 23 | HEATING, VENTILATING AND AIR CONDITIONING | 233713 | DIFFUSERS, REGISTERS, AND GRILLES | Registers | Supply registers | A | 350 x 200 | 6 | Nr | 210 | 239.04 | 251.1 | 226.98 | 264 | Ok |  |  | 0
964 | 23 | HEATING, VENTILATING AND AIR CONDITIONING | 233713 | DIFFUSERS, REGISTERS, AND GRILLES | Registers | Supply registers | D | 400 x 250 | 2 | Nr | 0 |  | 0 | 0 | 0 | Ok |  |  | 0
965 | 23 | HEATING, VENTILATING AND AIR CONDITIONING | 233713 | DIFFUSERS, REGISTERS, AND GRILLES | Registers | Supply registers | E | 900 x 900 | 1 | Nr | 0 |  | 0 | 0 | 0 | Ok |  |  | 0
966 | 23 | HEATING, VENTILATING AND AIR CONDITIONING | 233713 | DIFFUSERS, REGISTERS, AND GRILLES | Registers | Supply registers | B | 600 x 350 | 2 | Nr | 114 | 130.29 | 120.9 | 139.68 | 126 | Ok |  |  | 0
967 | 23 | HEATING, VENTILATING AND AIR CONDITIONING | 233713 | DIFFUSERS, REGISTERS, AND GRILLES | Registers | Supply registers | C | 450 x 300 | 4 | Nr | 0 |  | 0 | 0 | 0 | Ok |  |  | 0
968 | 23 | HEATING, VENTILATING AND AIR CONDITIONING | 233713 | DIFFUSERS, REGISTERS, AND GRILLES | Registers | Supply registers | H | 600 x 300 | 1 | Nr | 0 |  | 0 | 0 | 0 | Ok |  |  | 0
970 | 23 | HEATING, VENTILATING AND AIR CONDITIONING | 233713 | DIFFUSERS, REGISTERS, AND GRILLES | Registers | Return air registers | C | 350 x 200 | 6 | Nr | 210 | 227.4 | 251.1 | 203.7 | 264 | Ok |  |  | 0
971 | 23 | HEATING, VENTILATING AND AIR CONDITIONING | 233713 | DIFFUSERS, REGISTERS, AND GRILLES | Registers | Return air registers | K | 400 x 250 | 2 | Nr | 0 |  | 0 | 0 | 0 | Ok |  |  | 0
972 | 23 | HEATING, VENTILATING AND AIR CONDITIONING | 233713 | DIFFUSERS, REGISTERS, AND GRILLES | Registers | Return air registers | L | 150 x 150 | 1 | Nr | 0 |  | 0 | 0 | 0 | Ok |  |  | 0
973 | 23 | HEATING, VENTILATING AND AIR CONDITIONING | 233713 | DIFFUSERS, REGISTERS, AND GRILLES | Registers | Return air registers | M | 900 x 900 | 1 | Nr | 0 |  | 0 | 0 | 0 | Ok |  |  | 0
974 | 23 | HEATING, VENTILATING AND AIR CONDITIONING | 233713 | DIFFUSERS, REGISTERS, AND GRILLES | Registers | Return air registers | D | 600 x 350 | 2 | Nr | 114 | 143.64 | 176.7 | 110.58 | 188 | Ok |  |  | 0
975 | 23 | HEATING, VENTILATING AND AIR CONDITIONING | 233713 | DIFFUSERS, REGISTERS, AND GRILLES | Registers | Return air registers | P | 450 x 300 | 4 | Nr | 0 |  | 0 | 0 | 0 | Ok |  |  | 0
976 | 23 | HEATING, VENTILATING AND AIR CONDITIONING | 233713 | DIFFUSERS, REGISTERS, AND GRILLES | Registers | Return air registers | Q | 600 x 300 | 1 | Nr | 0 |  | 0 | 0 | 0 | Ok |  |  | 0
978 | 23 | HEATING, VENTILATING AND AIR CONDITIONING | 233713 | DIFFUSERS, REGISTERS, AND GRILLES | Registers | Exhaust air registers | A | 150 x 150 | 12 | Nr | 273.6 | 324.54 | 334.8 | 314.28 | 384 | Ok |  |  | 0
979 | 23 | HEATING, VENTILATING AND AIR CONDITIONING | 233713 | DIFFUSERS, REGISTERS, AND GRILLES | Registers | Exhaust air registers | B | 300 x 200 | 1 | Nr | 0 |  | 0 | 0 | 0 | Ok |  |  | 0
980 | 23 | HEATING, VENTILATING AND AIR CONDITIONING | 233713 | DIFFUSERS, REGISTERS, AND GRILLES | Registers | Exhaust air registers | B | 200 x 200 | 1 | Nr | 23 | 28.985 | 27.9 | 30.07 | 32 | Ok |  |  | 0
983 | 23 | HEATING, VENTILATING AND AIR CONDITIONING | 233713 | DIFFUSERS, REGISTERS, AND GRILLES | Grilles | Door grilles | C | 200 x 100 | 12 | Nr | 444 | 372.3 | 279 | 465.6 | 300 | Ok |  |  | 0
984 | 23 | HEATING, VENTILATING AND AIR CONDITIONING | 233713 | DIFFUSERS, REGISTERS, AND GRILLES | Grilles | Door grilles | E | 300 x 250 | 1 | Nr | 0 |  | 0 | 0 | 0 | Ok |  |  | 0
985 | 23 | HEATING, VENTILATING AND AIR CONDITIONING | 233713 | DIFFUSERS, REGISTERS, AND GRILLES | Grilles | Door grilles | F | 350 x 150 | 2 | Nr | 0 |  | 0 | 0 | 0 | Ok |  |  | 0
988 | 23 | HEATING, VENTILATING AND AIR CONDITIONING | 235100 | BREECHINGS, CHIMNEYS, AND STACKS | 235100 - BREECHINGS, CHIMNEYS, AND STACKS | 235100 - BREECHINGS, CHIMNEYS, AND STACKS | G | 600 dn | 13 | m | 0 |  | 0 | 0 | 0 | Ok |  |  | 0
991 | 23 | HEATING, VENTILATING AND AIR CONDITIONING | 235223 | CAST IRON BOILERS | 235223 - CAST IRON BOILERS | 235223 - CAST IRON BOILERS | H | Type B-GF-01 & 02 | 2 | Nr | 0 |  | 0 | 0 | 0 | Ok |  |  | 0
992 | 23 | HEATING, VENTILATING AND AIR CONDITIONING | 235223 | CAST IRON BOILERS | Hot-water boilers | Hot-water boilers | J | Spare parts as specified for and hot water boilers | 1 | Item | 0 |  | 0 | 0 | 0 | Ok |  |  | 0
995 | 23 | HEATING, VENTILATING AND AIR CONDITIONING | 237320 | VARIABLE REFRIGERANT VOLUME AIR CONDITIONNING UNITS | 237320 - VARIABLE REFRIGERANT VOLUME AIR CONDITIONNING UNITS | 237320 - VARIABLE REFRIGERANT VOLUME AIR CONDITIONNING UNITS | A | Type VRAC-01 | 3 | Nr | 5325 | 2222.565 | 1046.25 | 3398.88 | 1125 | FPE | UFPE |  | 1
996 | 23 | HEATING, VENTILATING AND AIR CONDITIONING | 237320 | VARIABLE REFRIGERANT VOLUME AIR CONDITIONNING UNITS | Indoor Units | Indoor Units | B | Type VRAC-02 | 2 | Nr | 3550 | 1507.9 | 697.5 | 2318.3 | 750 | FPE | UFPE |  | 1
997 | 23 | HEATING, VENTILATING AND AIR CONDITIONING | 237320 | VARIABLE REFRIGERANT VOLUME AIR CONDITIONNING UNITS | 237320 - VARIABLE REFRIGERANT VOLUME AIR CONDITIONNING UNITS | 237320 - VARIABLE REFRIGERANT VOLUME AIR CONDITIONNING UNITS | C | Type VRAC-03 | 6 | Nr | 10650 | 4930.65 | 2790 | 7071.3 | 3000 | FPE | UFPE | UFPE | 2
998 | 23 | HEATING, VENTILATING AND AIR CONDITIONING | 237320 | VARIABLE REFRIGERANT VOLUME AIR CONDITIONNING UNITS | Indoor Units | Indoor Units | D | Type VRAC-04 | 2 | Nr | 0 |  | 0 | 0 | 0 | Ok |  |  | 0
999 | 23 | HEATING, VENTILATING AND AIR CONDITIONING | 237320 | VARIABLE REFRIGERANT VOLUME AIR CONDITIONNING UNITS | 237320 - VARIABLE REFRIGERANT VOLUME AIR CONDITIONNING UNITS | 237320 - VARIABLE REFRIGERANT VOLUME AIR CONDITIONNING UNITS | D | Type VRAC-05 | 1 | Nr | 2120 | 974.49 | 558 | 1390.98 | 600 | Ok |  |  | 0
1000 | 23 | HEATING, VENTILATING AND AIR CONDITIONING | 237320 | VARIABLE REFRIGERANT VOLUME AIR CONDITIONNING UNITS | Indoor Units | Indoor Units | F | Type VRAC-06 | 2 | Nr | 0 |  | 0 | 0 | 0 | Ok |  |  | 0
1001 | 23 | HEATING, VENTILATING AND AIR CONDITIONING | 237320 | VARIABLE REFRIGERANT VOLUME AIR CONDITIONNING UNITS | 237320 - VARIABLE REFRIGERANT VOLUME AIR CONDITIONNING UNITS | 237320 - VARIABLE REFRIGERANT VOLUME AIR CONDITIONNING UNITS | G | Type VRAC-07 | 1 | Nr | 0 |  | 0 | 0 | 0 | Ok |  |  | 0
1002 | 23 | HEATING, VENTILATING AND AIR CONDITIONING | 237320 | VARIABLE REFRIGERANT VOLUME AIR CONDITIONNING UNITS | Indoor Units | Indoor Units | E | Type VRAC-08 | 3 | Nr | 7416 | 4216.245 | 2790 | 5642.49 | 3000 | FPE | UFPE |  | 1
1004 | 23 | HEATING, VENTILATING AND AIR CONDITIONING | 237320 | VARIABLE REFRIGERANT VOLUME AIR CONDITIONNING UNITS | Indoor Units | Indoor Units | J | Type VRCU-01 | 1 | Nr | 0 |  | 0 | 0 | 0 | Ok |  |  | 0
1005 | 23 | HEATING, VENTILATING AND AIR CONDITIONING | 237320 | VARIABLE REFRIGERANT VOLUME AIR CONDITIONNING UNITS | Outdoor Units | Outdoor Units | K | Type VRCU-02 | 1 | Nr | 20269 | 14523.91 | 14880 | 14167.82 | 16000 | FPE | UFPE | UFPE | 2
1006 | 23 | HEATING, VENTILATING AND AIR CONDITIONING | 237320 | VARIABLE REFRIGERANT VOLUME AIR CONDITIONNING UNITS | Indoor Units | Indoor Units | L | Type VRCU-03 | 1 | Nr | 0 |  | 0 | 0 | 0 | Ok |  |  | 0
1007 | 23 | HEATING, VENTILATING AND AIR CONDITIONING | 237320 | VARIABLE REFRIGERANT VOLUME AIR CONDITIONNING UNITS | Outdoor Units | Outdoor Units | F | Refrigerant Piping, complete with all Insulation, Valves and Fittings. | 1 | Item | 10000 | 24432.905 | 26970 | 21895.81 | 11250 | FPE | OFPE | OFPE | 2
1009 | 23 | HEATING, VENTILATING AND AIR CONDITIONING | 237413 | PACKAGED, OUTDOOR, CENTRAL STATION AIR-HANDLING UNITS | Outdoor Units | Outdoor Units | A | Type RTU-FF-01 | 1 | Nr | 0 |  | 0 | 0 | 0 | Ok |  |  | 0
1010 | 23 | HEATING, VENTILATING AND AIR CONDITIONING | 237413 | PACKAGED, OUTDOOR, CENTRAL STATION AIR-HANDLING UNITS | 237413 - PACKAGED, OUTDOOR, CENTRAL STATION AIR-HANDLING UNITS | 237413 - PACKAGED, OUTDOOR, CENTRAL STATION AIR-HANDLING UNITS | B | Type RTU-RF-01 | 1 | Nr | 0 |  | 0 | 0 | 0 | Ok |  |  | 0
1011 | 23 | HEATING, VENTILATING AND AIR CONDITIONING | 237413 | PACKAGED, OUTDOOR, CENTRAL STATION AIR-HANDLING UNITS | Outdoor Units | Outdoor Units | C | Type RTU-RF-02 | 1 | Nr | 0 |  | 0 | 0 | 0 | Ok |  |  | 0
1012 | 23 | HEATING, VENTILATING AND AIR CONDITIONING | 237413 | PACKAGED, OUTDOOR, CENTRAL STATION AIR-HANDLING UNITS | 237413 - PACKAGED, OUTDOOR, CENTRAL STATION AIR-HANDLING UNITS | 237413 - PACKAGED, OUTDOOR, CENTRAL STATION AIR-HANDLING UNITS | D | Type RTU-RF-03 | 1 | Nr | 0 |  | 0 | 0 | 0 | Ok |  |  | 0
1013 | 23 | HEATING, VENTILATING AND AIR CONDITIONING | 237413 | PACKAGED, OUTDOOR, CENTRAL STATION AIR-HANDLING UNITS | Outdoor Units | Outdoor Units | E | Spare parts as specified for air handling units | 1 | Item | 0 |  | 0 | 0 | 0 | Ok |  |  | 0
1015 | 23 | HEATING, VENTILATING AND AIR CONDITIONING | 238126 | Split System Air Conditionners | Outdoor Units | Outdoor Units | A | Type SRAC-GF-01/ SRCU-GF-01 | 3 | Nr | 3900 | 6589.755 | 8928 | 4251.51 | 3189 | FPE | OFPE |  | 1
1016 | 23 | HEATING, VENTILATING AND AIR CONDITIONING | 238126 | Split System Air Conditionners | 238126 - Split System Air Conditionners | 238126 - Split System Air Conditionners | G | Type SRAC-RF-02/ SRCU-RF-02 | 1 | Nr | 0 |  | 0 | 0 | 0 | Ok |  |  | 0
1017 | 23 | HEATING, VENTILATING AND AIR CONDITIONING | 238126 | Split System Air Conditionners | Outdoor Units | Outdoor Units | H | Type SRAC-RF-03/ SRCU-RF-03 | 1 | Nr | 0 |  | 0 | 0 | 0 | Ok |  |  | 0
1021 | 23 | HEATING, VENTILATING AND AIR CONDITIONING | 238233 | CONVECTORS | Radiators | Room Radiators: | J | Type R4-750 | 4 | Nr | 0 |  | 0 | 0 | 0 | Ok |  |  | 0
1022 | 23 | HEATING, VENTILATING AND AIR CONDITIONING | 238233 | CONVECTORS | Radiators | Room Radiators: | K | Type R5-750 | 13 | Nr | 0 |  | 0 | 0 | 0 | Ok |  |  | 0
1023 | 23 | HEATING, VENTILATING AND AIR CONDITIONING | 238233 | CONVECTORS | Radiators | Room Radiators: | L | Type R6-750 | 6 | Nr | 0 |  | 0 | 0 | 0 | Ok |  |  | 0
1024 | 23 | HEATING, VENTILATING AND AIR CONDITIONING | 238233 | CONVECTORS | Radiators | Room Radiators: | M | Type R9-750 | 1 | Nr | 0 |  | 0 | 0 | 0 | Ok |  |  | 0
1025 | 23 | HEATING, VENTILATING AND AIR CONDITIONING | 238233 | CONVECTORS | Radiators | Room Radiators: | N | Type R10-750 | 3 | Nr | 0 |  | 0 | 0 | 0 | Ok |  |  | 0
1026 | 23 | HEATING, VENTILATING AND AIR CONDITIONING | 238233 | CONVECTORS | Radiators | Room Radiators: | P | Type R11-750 | 9 | Nr | 0 |  | 0 | 0 | 0 | Ok |  |  | 0
1027 | 23 | HEATING, VENTILATING AND AIR CONDITIONING | 238233 | CONVECTORS | Radiators | Room Radiators: | A | Type R12-750 | 9 | Nr | 0 |  | 0 | 0 | 0 | Ok |  |  | 0
1028 | 23 | HEATING, VENTILATING AND AIR CONDITIONING | 238233 | CONVECTORS | Radiators | Room Radiators: | B | Type R13-750 | 10 | Nr | 0 |  | 0 | 0 | 0 | Ok |  |  | 0
1029 | 23 | HEATING, VENTILATING AND AIR CONDITIONING | 238233 | CONVECTORS | Radiators | Room Radiators: | C | Type R14-750 | 7 | Nr | 0 |  | 0 | 0 | 0 | Ok |  |  | 0
1030 | 23 | HEATING, VENTILATING AND AIR CONDITIONING | 238233 | CONVECTORS | Radiators | Room Radiators: | D | Type R15-750 | 4 | Nr | 0 |  | 0 | 0 | 0 | Ok |  |  | 0
1031 | 23 | HEATING, VENTILATING AND AIR CONDITIONING | 238233 | CONVECTORS | Radiators | Room Radiators: | E | Type R16-750 | 1 | Nr | 0 |  | 0 | 0 | 0 | Ok |  |  | 0
1036 | 23 | HEATING, VENTILATING AND AIR CONDITIONING | 238233 | CONVECTORS | Water Cabinets | Steel cabinet only | A | WHC-GF-01 | 1 | Nr | 900 | 356.235 | 372 | 340.47 | 80 | Ok |  |  | 0
1037 | 23 | HEATING, VENTILATING AND AIR CONDITIONING | 238233 | CONVECTORS | Water Cabinets | Steel cabinet only | B | WHC-FF-01 | 1 | Nr | 900 | 329.875 | 334.8 | 324.95 | 80 | Ok |  |  | 0
1038 | 23 | HEATING, VENTILATING AND AIR CONDITIONING | 238233 | CONVECTORS | Water Cabinets | Steel cabinet only | C | WHC-FF-02 | 1 | Nr | 750 | 289.535 | 316.2 | 262.87 | 80 | Ok |  |  | 0
1039 | 23 | HEATING, VENTILATING AND AIR CONDITIONING | 238233 | CONVECTORS | Water Cabinets | Steel cabinet only | D | WHC-FF-03 | 1 | Nr | 900 | 321.33 | 348.75 | 293.91 | 80 | Ok |  |  | 0
1040 | 23 | HEATING, VENTILATING AND AIR CONDITIONING | 238233 | CONVECTORS | Water Cabinets | Steel cabinet only | E | WHC-SF-01 | 1 | Nr | 900 | 329.09 | 348.75 | 309.43 | 80 | Ok |  |  | 0
1041 | 23 | HEATING, VENTILATING AND AIR CONDITIONING | 238233 | CONVECTORS | Water Cabinets | Steel cabinet only | F | WHC-SF-02 | 1 | Nr | 900 | 329.09 | 348.75 | 309.43 | 80 | Ok |  |  | 0
1042 | 23 | HEATING, VENTILATING AND AIR CONDITIONING | 238233 | CONVECTORS | Water Cabinets | Steel cabinet only | G | WHC-SF-03 | 1 | Nr | 900 | 314.355 | 334.8 | 293.91 | 80 | Ok |  |  | 0
1046 | 23 | HEATING, VENTILATING AND AIR CONDITIONING | 239000 | SOLAR HEATING SYSTEM | Solar Collectors | Solar Collectors | A | Hot Water Piping, complete with all Insulation, Valves and Fittings. | 1 | Item | 0 |  | 0 | 0 | 0 | Ok |  |  | 0
1054 | 26 | ELECTRICAL | 260519 | CONDUCTORS AND CABLES | Solar Collectors | Solar Collectors | A | Coordination with local power authorities for the substitution of the existing outdoor MV transformer to an outdoor 630kVA MV transformer, including substitution of all the relevants (switchgear, earthing, accessories , outgoings LV-S panel, etc.) as per single line diagram. Payment shall include all fees of corrdination, subscription and any other fees to local power authorities to ensure that power is available to site. | 1 | Item | 30000 | 40092.105 | 2906.25 | 77277.96 | 3125 | FPE | UFPE | OFPE | 2
1057 | 26 | ELECTRICAL | 260519 | CONDUCTORS AND CABLES | 260519 - CONDUCTORS AND CABLES | 260519 - CONDUCTORS AND CABLES | B | 6 mm2 | 15 | m | 21 | 42.75 | 41.85 | 43.65 | 45 | Ok |  |  | 0
1058 | 26 | ELECTRICAL | 260519 | CONDUCTORS AND CABLES | Single core, copper conductor, PVC insulated, (grounding cables), unarmoured; 0.6/1 kV | Single core, copper conductor, PVC insulated, (grounding cables), unarmoured; 0.6/1 kV | C | 10 mm2 | 200 | m | 340 | 663 | 744 | 582 | 800 | Ok |  |  | 0
1059 | 26 | ELECTRICAL | 260519 | CONDUCTORS AND CABLES | 260519 - CONDUCTORS AND CABLES | 260519 - CONDUCTORS AND CABLES | D | 16 mm2 | 200 | m | 480 | 853 | 930 | 776 | 1000 | Ok |  |  | 0
1060 | 26 | ELECTRICAL | 260519 | CONDUCTORS AND CABLES | Single core, copper conductor, PVC insulated, (grounding cables), unarmoured; 0.6/1 kV | Single core, copper conductor, PVC insulated, (grounding cables), unarmoured; 0.6/1 kV | E | 25 mm2 | 100 | m | 320 | 616.5 | 651 | 582 | 700 | Ok |  |  | 0
1061 | 26 | ELECTRICAL | 260519 | CONDUCTORS AND CABLES | 260519 - CONDUCTORS AND CABLES | 260519 - CONDUCTORS AND CABLES | F | 35 mm2 | 30 | m | 120 | 228 | 223.2 | 232.8 | 240 | Ok |  |  | 0
1062 | 26 | ELECTRICAL | 260519 | CONDUCTORS AND CABLES | Single core, copper conductor, PVC insulated, (grounding cables), unarmoured; 0.6/1 kV | Single core, copper conductor, PVC insulated, (grounding cables), unarmoured; 0.6/1 kV | G | 70 mm2 | 120 | m | 1050 | 1142.4 | 1004.4 | 1280.4 | 1080 | Ok |  |  | 0
1063 | 26 | ELECTRICAL | 260519 | CONDUCTORS AND CABLES | 260519 - CONDUCTORS AND CABLES | 260519 - CONDUCTORS AND CABLES | H | 120 mm2 | 100 | m | 1300 | 1619 | 1395 | 1843 | 1500 | Ok |  |  | 0
1064 | 26 | ELECTRICAL | 260519 | CONDUCTORS AND CABLES | Single core, copper conductor, PVC insulated, (grounding cables), unarmoured; 0.6/1 kV | Single core, copper conductor, PVC insulated, (grounding cables), unarmoured; 0.6/1 kV | J | 150 mm2 | 115 | m | 1782.5 | 2245.375 | 1925.1 | 2565.65 | 2070 | Ok |  |  | 0
1065 | 26 | ELECTRICAL | 260519 | CONDUCTORS AND CABLES | 260519 - CONDUCTORS AND CABLES | 260519 - CONDUCTORS AND CABLES | K | 240 mm2 | 65 | m | 1235 | 2012.725 | 1692.6 | 2332.85 | 1820 | Ok |  |  | 0
1067 | 26 | ELECTRICAL | 260519 | CONDUCTORS AND CABLES | 260519 - CONDUCTORS AND CABLES | 260519 - CONDUCTORS AND CABLES | A | 4x6 mm2 | 15 | m | 67.5 | 141.9 | 167.4 | 116.4 | 180 | Ok |  |  | 0
1068 | 26 | ELECTRICAL | 260519 | CONDUCTORS AND CABLES | Multi core, copper conductor, XLPE insulated, PVC sheathed feeder cables; unarmoured; 0.6/1 kV | Multi core, copper conductor, XLPE insulated, PVC sheathed feeder cables; unarmoured; 0.6/1 kV | B | 4x10 mm2 | 200 | m | 1080 | 2175 | 2604 | 1746 | 2800 | Ok |  |  | 0
1069 | 26 | ELECTRICAL | 260519 | CONDUCTORS AND CABLES | 260519 - CONDUCTORS AND CABLES | 260519 - CONDUCTORS AND CABLES | C | 4x16 mm2 | 200 | m | 1400 | 3129 | 3348 | 2910 | 3600 | Ok |  |  | 0
1070 | 26 | ELECTRICAL | 260519 | CONDUCTORS AND CABLES | Multi core, copper conductor, XLPE insulated, PVC sheathed feeder cables; unarmoured; 0.6/1 kV | Multi core, copper conductor, XLPE insulated, PVC sheathed feeder cables; unarmoured; 0.6/1 kV | D | 4x25 mm2 | 80 | m | 840 | 1555.6 | 1636.8 | 1474.4 | 1760 | Ok |  |  | 0
1071 | 26 | ELECTRICAL | 260519 | CONDUCTORS AND CABLES | 260519 - CONDUCTORS AND CABLES | 260519 - CONDUCTORS AND CABLES | E | 4x50 mm2 | 100 | m | 2000 | 2850 | 2790 | 2910 | 3000 | Ok |  |  | 0
1072 | 26 | ELECTRICAL | 260519 | CONDUCTORS AND CABLES | Multi core, copper conductor, XLPE insulated, PVC sheathed feeder cables; unarmoured; 0.6/1 kV | Multi core, copper conductor, XLPE insulated, PVC sheathed feeder cables; unarmoured; 0.6/1 kV | F | 4x120 mm2 | 180 | m | 9900 | 11125.8 | 10378.8 | 11872.8 | 11160 | Ok |  |  | 0
1073 | 26 | ELECTRICAL | 260519 | CONDUCTORS AND CABLES | 260519 - CONDUCTORS AND CABLES | 260519 - CONDUCTORS AND CABLES | G | 4x240 mm2 | 340 | m | 30600 | 38807.6 | 35730.6 | 41884.6 | 38420 | FPE |  | OFPE | 1
1074 | 26 | ELECTRICAL | 260519 | CONDUCTORS AND CABLES | Multi core, copper conductor, XLPE insulated, PVC sheathed feeder cables; unarmoured; 0.6/1 kV | Multi core, copper conductor, XLPE insulated, PVC sheathed feeder cables; unarmoured; 0.6/1 kV | H | 4x300 mm2 | 115 | m | 11500 | 16466.275 | 14973 | 17959.55 | 15870 | FPE | OFPE | OFPE | 2
1076 | 26 | ELECTRICAL | 260519 | CONDUCTORS AND CABLES | Multi core, copper conductor, XLPE insulated, PVC sheathed feeder cables; unarmoured; 0.6/1 kV | Multi core, copper conductor, XLPE insulated, PVC sheathed feeder cables; unarmoured; 0.6/1 kV | J | 4x35 mm2 | 25 | m | 1000 | 996 | 1046.25 | 945.75 | 1100 | Ok |  |  | 0
1079 | 26 | ELECTRICAL | 260526 | GROUNDING AND BONDING FOR ELECTRICAL SYSTEMS | 260526 - GROUNDING AND BONDING FOR ELECTRICAL SYSTEMS | 260526 - GROUNDING AND BONDING FOR ELECTRICAL SYSTEMS | K | Main distribution board (MDB) | 1 | Item | 750 | 612.665 | 581.25 | 644.08 | 625 | Ok |  |  | 0
1080 | 26 | ELECTRICAL | 260526 | GROUNDING AND BONDING FOR ELECTRICAL SYSTEMS | Type TN-S complete, for | Type TN-S complete, for | L | 200kVA standby generator | 1 | Item | 750 | 526.64 | 409.2 | 644.08 | 438 | Ok |  |  | 0
1081 | 26 | ELECTRICAL | 260526 | GROUNDING AND BONDING FOR ELECTRICAL SYSTEMS | 260526 - GROUNDING AND BONDING FOR ELECTRICAL SYSTEMS | 260526 - GROUNDING AND BONDING FOR ELECTRICAL SYSTEMS | M | Distribution panelboards, final branch circuit panelboards, indoor and outdoor lighting installations and wiring accessories | 1 | Item | 750 | 1492.76 | 409.2 | 2576.32 | 438 | Ok |  |  | 0
1082 | 26 | ELECTRICAL | 260526 | GROUNDING AND BONDING FOR ELECTRICAL SYSTEMS | Type TN-S complete, for | Type TN-S complete, for | N | Signal and communication system | 1 | Item | 750 | 848.68 | 409.2 | 1288.16 | 438 | Ok |  |  | 0
1084 | 26 | ELECTRICAL | 260536 | CABLE TRAYS FOR ELECTRICAL SYSTEMS | Type TN-S complete, for | Type TN-S complete, for | A | Cable tray 60 cm | 40 | m | 880 | 2043.2 | 2418 | 1668.4 | 2600 | Ok |  |  | 0
1085 | 26 | ELECTRICAL | 260536 | CABLE TRAYS FOR ELECTRICAL SYSTEMS | 260536 - CABLE TRAYS FOR ELECTRICAL SYSTEMS | 260536 - CABLE TRAYS FOR ELECTRICAL SYSTEMS | B | Cable tray 30 cm | 50 | m | 750 | 1347.25 | 1627.5 | 1067 | 1750 | Ok |  |  | 0
1086 | 26 | ELECTRICAL | 260536 | CABLE TRAYS FOR ELECTRICAL SYSTEMS | Type TN-S complete, for | Type TN-S complete, for | C | Cable tray 30 cm with cover | 30 | m | 570 | 1078.8 | 1255.5 | 902.1 | 1350 | Ok |  |  | 0
1089 | 26 | ELECTRICAL | 260543 | UNDERGROUND DUCTS AND RACEWAYS FOR ELECTRICAL SYSTEMS | 260543 - UNDERGROUND DUCTS AND RACEWAYS FOR ELECTRICAL SYSTEMS | 260543 - UNDERGROUND DUCTS AND RACEWAYS FOR ELECTRICAL SYSTEMS | D | Duct bank of 4f150 mm conduits | 12 | m | 1380 | 542.1 | 502.2 | 582 | 528 | Ok |  |  | 0
1090 | 26 | ELECTRICAL | 260543 | UNDERGROUND DUCTS AND RACEWAYS FOR ELECTRICAL SYSTEMS | Underground cable duct assemblies encased in concrete | Underground cable duct assemblies encased in concrete | E | Duct bank of 2f150 mm conduits | 50 | m | 3250 | 1333 | 1162.5 | 1503.5 | 1250 | Ok |  |  | 0
1092 | 26 | ELECTRICAL | 260543 | UNDERGROUND DUCTS AND RACEWAYS FOR ELECTRICAL SYSTEMS | Underground cable duct assemblies encased in concrete | Underground cable duct assemblies encased in concrete | F | Trench (widthxdepth: 600x800mm) | 72 | m | 2304 | 14902.56 | 2008.8 | 27796.32 | 2016 | FPE |  | OFPE | 1
1094 | 26 | ELECTRICAL | 260543 | UNDERGROUND DUCTS AND RACEWAYS FOR ELECTRICAL SYSTEMS | Underground cable duct assemblies encased in concrete | Underground cable duct assemblies encased in concrete | G | Manhole 800x800x800mm | 8 | Nr | 4800 | 3143.4 | 2678.4 | 3608.4 | 2904 | Ok |  |  | 0
1097 | 26 | ELECTRICAL | 262413 | SWITCHBOARDS | 262413 - SWITCHBOARDS | 262413 - SWITCHBOARDS | H | MDB | 1 | Nr | 6000 | 4140.505 | 4417.5 | 3863.51 | 4750 | Ok |  |  | 0
1100 | 26 | ELECTRICAL | 262416 | PANELBOARDS | 262416 - PANELBOARDS | 262416 - PANELBOARDS | J | EDP | 1 | Nr | 5000 | 1383.365 | 1278.75 | 1487.98 | 1375 | FPE | UFPE | UFPE | 2
1102 | 26 | ELECTRICAL | 262416 | PANELBOARDS | 262416 - PANELBOARDS | 262416 - PANELBOARDS | A | SDP-G | 1 | Nr | 3500 | 1181.09 | 874.2 | 1487.98 | 938 | FPE | UFPE |  | 1
1103 | 26 | ELECTRICAL | 262416 | PANELBOARDS | Subdistribution panels | Subdistribution panels | B | SDP-GL | 1 | Nr | 0 |  | 0 | 0 | 0 | Ok |  |  | 0
1104 | 26 | ELECTRICAL | 262416 | PANELBOARDS | 262416 - PANELBOARDS | 262416 - PANELBOARDS | B | SDP-R | 1 | Nr | 3500 | 1672.91 | 1278.75 | 2067.07 | 1375 | Ok |  |  | 0
1105 | 26 | ELECTRICAL | 262416 | PANELBOARDS | Subdistribution panels | Subdistribution panels | C | ESDP-G | 1 | Nr | 3500 | 977.94 | 623.1 | 1332.78 | 688 | FPE | UFPE |  | 1
1106 | 26 | ELECTRICAL | 262416 | PANELBOARDS | 262416 - PANELBOARDS | 262416 - PANELBOARDS | D | ESDP-R | 1 | Nr | 3500 | 881.425 | 623.1 | 1139.75 | 688 | FPE | UFPE |  | 1
1108 | 26 | ELECTRICAL | 262416 | PANELBOARDS | 262416 - PANELBOARDS | 262416 - PANELBOARDS | F | LP-S | 1 | Nr | 0 |  | 0 | 0 | 0 | Ok |  |  | 0
1109 | 26 | ELECTRICAL | 262416 | PANELBOARDS | Final branch circuit panels | Final branch circuit panels | G | LP-GL | 1 | Nr | 0 |  | 0 | 0 | 0 | Ok |  |  | 0
1110 | 26 | ELECTRICAL | 262416 | PANELBOARDS | 262416 - PANELBOARDS | 262416 - PANELBOARDS | H | LP-G1 | 1 | Nr | 0 |  | 0 | 0 | 0 | Ok |  |  | 0
1111 | 26 | ELECTRICAL | 262416 | PANELBOARDS | Final branch circuit panels | Final branch circuit panels | J | LP-G2 | 1 | Nr | 0 |  | 0 | 0 | 0 | Ok |  |  | 0
1112 | 26 | ELECTRICAL | 262416 | PANELBOARDS | 262416 - PANELBOARDS | 262416 - PANELBOARDS | E | LP-11 | 1 | Nr | 1000 | 549.825 | 255.75 | 843.9 | 375 | Ok |  |  | 0
1113 | 26 | ELECTRICAL | 262416 | PANELBOARDS | Final branch circuit panels | Final branch circuit panels | F | LP-12 | 1 | Nr | 1000 | 356.31 | 255.75 | 456.87 | 375 | Ok |  |  | 0
1114 | 26 | ELECTRICAL | 262416 | PANELBOARDS | 262416 - PANELBOARDS | 262416 - PANELBOARDS | M | LP-21 | 1 | Nr | 0 |  | 0 | 0 | 0 | Ok |  |  | 0
1115 | 26 | ELECTRICAL | 262416 | PANELBOARDS | Final branch circuit panels | Final branch circuit panels | N | LP-22 | 1 | Nr | 0 |  | 0 | 0 | 0 | Ok |  |  | 0
1116 | 26 | ELECTRICAL | 262416 | PANELBOARDS | 262416 - PANELBOARDS | 262416 - PANELBOARDS | P | LP-R | 1 | Nr | 0 |  | 0 | 0 | 0 | Ok |  |  | 0
1117 | 26 | ELECTRICAL | 262416 | PANELBOARDS | Final branch circuit panels | Final branch circuit panels | Q | ELP-S | 1 | Nr | 0 |  | 0 | 0 | 0 | Ok |  |  | 0
1118 | 26 | ELECTRICAL | 262416 | PANELBOARDS | 262416 - PANELBOARDS | 262416 - PANELBOARDS | R | ELP-G1 | 1 | Nr | 0 |  | 0 | 0 | 0 | Ok |  |  | 0
1119 | 26 | ELECTRICAL | 262416 | PANELBOARDS | Final branch circuit panels | Final branch circuit panels | S | ELP-G2 | 1 | Nr | 0 |  | 0 | 0 | 0 | Ok |  |  | 0
1120 | 26 | ELECTRICAL | 262416 | PANELBOARDS | 262416 - PANELBOARDS | 262416 - PANELBOARDS | G | ELP-11 | 1 | Nr | 600 | 428.515 | 348.75 | 508.28 | 375 | Ok |  |  | 0
1121 | 26 | ELECTRICAL | 262416 | PANELBOARDS | Final branch circuit panels | Final branch circuit panels | H | ELP-12 | 1 | Nr | 600 | 337.335 | 348.75 | 325.92 | 375 | Ok |  |  | 0
1122 | 26 | ELECTRICAL | 262416 | PANELBOARDS | 262416 - PANELBOARDS | 262416 - PANELBOARDS | A | ELP-21 | 1 | Nr | 0 |  | 0 | 0 | 0 | Ok |  |  | 0
1123 | 26 | ELECTRICAL | 262416 | PANELBOARDS | Final branch circuit panels | Final branch circuit panels | B | ELP-22 | 1 | Nr | 0 |  | 0 | 0 | 0 | Ok |  |  | 0
1124 | 26 | ELECTRICAL | 262416 | PANELBOARDS | 262416 - PANELBOARDS | 262416 - PANELBOARDS | C | ELP-R | 1 | Nr | 0 |  | 0 | 0 | 0 | Ok |  |  | 0
1125 | 26 | ELECTRICAL | 262416 | PANELBOARDS | Final branch circuit panels | Final branch circuit panels | D | ULP-1 | 1 | Nr | 0 |  | 0 | 0 | 0 | Ok |  |  | 0
1127 | 26 | ELECTRICAL | 262419 | MOTOR CONTROL CENTERS | Final branch circuit panels | Final branch circuit panels | A | MCC-RF | 1 | Nr | 2500 | 1209.11 | 744 | 1674.22 | 813 | Ok |  |  | 0
1130 | 26 | ELECTRICAL | 262726 | WIRING DEVICES | 262726 - WIRING DEVICES | 262726 - WIRING DEVICES | B | General lighting switch (S1); one way | 30 | Nr | 690 | 155.25 | 223.2 | 87.3 | 240 | Ok |  |  | 0
1131 | 26 | ELECTRICAL | 262726 | WIRING DEVICES | Switches | Switches | C | General lighting switch (S1); two way | 12 | Nr | 312 | 73.26 | 111.6 | 34.92 | 120 | Ok |  |  | 0
1132 | 26 | ELECTRICAL | 262726 | WIRING DEVICES | 262726 - WIRING DEVICES | 262726 - WIRING DEVICES | D | General lighting switch (S1); one way two gang | 6 | Nr | 144 | 42.45 | 55.8 | 29.1 | 60 | Ok |  |  | 0
1133 | 26 | ELECTRICAL | 262726 | WIRING DEVICES | Switches | Switches | E | General lighting switch (S15); one way | 8 | Nr | 200 | 72.12 | 74.4 | 69.84 | 80 | Ok |  |  | 0
1134 | 26 | ELECTRICAL | 262726 | WIRING DEVICES | 262726 - WIRING DEVICES | 262726 - WIRING DEVICES | F | General lighting switch (S15); two way | 2 | Nr | 56 | 22.68 | 27.9 | 17.46 | 30 | Ok |  |  | 0
1135 | 26 | ELECTRICAL | 262726 | WIRING DEVICES | Switches | Switches | L | Push button | 5 | Nr | 0 |  | 0 | 0 | 160 | Ok |  |  | 0
1137 | 26 | ELECTRICAL | 262726 | WIRING DEVICES | Switches | Switches | G | Type R01; simplex | 34 | Nr | 839.8 | 1074.23 | 1422.9 | 725.56 | 1530 | Ok |  |  | 0
1138 | 26 | ELECTRICAL | 262726 | WIRING DEVICES | Socket Outlets | Socket Outlets | H | Type R01; duplex | 16 | Nr | 438.4 | 618.72 | 818.4 | 419.04 | 848 | Ok |  |  | 0
1139 | 26 | ELECTRICAL | 262726 | WIRING DEVICES | Switches | Switches | J | Type R05; simplex | 16 | Nr | 480 | 814.08 | 1116 | 512.16 | 1168 | Ok |  |  | 0
1140 | 26 | ELECTRICAL | 262726 | WIRING DEVICES | Socket Outlets | Socket Outlets | K | Type R05; duplex | 1 | Nr | 32 | 67.17 | 79.05 | 55.29 | 85 | Ok |  |  | 0
1141 | 26 | ELECTRICAL | 262726 | WIRING DEVICES | Switches | Switches | R | Type R01; simplex; floor mounted | 2 | Nr | 0 |  | 0 | 0 | 0 | Ok |  |  | 0
1142 | 26 | ELECTRICAL | 262726 | WIRING DEVICES | Socket Outlets | Socket Outlets | A | Type R01; duplex; floor mounted | 1 | Nr | 0 |  | 0 | 0 | 0 | Ok |  |  | 0
1144 | 26 | ELECTRICAL | 262726 | WIRING DEVICES | Socket Outlets | Socket Outlets | A | Lighting outlet ;ceiling mounted; 16Amp,2P | 26 | Nr | 1300 | 1091.09 | 1450.8 | 731.38 | 1560 | Ok |  |  | 0
1145 | 26 | ELECTRICAL | 262726 | WIRING DEVICES | Electric Outlets | Electric Outlets | C | Lighting outlet ;wall mounted; 16Amp,2P | 14 | Nr | 0 |  | 0 | 0 | 0 | Ok |  |  | 0
1148 | 26 | ELECTRICAL | 262816 | ENCLOSED SWITCHES AND CIRCUIT BREAKERS | 262816 - ENCLOSED SWITCHES AND CIRCUIT BREAKERS | 262816 - ENCLOSED SWITCHES AND CIRCUIT BREAKERS | B | 16Amp, 2P | 15 | Nr | 1500 | 799.8 | 697.5 | 902.1 | 750 | Ok |  |  | 0
1149 | 26 | ELECTRICAL | 262816 | ENCLOSED SWITCHES AND CIRCUIT BREAKERS | Switch Disconnectors (Disconnecting Switches) | Switch Disconnectors (Disconnecting Switches) | E | 16Amp, 2P, weatherproof | 6 | Nr | 0 |  | 0 | 0 | 0 | Ok |  |  | 0
1150 | 26 | ELECTRICAL | 262816 | ENCLOSED SWITCHES AND CIRCUIT BREAKERS | 262816 - ENCLOSED SWITCHES AND CIRCUIT BREAKERS | 262816 - ENCLOSED SWITCHES AND CIRCUIT BREAKERS | F | 16Amp, 2P, weatherproof, pedestal type | 3 | Nr | 0 |  | 0 | 0 | 0 | Ok |  |  | 0
1151 | 26 | ELECTRICAL | 262816 | ENCLOSED SWITCHES AND CIRCUIT BREAKERS | Switch Disconnectors (Disconnecting Switches) | Switch Disconnectors (Disconnecting Switches) | C | 20Amp, 2P | 2 | Nr | 230 | 153.14 | 186 | 120.28 | 200 | Ok |  |  | 0
1152 | 26 | ELECTRICAL | 262816 | ENCLOSED SWITCHES AND CIRCUIT BREAKERS | 262816 - ENCLOSED SWITCHES AND CIRCUIT BREAKERS | 262816 - ENCLOSED SWITCHES AND CIRCUIT BREAKERS | H | 20Amp, 2P, weatherproof, pedestal type | 3 | Nr | 0 |  | 0 | 0 | 0 | Ok |  |  | 0
1153 | 26 | ELECTRICAL | 262816 | ENCLOSED SWITCHES AND CIRCUIT BREAKERS | Switch Disconnectors (Disconnecting Switches) | Switch Disconnectors (Disconnecting Switches) | J | 32Amp, 2P | 3 | Nr | 0 |  | 0 | 0 | 0 | Ok |  |  | 0
1154 | 26 | ELECTRICAL | 262816 | ENCLOSED SWITCHES AND CIRCUIT BREAKERS | 262816 - ENCLOSED SWITCHES AND CIRCUIT BREAKERS | 262816 - ENCLOSED SWITCHES AND CIRCUIT BREAKERS | K | 32Amp, 2P, pedestal type | 1 | Nr | 0 |  | 0 | 0 | 0 | Ok |  |  | 0
1155 | 26 | ELECTRICAL | 262816 | ENCLOSED SWITCHES AND CIRCUIT BREAKERS | Switch Disconnectors (Disconnecting Switches) | Switch Disconnectors (Disconnecting Switches) | L | 32Amp, 2P, weatherproof | 2 | Nr | 0 |  | 0 | 0 | 0 | Ok |  |  | 0
1156 | 26 | ELECTRICAL | 262816 | ENCLOSED SWITCHES AND CIRCUIT BREAKERS | 262816 - ENCLOSED SWITCHES AND CIRCUIT BREAKERS | 262816 - ENCLOSED SWITCHES AND CIRCUIT BREAKERS | M | 32Amp, 4P | 1 | Nr | 0 |  | 0 | 0 | 0 | Ok |  |  | 0
1157 | 26 | ELECTRICAL | 262816 | ENCLOSED SWITCHES AND CIRCUIT BREAKERS | Switch Disconnectors (Disconnecting Switches) | Switch Disconnectors (Disconnecting Switches) | N | 20Amp, 4P | 2 | Nr | 250 | 116.34 | 93 | 139.68 | 100 | Ok |  |  | 0
1158 | 26 | ELECTRICAL | 262816 | ENCLOSED SWITCHES AND CIRCUIT BREAKERS | 262816 - ENCLOSED SWITCHES AND CIRCUIT BREAKERS | 262816 - ENCLOSED SWITCHES AND CIRCUIT BREAKERS | P | 40Amp, 4P | 3 | Nr | 0 |  | 0 | 0 | 0 | Ok |  |  | 0
1159 | 26 | ELECTRICAL | 262816 | ENCLOSED SWITCHES AND CIRCUIT BREAKERS | Switch Disconnectors (Disconnecting Switches) | Switch Disconnectors (Disconnecting Switches) | Q | 63Amp, 4P | 3 | Nr | 0 |  | 0 | 0 | 0 | Ok |  |  | 0
1160 | 26 | ELECTRICAL | 262816 | ENCLOSED SWITCHES AND CIRCUIT BREAKERS | 262816 - ENCLOSED SWITCHES AND CIRCUIT BREAKERS | 262816 - ENCLOSED SWITCHES AND CIRCUIT BREAKERS | A | 63Amp, 4P, pedestal type | 1 | Nr | 0 |  | 0 | 0 | 0 | Ok |  |  | 0
1162 | 26 | ELECTRICAL | 262816 | ENCLOSED SWITCHES AND CIRCUIT BREAKERS | 262816 - ENCLOSED SWITCHES AND CIRCUIT BREAKERS | 262816 - ENCLOSED SWITCHES AND CIRCUIT BREAKERS | A | 16Amp, 2P, weatherproof | 1 | Nr | 220 | 53.32 | 46.5 | 60.14 | 50 | Ok |  |  | 0
1163 | 26 | ELECTRICAL | 262816 | ENCLOSED SWITCHES AND CIRCUIT BREAKERS | Switch Disconnectors with Combination Starter | Switch Disconnectors with Combination Starter | B | 16Amp, 2P, weatherproof, pedestal type | 1 | Nr | 230 | 58.155 | 69.75 | 46.56 | 75 | Ok |  |  | 0
1164 | 26 | ELECTRICAL | 262816 | ENCLOSED SWITCHES AND CIRCUIT BREAKERS | 262816 - ENCLOSED SWITCHES AND CIRCUIT BREAKERS | 262816 - ENCLOSED SWITCHES AND CIRCUIT BREAKERS | C | 16Amp, 4P, weatherproof | 1 | Nr | 220 | 79.965 | 93 | 66.93 | 100 | Ok |  |  | 0
1165 | 26 | ELECTRICAL | 262816 | ENCLOSED SWITCHES AND CIRCUIT BREAKERS | Switch Disconnectors with Combination Starter | Switch Disconnectors with Combination Starter | D | 20Amp, 4P, weatherproof | 1 | Nr | 230 | 68.34 | 69.75 | 66.93 | 75 | Ok |  |  | 0
1168 | 26 | ELECTRICAL | 263213 | PACKAGED ENGINE GENERATORS | 263213 - PACKAGED ENGINE GENERATORS | 263213 - PACKAGED ENGINE GENERATORS | E | 200 kVA, 400 V, 50 Hz (standby), 1500rpm, three phase, four wire, as shown on drawings | 1 | Nr | 25000 | 32839.575 | 33480 | 32199.15 | 36250 | FPE | OFPE | OFPE | 2
1169 | 26 | ELECTRICAL | 263213 | PACKAGED ENGINE GENERATORS | Oudooor sound proof generator, including enclosure, control panel, silencer, gas exhaust pipes, and installation of all accessories and equipment required. | Oudooor sound proof generator, including enclosure, control panel, silencer, gas exhaust pipes, and installation of all accessories and equipment required. | F | Daily fuel tank (500 Liters) | 1 | Nr | 500 | 735.295 | 697.5 | 773.09 | 750 | Ok |  |  | 0
1174 | 26 | ELECTRICAL | 263353 | STATIC UNINTERRUPTIBLE POWER SUPPLY | battery, charger, inverter, transfer | battery, charger, inverter, transfer | G | UPS, 25 kVA , 3-phase 230V/400V input, 3-phase 230V/400V output | 1 | Nr | 9000 | 8893.75 | 9300 | 8487.5 | 10000 | Ok |  |  | 0
1177 | 26 | ELECTRICAL | 263600 | TRANSFER SWITCHES | 263600 - TRANSFER SWITCHES | 263600 - TRANSFER SWITCHES | A | ATS,400 A, 4 poles | 1 | Nr | 2000 | 2201.06 | 1302 | 3100.12 | 1375 | Ok |  |  | 0
1179 | 26 | ELECTRICAL | 264113 | LIGHTNING PROTECTION FOR STRUCTURES | 263600 - TRANSFER SWITCHES | 263600 - TRANSFER SWITCHES | B | Complete faraday cage system for the new building as specified and as shown on drawings | 1 | Item | 2500 | 6725.095 | 8137.5 | 5312.69 | 8750 | FPE | OFPE | OFPE | 2
1182 | 26 | ELECTRICAL | 265100 | INTERIOR LIGHTING | 265100 - INTERIOR LIGHTING | 265100 - INTERIOR LIGHTING | C | Type A1 | 2 | Nr | 280 | 143.07 | 158.1 | 128.04 | 170 | Ok |  |  | 0
1183 | 26 | ELECTRICAL | 265100 | INTERIOR LIGHTING | Lighting Fixtures | Lighting Fixtures | D | Type A2 | 8 | Nr | 640 | 479.28 | 446.4 | 512.16 | 480 | Ok |  |  | 0
1184 | 26 | ELECTRICAL | 265100 | INTERIOR LIGHTING | 265100 - INTERIOR LIGHTING | 265100 - INTERIOR LIGHTING | E | Type A3 | 23 | Nr | 2530 | 1723.39 | 1818.15 | 1628.63 | 1955 | Ok |  |  | 0
1185 | 26 | ELECTRICAL | 265100 | INTERIOR LIGHTING | Lighting Fixtures | Lighting Fixtures | F | Type A5 | 3 | Nr | 0 |  | 0 | 0 | 0 | Ok |  |  | 0
1186 | 26 | ELECTRICAL | 265100 | INTERIOR LIGHTING | 265100 - INTERIOR LIGHTING | 265100 - INTERIOR LIGHTING | G | Type B1 | 3 | Nr | 0 |  | 0 | 0 | 0 | Ok |  |  | 0
1187 | 26 | ELECTRICAL | 265100 | INTERIOR LIGHTING | Lighting Fixtures | Lighting Fixtures | F | Type B2 | 39 | Nr | 3900 | 2971.215 | 3445.65 | 2496.78 | 3666 | Ok |  |  | 0
1188 | 26 | ELECTRICAL | 265100 | INTERIOR LIGHTING | 265100 - INTERIOR LIGHTING | 265100 - INTERIOR LIGHTING | G | Type B3 | 2 | Nr | 200 | 168.46 | 195.3 | 141.62 | 214 | Ok |  |  | 0
1189 | 26 | ELECTRICAL | 265100 | INTERIOR LIGHTING | Lighting Fixtures | Lighting Fixtures | H | Type C1 | 11 | Nr | 880 | 889.185 | 1074.15 | 704.22 | 1177 | Ok |  |  | 0
1190 | 26 | ELECTRICAL | 265100 | INTERIOR LIGHTING | 265100 - INTERIOR LIGHTING | 265100 - INTERIOR LIGHTING | J | Type C2 | 2 | Nr | 150 | 203.52 | 279 | 128.04 | 300 | Ok |  |  | 0
1191 | 26 | ELECTRICAL | 265100 | INTERIOR LIGHTING | Lighting Fixtures | Lighting Fixtures | M | Type C3 | 15 | Nr | 0 |  | 0 | 0 | 0 | Ok |  |  | 0
1192 | 26 | ELECTRICAL | 265100 | INTERIOR LIGHTING | 265100 - INTERIOR LIGHTING | 265100 - INTERIOR LIGHTING | N | Type C4 | 9 | Nr | 0 |  | 0 | 0 | 0 | Ok |  |  | 0
1193 | 26 | ELECTRICAL | 265100 | INTERIOR LIGHTING | Lighting Fixtures | Lighting Fixtures | P | Type C5 | 40 | Nr | 0 |  | 0 | 0 | 0 | Ok |  |  | 0
1194 | 26 | ELECTRICAL | 265100 | INTERIOR LIGHTING | 265100 - INTERIOR LIGHTING | 265100 - INTERIOR LIGHTING | K | Type E1 | 5 | Nr | 900 | 1148.175 | 1976.25 | 320.1 | 425 | Ok |  |  | 0
1195 | 26 | ELECTRICAL | 265100 | INTERIOR LIGHTING | Lighting Fixtures | Lighting Fixtures | A | Type E11 | 3 | Nr | 540 | 383.85 | 418.5 | 349.2 | 450 | Ok |  |  | 0
1196 | 26 | ELECTRICAL | 265100 | INTERIOR LIGHTING | 265100 - INTERIOR LIGHTING | 265100 - INTERIOR LIGHTING | B | Type E2 | 16 | Nr | 0 |  | 0 | 0 | 0 | Ok |  |  | 0
1197 | 26 | ELECTRICAL | 265100 | INTERIOR LIGHTING | Lighting Fixtures | Lighting Fixtures | B | Type M1 | 6 | Nr | 420 | 560.25 | 334.8 | 785.7 | 360 | Ok |  |  | 0
1198 | 26 | ELECTRICAL | 265100 | INTERIOR LIGHTING | 265100 - INTERIOR LIGHTING | 265100 - INTERIOR LIGHTING | C | Type BH | 2 | Nr | 100 | 194.22 | 260.4 | 128.04 | 276 | Ok |  |  | 0
1199 | 26 | ELECTRICAL | 265100 | INTERIOR LIGHTING | Lighting Fixtures | Lighting Fixtures | D | Type U2 | 10 | Nr | 800 | 1051.55 | 1395 | 708.1 | 1500 | Ok |  |  | 0
1200 | 26 | ELECTRICAL | 265100 | INTERIOR LIGHTING | 265100 - INTERIOR LIGHTING | 265100 - INTERIOR LIGHTING | F | Type U3 | 7 | Nr | 0 |  | 0 | 0 | 0 | Ok |  |  | 0
1201 | 26 | ELECTRICAL | 265100 | INTERIOR LIGHTING | Lighting Fixtures | Lighting Fixtures | G | Type S1 | 533 | m | 0 |  | 0 | 0 | 0 | Ok |  |  | 0
1211 | 27 | COMMUNICATIONS | 270536 | CABLE TRAYS FOR COMMUNICATIONS SYSTEMS | Supply, installation, testing, commissioning, putting into satisfactory operation and handing over complete Cable Trays for Communication Systems; including all necessary accessories, fittings, Support, fixation, cable bonding and labelling, cable management, licenses and all required software ; complete; As shown on drawings and described in specifications | Supply, installation, testing, commissioning, putting into satisfactory operation and handing over complete Cable Trays for Communication Systems; including all necessary accessories, fittings, Support, fixation, cable bonding and labelling, cable management, licenses and all required software ; complete; As shown on drawings and described in specifications | A | Horizontal cable tray 150 x100mm | 150 | m | 2100 | 3881.25 | 5580 | 2182.5 | 6000 | FPE | OFPE |  | 1
1212 | 27 | COMMUNICATIONS | 270536 | CABLE TRAYS FOR COMMUNICATIONS SYSTEMS | Covered Cable Trays | Covered Cable Trays | B | Vertical cable tray 150 x 100 mm | 5 | m | 70 | 129.375 | 186 | 72.75 | 200 | Ok |  |  | 0
1216 | 27 | COMMUNICATIONS | 271105 | COMMUNICATIONS EQUIPMENT ROOM FITTINGS (TIA) | Supply, installation, testing, commissioning, putting into satisfactory operation and handing over complete Communication Equipment Room Fittings ; including all necessary accessories, fittings, Support, fixation, cable bonding and labelling, cable management, licenses and all required software ; complete; As shown on drawings and described in specifications | Supply, installation, testing, commissioning, putting into satisfactory operation and handing over complete Communication Equipment Room Fittings ; including all necessary accessories, fittings, Support, fixation, cable bonding and labelling, cable management, licenses and all required software ; complete; As shown on drawings and described in specifications | A | Wall Mounted Cabinet, door & ventilation provisions as specified; 600 x 600 mm; 24 RU ; | 1 | Nr | 650 | 1725.26 | 874.2 | 2576.32 | 938 | Ok |  |  | 0
1220 | 27 | COMMUNICATIONS | 271305 | COMMUNICATIONS BACKBONE CABLING (TIA) | Supply, installation, testing, commissioning, putting into satisfactory operation and handing over complete communication backbone cabling ; including all necessary accessories, fittings, Support, fixation, cable bonding and labelling, cable management, licenses and all required software ; complete; As shown on drawings and described in specifications | Supply, installation, testing, commissioning, putting into satisfactory operation and handing over complete communication backbone cabling ; including all necessary accessories, fittings, Support, fixation, cable bonding and labelling, cable management, licenses and all required software ; complete; As shown on drawings and described in specifications | B | 50-Pair Cat 3, UTP Cable; | 170 | m | 510 | 3821.6 | 6324 | 1319.2 | 6800 | FPE | OFPE |  | 1
1222 | 27 | COMMUNICATIONS | 271305 | COMMUNICATIONS BACKBONE CABLING (TIA) | Supply, installation, testing, commissioning, putting into satisfactory operation and handing over complete communication backbone cabling ; including all necessary accessories, fittings, Support, fixation, cable bonding and labelling, cable management, licenses and all required software ; complete; As shown on drawings and described in specifications | Supply, installation, testing, commissioning, putting into satisfactory operation and handing over complete communication backbone cabling ; including all necessary accessories, fittings, Support, fixation, cable bonding and labelling, cable management, licenses and all required software ; complete; As shown on drawings and described in specifications | A | Main Distribution Frame (MDF) - 50 Pair | 1 | Nr | 250 | 1120.425 | 2139 | 101.85 | 2344 | Ok |  |  | 0
1223 | 27 | COMMUNICATIONS | 271305 | COMMUNICATIONS BACKBONE CABLING (TIA) | Main and Intermediate Cross-Connects | Main and Intermediate Cross-Connects | B | IDC 110 Block (50 Pairs) | 1 | Nr | 250 | 1079.685 | 2139 | 20.37 | 2344 | Ok |  |  | 0
1227 | 27 | COMMUNICATIONS | 271505 | COMMUNICATIONS HORIZONTAL CABLING (TIA) | Supply, installation, testing, commissioning, putting into satisfactory operation and handing over complete communication horizontal cabling ; including all necessary accessories, fittings, Support, fixation, cable bonding and labelling, cable management, licenses and all required software ; complete; As shown on drawings and described in specifications | Supply, installation, testing, commissioning, putting into satisfactory operation and handing over complete communication horizontal cabling ; including all necessary accessories, fittings, Support, fixation, cable bonding and labelling, cable management, licenses and all required software ; complete; As shown on drawings and described in specifications | C | Single (1) Cat 6A RJ45 Outlet; Wall-Mounted; | 11 | Nr | 990 | 745.14 | 1074.15 | 416.13 | 1144 | Ok |  |  | 0
1228 | 27 | COMMUNICATIONS | 271505 | COMMUNICATIONS HORIZONTAL CABLING (TIA) | Telecommunications Outlets/Connectors | Telecommunications Outlets/Connectors | D | Single (1) Cat 6A RJ45 Outlet; Ceiling-Mounted; | 4 | Nr | 360 | 280.26 | 409.2 | 151.32 | 428 | Ok |  |  | 0
1229 | 27 | COMMUNICATIONS | 271505 | COMMUNICATIONS HORIZONTAL CABLING (TIA) | Supply, installation, testing, commissioning, putting into satisfactory operation and handing over complete communication horizontal cabling ; including all necessary accessories, fittings, Support, fixation, cable bonding and labelling, cable management, licenses and all required software ; complete; As shown on drawings and described in specifications | Supply, installation, testing, commissioning, putting into satisfactory operation and handing over complete communication horizontal cabling ; including all necessary accessories, fittings, Support, fixation, cable bonding and labelling, cable management, licenses and all required software ; complete; As shown on drawings and described in specifications | E | Duplex (2) Cat 6A RJ45 Outlet; Wall-Mounted; | 5 | Nr | 700 | 440.05 | 511.5 | 368.6 | 535 | Ok |  |  | 0
1230 | 27 | COMMUNICATIONS | 271505 | COMMUNICATIONS HORIZONTAL CABLING (TIA) | Telecommunications Outlets/Connectors | Telecommunications Outlets/Connectors | F | Duplex (2) Cat 6A RJ45 Outlet; Floor-Mounted; | 1 | Nr | 0 |  | 0 | 0 | 0 | Ok |  |  | 0
1232 | 27 | COMMUNICATIONS | 271505 | COMMUNICATIONS HORIZONTAL CABLING (TIA) | Telecommunications Outlets/Connectors | Telecommunications Outlets/Connectors | F | 48-Port Cat 6A UTP/STP RJ45; fully equipped; Patch Panels; | 1 | Nr | 450 | 247.2 | 232.5 | 261.9 | 250 | Ok |  |  | 0
1236 | 27 | COMMUNICATIONS | 272109 | DATA COMM FOR CAMPUS NETWORK | Supply, installation, testing, commissioning, putting into satisfactory operation and handing over complete Data Communication Devices ; including all necessary accessories, fittings, Support, fixation, cable bonding and labelling, cable management, licenses and all required software ; complete; As shown on drawings and described in specifications | Supply, installation, testing, commissioning, putting into satisfactory operation and handing over complete Data Communication Devices ; including all necessary accessories, fittings, Support, fixation, cable bonding and labelling, cable management, licenses and all required software ; complete; As shown on drawings and described in specifications | A | 48-Ports Access data switches ; | 1 | Nr | 7500 | 932.39 | 1162.5 | 702.28 | 1250 | FPE | UFPE | UFPE | 2
1240 | 27 | COMMUNICATIONS | 272133 | WIRELESS DATA NETWORK | Supply, installation, testing, commissioning, putting into satisfactory operation and handing over complete Wireless Data Network ; including all necessary accessories, fittings, Support, fixation, cable bonding and labelling, cable management, licenses and all required software ; complete; As shown on drawings and described in specifications | Supply, installation, testing, commissioning, putting into satisfactory operation and handing over complete Wireless Data Network ; including all necessary accessories, fittings, Support, fixation, cable bonding and labelling, cable management, licenses and all required software ; complete; As shown on drawings and described in specifications | B | Wireless controllers, | 1 | Item | 5000 | 2329.05 | 2883 | 1775.1 | 3125 | FPE |  | UFPE | 1
1241 | 27 | COMMUNICATIONS | 272133 | WIRELESS DATA NETWORK | Wireless data network components | Wireless data network components | C | Wireless radio access points and antennas; | 4 | Nr | 800 | 1067.88 | 1041.6 | 1094.16 | 1128 | Ok |  |  | 0
1242 | 27 | COMMUNICATIONS | 272133 | WIRELESS DATA NETWORK | Supply, installation, testing, commissioning, putting into satisfactory operation and handing over complete Wireless Data Network ; including all necessary accessories, fittings, Support, fixation, cable bonding and labelling, cable management, licenses and all required software ; complete; As shown on drawings and described in specifications | Supply, installation, testing, commissioning, putting into satisfactory operation and handing over complete Wireless Data Network ; including all necessary accessories, fittings, Support, fixation, cable bonding and labelling, cable management, licenses and all required software ; complete; As shown on drawings and described in specifications | D | Wireless data network system administration software; | 1 | Item | 2500 | 555.73 | 725.4 | 386.06 | 782 | Ok |  |  | 0
1243 | 27 | COMMUNICATIONS | 272133 | WIRELESS DATA NETWORK | Wireless data network components | Wireless data network components | A | Access and security control software; | 1 | Item | 2500 | 759.14 | 874.2 | 644.08 | 938 | Ok |  |  | 0
1246 | 27 | COMMUNICATIONS | 274133 | MASTER ANTENNA TELEVISION SYSTEM | 274133- MASTER ANTENNA TELEVISION SYSTEM | 274133- MASTER ANTENNA TELEVISION SYSTEM | B | Satellite Dish | 1 | Nr | 65 | 222.465 | 232.5 | 212.43 | 235 | Ok |  |  | 0
1247 | 27 | COMMUNICATIONS | 274133 | MASTER ANTENNA TELEVISION SYSTEM | Supply, installation, testing, commissioning, putting into satisfactory operation and handing over complete Master Antenna Television System; including all necessary accessories, fittings, Support, fixation, cable bonding and labelling, cable management, licenses and all required software ; complete; As shown on drawings and described in specifications | Supply, installation, testing, commissioning, putting into satisfactory operation and handing over complete Master Antenna Television System; including all necessary accessories, fittings, Support, fixation, cable bonding and labelling, cable management, licenses and all required software ; complete; As shown on drawings and described in specifications | C | Quad LNB | 1 | Nr | 40 | 128.935 | 116.25 | 141.62 | 125 | Ok |  |  | 0
1248 | 27 | COMMUNICATIONS | 274133 | MASTER ANTENNA TELEVISION SYSTEM | 274133- MASTER ANTENNA TELEVISION SYSTEM | 274133- MASTER ANTENNA TELEVISION SYSTEM | D | Multiswitch (5 input / 24 output) | 1 | Nr | 350 | 617.52 | 874.2 | 360.84 | 938 | Ok |  |  | 0
1249 | 27 | COMMUNICATIONS | 274133 | MASTER ANTENNA TELEVISION SYSTEM | Supply, installation, testing, commissioning, putting into satisfactory operation and handing over complete Master Antenna Television System; including all necessary accessories, fittings, Support, fixation, cable bonding and labelling, cable management, licenses and all required software ; complete; As shown on drawings and described in specifications | Supply, installation, testing, commissioning, putting into satisfactory operation and handing over complete Master Antenna Television System; including all necessary accessories, fittings, Support, fixation, cable bonding and labelling, cable management, licenses and all required software ; complete; As shown on drawings and described in specifications | E | MATV Outlets; Wall Mounted | 7 | Nr | 455 | 558.95 | 846.3 | 271.6 | 938 | Ok |  |  | 0
1253 | 27 | COMMUNICATIONS | 274116 | INTEGRATED AUDIOVISUAL SYSTEMS AND EQUIPMENT - FOR AUDITORIUM | Supply, installation, testing, commissioning, putting into satisfactory operation and handing over complete Integrated AV System ; including all necessary accessories, fittings, Support, fixation, cable bonding and labelling, cable management, licenses and all required software ; complete; As shown on drawings and described in specifications | Supply, installation, testing, commissioning, putting into satisfactory operation and handing over complete Integrated AV System ; including all necessary accessories, fittings, Support, fixation, cable bonding and labelling, cable management, licenses and all required software ; complete; As shown on drawings and described in specifications | F | Control system; | 1 | Item | 0 |  | 0 | 0 | 0 | Ok
1254 | 27 | COMMUNICATIONS | 274116 | INTEGRATED AUDIOVISUAL SYSTEMS AND EQUIPMENT - FOR AUDITORIUM | Signal Processing and Central Equipment: | Signal Processing and Central Equipment: | A | Signal Processing Equipment; | 1 | Item | 0 |  | 0 | 0 | 0 | Ok
1256 | 27 | COMMUNICATIONS | 274116 | INTEGRATED AUDIOVISUAL SYSTEMS AND EQUIPMENT - FOR AUDITORIUM | Signal Processing and Central Equipment: | Signal Processing and Central Equipment: | B | Projector | 1 | Nr | 0 |  | 0 | 0 | 0 | Ok |  |  | 0
1257 | 27 | COMMUNICATIONS | 274116 | INTEGRATED AUDIOVISUAL SYSTEMS AND EQUIPMENT - FOR AUDITORIUM | Video Projection Equipment & Accessories | Video Projection Equipment & Accessories | C | Projector Mount | 1 | Nr | 0 |  | 0 | 0 | 0 | Ok |  |  | 0
1258 | 27 | COMMUNICATIONS | 274116 | INTEGRATED AUDIOVISUAL SYSTEMS AND EQUIPMENT - FOR AUDITORIUM | Signal Processing and Central Equipment: | Signal Processing and Central Equipment: | D | Motorized screen (267x356 cm) | 1 | Nr | 0 |  | 0 | 0 | 0 | Ok |  |  | 0
1260 | 27 | COMMUNICATIONS | 274116 | INTEGRATED AUDIOVISUAL SYSTEMS AND EQUIPMENT - FOR AUDITORIUM | Signal Processing and Central Equipment: | Signal Processing and Central Equipment: | E | Ceiling loudspeakers | 10 | Nr | 0 |  | 0 | 0 | 0 | Ok |  |  | 0
1261 | 27 | COMMUNICATIONS | 274116 | INTEGRATED AUDIOVISUAL SYSTEMS AND EQUIPMENT - FOR AUDITORIUM | Sound Re-inforcement Equipment: | Sound Re-inforcement Equipment: | F | Hardwired microphone | 3 | Nr | 0 |  | 0 | 0 | 0 | Ok |  |  | 0
1262 | 27 | COMMUNICATIONS | 274116 | INTEGRATED AUDIOVISUAL SYSTEMS AND EQUIPMENT - FOR AUDITORIUM | Signal Processing and Central Equipment: | Signal Processing and Central Equipment: | G | Wireless microphone | 2 | Nr | 0 |  | 0 | 0 | 0 | Ok |  |  | 0
1264 | 27 | COMMUNICATIONS | 274116 | INTEGRATED AUDIOVISUAL SYSTEMS AND EQUIPMENT - FOR AUDITORIUM | Signal Processing and Central Equipment: | Signal Processing and Central Equipment: | H | AV floor box | 1 | Nr | 0 |  | 0 | 0 | 0 | Ok |  |  | 0
1265 | 27 | COMMUNICATIONS | 274116 | INTEGRATED AUDIOVISUAL SYSTEMS AND EQUIPMENT - FOR AUDITORIUM | Miscellaneous Components: | Miscellaneous Components: | J | AV wall plat | 1 | Nr | 0 |  | 0 | 0 | 0 | Ok |  |  | 0
1266 | 27 | COMMUNICATIONS | 274116 | INTEGRATED AUDIOVISUAL SYSTEMS AND EQUIPMENT - FOR AUDITORIUM | Signal Processing and Central Equipment: | Signal Processing and Central Equipment: | K | Touch Panel, (Wireless Touch Panel, 10.1"), | 1 | Nr | 0 |  | 0 | 0 | 0 | Ok |  |  | 0
1268 | 27 | COMMUNICATIONS | 274116 | INTEGRATED AUDIOVISUAL SYSTEMS AND EQUIPMENT - FOR AUDITORIUM | Signal Processing and Central Equipment: | Signal Processing and Central Equipment: | L | A/V Racks/Credenza; | 1 | Nr | 0 |  | 0 | 0 | 0 | Ok |  |  | 0
1272 | 27 | COMMUNICATIONS | 275118 | PUBLIC ADDRESS / VOICE ALARM (PA/VA) SYSTEM | Supply, installation, testing, commissioning, putting into satisfactory operation and handing over complete Public Address and Voice Alarm (PA/VA) System ; including all necessary accessories, fittings, Support, fixation, cable bonding and labelling, cable management, licenses and all required software ; complete; As shown on drawings and described in specifications | Supply, installation, testing, commissioning, putting into satisfactory operation and handing over complete Public Address and Voice Alarm (PA/VA) System ; including all necessary accessories, fittings, Support, fixation, cable bonding and labelling, cable management, licenses and all required software ; complete; As shown on drawings and described in specifications | A | PA system headend equipment, as specified; | 1 | Item | 2500 | 3858.83 | 7254 | 463.66 | 7813 | FPE | OFPE |  | 1
1274 | 27 | COMMUNICATIONS | 275118 | PUBLIC ADDRESS / VOICE ALARM (PA/VA) SYSTEM | Supply, installation, testing, commissioning, putting into satisfactory operation and handing over complete Public Address and Voice Alarm (PA/VA) System ; including all necessary accessories, fittings, Support, fixation, cable bonding and labelling, cable management, licenses and all required software ; complete; As shown on drawings and described in specifications | Supply, installation, testing, commissioning, putting into satisfactory operation and handing over complete Public Address and Voice Alarm (PA/VA) System ; including all necessary accessories, fittings, Support, fixation, cable bonding and labelling, cable management, licenses and all required software ; complete; As shown on drawings and described in specifications | B | Paging Microphone | 1 | Nr | 250 | 726.265 | 1162.5 | 290.03 | 1250 | Ok |  |  | 0
1275 | 27 | COMMUNICATIONS | 275118 | PUBLIC ADDRESS / VOICE ALARM (PA/VA) SYSTEM | System Peripheral Devices; | System Peripheral Devices; | C | Ceiling mounted speaker (6w) | 90 | Nr | 5400 | 11543.85 | 9207 | 13880.7 | 21150 | FPE | OFPE | OFPE | 2
1276 | 27 | COMMUNICATIONS | 275118 | PUBLIC ADDRESS / VOICE ALARM (PA/VA) SYSTEM | Supply, installation, testing, commissioning, putting into satisfactory operation and handing over complete Public Address and Voice Alarm (PA/VA) System ; including all necessary accessories, fittings, Support, fixation, cable bonding and labelling, cable management, licenses and all required software ; complete; As shown on drawings and described in specifications | Supply, installation, testing, commissioning, putting into satisfactory operation and handing over complete Public Address and Voice Alarm (PA/VA) System ; including all necessary accessories, fittings, Support, fixation, cable bonding and labelling, cable management, licenses and all required software ; complete; As shown on drawings and described in specifications | D | Noise-operated gain controllers (Volume attenuator stations); | 1 | Nr | 100 | 1167.8 | 725.4 | 1610.2 | 782 | Ok |  |  | 0
1278 | 27 | COMMUNICATIONS | 275118 | PUBLIC ADDRESS / VOICE ALARM (PA/VA) SYSTEM | Supply, installation, testing, commissioning, putting into satisfactory operation and handing over complete Public Address and Voice Alarm (PA/VA) System ; including all necessary accessories, fittings, Support, fixation, cable bonding and labelling, cable management, licenses and all required software ; complete; As shown on drawings and described in specifications | Supply, installation, testing, commissioning, putting into satisfactory operation and handing over complete Public Address and Voice Alarm (PA/VA) System ; including all necessary accessories, fittings, Support, fixation, cable bonding and labelling, cable management, licenses and all required software ; complete; As shown on drawings and described in specifications | E | Public Address Rack; | 1 | Nr | 1100 | 2365.92 | 4371 | 360.84 | 4688 | FPE | OFPE |  | 1
1281 | 27 | COMMUNICATIONS | 275223 | NURSE CALL-CODE BLUE SYSTEMS | 275223- NURSE CALL-CODE BLUE SYSTEMS | 275223- NURSE CALL-CODE BLUE SYSTEMS | A | Nurse Call Workstation | 1 | Nr | 1500 | 2611.68 | 2325 | 2898.36 | 2344 | Ok |  |  | 0
1282 | 27 | COMMUNICATIONS | 275223 | NURSE CALL-CODE BLUE SYSTEMS | Supply, installation, testing, commissioning, putting into satisfactory operation and handing over complete Nurse Call System ; including all necessary accessories, fittings, Support, fixation, cable bonding and labelling, cable management, licenses and all required software ; complete; As shown on drawings and described in specifications | Supply, installation, testing, commissioning, putting into satisfactory operation and handing over complete Nurse Call System ; including all necessary accessories, fittings, Support, fixation, cable bonding and labelling, cable management, licenses and all required software ; complete; As shown on drawings and described in specifications | B | Nurse Call Type-B | 6 | Nr | 4800 | 10560.81 | 8370 | 12751.62 | 11250 | FPE | OFPE | OFPE | 2
1283 | 27 | COMMUNICATIONS | 275223 | NURSE CALL-CODE BLUE SYSTEMS | 275223- NURSE CALL-CODE BLUE SYSTEMS | 275223- NURSE CALL-CODE BLUE SYSTEMS | C | Nurse Call Type-C | 1 | Nr | 300 | 1713.635 | 1302 | 2125.27 | 1719 | Ok |  |  | 0
1284 | 27 | COMMUNICATIONS | 275223 | NURSE CALL-CODE BLUE SYSTEMS | Supply, installation, testing, commissioning, putting into satisfactory operation and handing over complete Nurse Call System ; including all necessary accessories, fittings, Support, fixation, cable bonding and labelling, cable management, licenses and all required software ; complete; As shown on drawings and described in specifications | Supply, installation, testing, commissioning, putting into satisfactory operation and handing over complete Nurse Call System ; including all necessary accessories, fittings, Support, fixation, cable bonding and labelling, cable management, licenses and all required software ; complete; As shown on drawings and described in specifications | D | Nurse Call Type-D | 1 | Nr | 300 | 1713.635 | 1302 | 2125.27 | 1719 | Ok |  |  | 0
1294 | 28 | ELECTRONIC SAFETY AND SECURITY | 284621.13 | CONVENTIONAL FIRE ALARM SYSTEM | Supply, installation, testing, commissioning, putting into satisfactory operation and handing over complete Fire Alarm System ; including all necessary accessories, fittings, Support, fixation, cable bonding and labelling, cable management, licenses and all required software ; complete; As shown on drawings and described in specifications | Fire Alarm Control Unit | A | Fire Alarm Control Panel (FACP) | 1 | Nr | 800 | 1348.555 | 1860 | 837.11 | 1200 | Ok |  |  | 0
1296 | 28 | ELECTRONIC SAFETY AND SECURITY | 284621.13 | CONVENTIONAL FIRE ALARM SYSTEM | Supply, installation, testing, commissioning, putting into satisfactory operation and handing over complete Fire Alarm System ; including all necessary accessories, fittings, Support, fixation, cable bonding and labelling, cable management, licenses and all required software ; complete; As shown on drawings and described in specifications | Fire Alarm Control Unit | B | Manual fire alarm station | 4 | Nr | 480 | 301.2 | 427.8 | 174.6 | 360 | Ok |  |  | 0
1297 | 28 | ELECTRONIC SAFETY AND SECURITY | 284621.13 | CONVENTIONAL FIRE ALARM SYSTEM | Fire-alarm signal initiation devices | Fire-alarm signal initiation devices | C | Smoke detectors, photoelectric type; | 40 | Nr | 4000 | 2698.2 | 3534 | 1862.4 | 3000 | Ok |  |  | 0
1298 | 28 | ELECTRONIC SAFETY AND SECURITY | 284621.13 | CONVENTIONAL FIRE ALARM SYSTEM | Supply, installation, testing, commissioning, putting into satisfactory operation and handing over complete Fire Alarm System ; including all necessary accessories, fittings, Support, fixation, cable bonding and labelling, cable management, licenses and all required software ; complete; As shown on drawings and described in specifications | Fire Alarm Control Unit | D | Smoke detectors, photoelectric type; With Sounder Base | 6 | Nr | 660 | 614.25 | 530.1 | 698.4 | 450 | Ok |  |  | 0
1299 | 28 | ELECTRONIC SAFETY AND SECURITY | 284621.13 | CONVENTIONAL FIRE ALARM SYSTEM | Fire-alarm signal initiation devices | Fire-alarm signal initiation devices | E | Combined Optical/Heat detector (Multicriteria detector) | 4 | Nr | 480 | 292.3 | 390.6 | 194 | 340 | Ok |  |  | 0
1300 | 28 | ELECTRONIC SAFETY AND SECURITY | 284621.13 | CONVENTIONAL FIRE ALARM SYSTEM | Supply, installation, testing, commissioning, putting into satisfactory operation and handing over complete Fire Alarm System ; including all necessary accessories, fittings, Support, fixation, cable bonding and labelling, cable management, licenses and all required software ; complete; As shown on drawings and described in specifications | Fire Alarm Control Unit | F | Heat detector | 3 | Nr | 300 | 202.365 | 265.05 | 139.68 | 225 | Ok |  |  | 0
1301 | 28 | ELECTRONIC SAFETY AND SECURITY | 284621.13 | CONVENTIONAL FIRE ALARM SYSTEM | Fire-alarm signal initiation devices | Fire-alarm signal initiation devices | G | Duct Smoke Detectors | 1 | Item | 1000 | 1091.02 | 1860 | 322.04 | 1000 | Ok |  |  | 0
1303 | 28 | ELECTRONIC SAFETY AND SECURITY | 284621.13 | CONVENTIONAL FIRE ALARM SYSTEM | Fire-alarm signal initiation devices | Fire-alarm signal initiation devices | A | Wall mounted Strobe light - 15 cd | 12 | Nr | 1440 | 579.24 | 669.6 | 488.88 | 600 | Ok |  |  | 0
1304 | 28 | ELECTRONIC SAFETY AND SECURITY | 284621.13 | CONVENTIONAL FIRE ALARM SYSTEM | Fire-alarm Notification devices | Fire-alarm Notification devices | B | Wall mounted Strobe light - 30 cd | 2 | Nr | 240 | 119.79 | 158.1 | 81.48 | 140 | Ok |  |  | 0
1305 | 28 | ELECTRONIC SAFETY AND SECURITY | 284621.13 | CONVENTIONAL FIRE ALARM SYSTEM | Fire-alarm signal initiation devices | Fire-alarm signal initiation devices | C | Wall mounted Strobe light - 60 cd | 2 | Nr | 0 |  | 0 | 0 | 0 | Ok |  |  | 0
1306 | 28 | ELECTRONIC SAFETY AND SECURITY | 284621.13 | CONVENTIONAL FIRE ALARM SYSTEM | Fire-alarm Notification devices | Fire-alarm Notification devices | C | Wall mounted Strobe light - 95 cd | 1 | Nr | 120 | 118.72 | 162.75 | 74.69 | 140 | Ok |  |  | 0
1308 | 28 | ELECTRONIC SAFETY AND SECURITY | 284621.13 | CONVENTIONAL FIRE ALARM SYSTEM | Fire-alarm Notification devices | Fire-alarm Notification devices | D | Control modules; | 2 | Nr | 140 | 206.4 | 325.5 | 87.3 | 280 | Ok |  |  | 0
1309 | 28 | ELECTRONIC SAFETY AND SECURITY | 284621.13 | CONVENTIONAL FIRE ALARM SYSTEM | Addressable interface devices, | Addressable interface devices, | E | Monitoring modules; | 2 | Nr | 140 | 206.4 | 325.5 | 87.3 | 280 | Ok |  |  | 0
1310 | 28 | ELECTRONIC SAFETY AND SECURITY | 284621.13 | CONVENTIONAL FIRE ALARM SYSTEM | Fire-alarm Notification devices | Fire-alarm Notification devices | F | Line isolation modules; | 1 | Item | 500 | 138.075 | 232.5 | 43.65 | 200 | Ok |  |  | 0
1311 | 28 | ELECTRONIC SAFETY AND SECURITY | 284621.13 | CONVENTIONAL FIRE ALARM SYSTEM | Addressable interface devices, | Addressable interface devices, | G | End of line resistor/devices | 4 | Nr | 280 | 118.28 | 93 | 143.56 | 80 | Ok |  |  | 0
1320 | 31 | EARTHWORK | 311000 | SITE CLEARING | 311000 - SITE CLEARING | 311000 - SITE CLEARING | A | Clearing the site generally | 1 | Item | 0 |  | 0 | 0 | 0 | Ok |  |  | 0
1322 | 31 | EARTHWORK | 311000 | SITE CLEARING | 311000 - SITE CLEARING | 311000 - SITE CLEARING | B | Excavation from existing levels for Foundation, Ground Beams, Pits, trenches and beds | 415 | m3 | 0 |  | 0 | 0 | 0 | Ok |  |  | 0
1324 | 31 | EARTHWORK | 311000 | SITE CLEARING | Filling | Filling | C | Filling from existing levels to makeup levels | 290 | m3 | 0 |  | 0 | 0 | 0 | Ok |  |  | 0
1333 | 32 | EXTERIOR IMPROVEMENTS | 321400 | UNIT PAVING | 321400 - UNIT PAVING | 321400 - UNIT PAVING | A | Curb; 150 x 300 high; with haunches | 210 | m | 0 |  | 0 | 0 | 0 | Ok |  |  | 0
1335 | 32 | EXTERIOR IMPROVEMENTS | 321400 | UNIT PAVING | 321400 - UNIT PAVING | 321400 - UNIT PAVING | B | Sidewalks and terraces; 40 thick | 464 | m2 | 0 |  | 0 | 0 | 0 | Ok |  |  | 0
1337 | 32 | EXTERIOR IMPROVEMENTS | 321116.16 | AGGREGATE SUBBASE COURSE | 321400 - UNIT PAVING | 321400 - UNIT PAVING | C | Subgrade Layer, laid and compacted as specified | 150 | m3 | 0 |  | 0 | 0 | 0 | Ok |  |  | 0
1338 | 32 | EXTERIOR IMPROVEMENTS | 321116.16 | AGGREGATE SUBBASE COURSE | 321116.16 - AGGREGATE SUBBASE COURSE | 321116.16 - AGGREGATE SUBBASE COURSE | D | Aggregate Base Course; 200 thick; compacted to 100% Modified AASHTO Density, CBR ≥ 80% | 120 | m3 | 0 |  | 0 | 0 | 0 | Ok |  |  | 0
1341 | 32 | EXTERIOR IMPROVEMENTS | 321216 | ASPHALT PAVING | 321216 - ASPHALT PAVING | 321216 - ASPHALT PAVING | E | Bituminous Prime Coat | 600 | m2 | 0 |  | 0 | 0 | 0 | Ok |  |  | 0
1342 | 32 | EXTERIOR IMPROVEMENTS | 321216 | ASPHALT PAVING | 0.5 MESAL | 0.5 MESAL | F | Bituminous Tack Coat | 600 | m2 | 0 |  | 0 | 0 | 0 | Ok |  |  | 0
1343 | 32 | EXTERIOR IMPROVEMENTS | 321216 | ASPHALT PAVING | 321216 - ASPHALT PAVING | 321216 - ASPHALT PAVING | G | 60 mm Bituminous Base Course | 37 | m3 | 0 |  | 0 | 0 | 0 | Ok |  |  | 0
1344 | 32 | EXTERIOR IMPROVEMENTS | 321216 | ASPHALT PAVING | 0.5 MESAL | 0.5 MESAL | H | 40 mm Bituminous Surface Course | 25 | m3 | 0 |  | 0 | 0 | 0 | Ok |  |  | 0 |  | .

## Under
Over/Under | Tenderer | Bill | Section | Item | Description | Qty | Unit | FPE Rate | FPE Amount | Tenderer's Rate | Tenderer's Amount | Deviation Amount | Deviation % | Absolute Deviation Amount | Check | UFPE/OFPE | Item ID. | Description 1 | Description 2 | FPE | Average | FAZ | Mansour | FAZ old | FAZ | Mansour
Underpriced | FAZ | 26 | 260519 | A | Solar Collectors / Coordination with local power authorities for the substitution of the existing outdoor MV transformer to an outdoor 630kVA MV transformer, including substitution of all the relevants (switchgear, earthing, accessories , outgoings LV-S panel, etc.) as per single line diagram. Payment shall include all fees of corrdination, subscription and any other fees to local power authorities to ensure that power is available to site. | 1 | Item | 30000 | 30000 | 2906.25 | 2906.25 | -27093.75 | -90.31% | 27093.75 | FPE | UFPE | 1054 | Solar Collectors | Solar Collectors | 30000 | 40092.105 | 2906.25 | 77277.96 | 3125 | UFPE | OFPE | 2
Underpriced | FAZ | 9 | 093000 | D | 093000 - TILING / Floors; 600 x 600 | 641 | m2 | 50 | 32050 | 27.9 | 17883.9 | -14166.1 | -44.2% | 14166.1 | FPE | UFPE | 404 | 093000 - TILING | 093000 - TILING | 32050 | 18890.27 | 17883.9 | 19896.64 | 20512 | UFPE | UFPE | 2
Underpriced | FAZ | 4 | 044200 | A | 044200 - EXTERIOR STONE CLADDING / Walls; 30 thick | 268 | m2 | 85 | 22780 | 49.29 | 13209.72 | -9570.28 | -42.01% | 9570.28 | FPE | UFPE | 138 | 044200 - EXTERIOR STONE CLADDING | 044200 - EXTERIOR STONE CLADDING | 22780 | 15703.46 | 13209.72 | 18197.2 | 14204 | UFPE | UFPE | 2
Underpriced | FAZ | 23 | 237320 | C | 237320 - VARIABLE REFRIGERANT VOLUME AIR CONDITIONNING UNITS / Type VRAC-03 | 6 | Nr | 1775 | 10650 | 465 | 2790 | -7860 | -73.8% | 7860 | FPE | UFPE | 997 | 237320 - VARIABLE REFRIGERANT VOLUME AIR CONDITIONNING UNITS | 237320 - VARIABLE REFRIGERANT VOLUME AIR CONDITIONNING UNITS | 10650 | 4930.65 | 2790 | 7071.3 | 3000 | UFPE | UFPE | 2
Underpriced | FAZ | 9 | 092400 | A | 092400 - PORTLAND CEMENT PLASTER / Walls; 15 thick; internal | 1658 | m2 | 11 | 18238 | 6.51 | 10793.58 | -7444.42 | -40.82% | 7444.42 | FPE | UFPE | 387 | 092400 - PORTLAND CEMENT PLASTER | 092400 - PORTLAND CEMENT PLASTER | 18238 | 14242.22 | 10793.58 | 17690.86 | 11606 | UFPE |  | 1
Underpriced | FAZ | 3 | 035440 | A | 035440 - CEMENT BASED SCREED / Roofs; 30 minimum thick | 1144 | m2 | 11 | 12584 | 4.65 | 5319.6 | -7264.4 | -57.73% | 7264.4 | FPE | UFPE | 106 | 035440 - CEMENT BASED SCREED | 035440 - CEMENT BASED SCREED | 12584 | 5434 | 5319.6 | 5548.4 | 5720 | UFPE | UFPE | 2
Underpriced | FAZ | 27 | 272109 | A | Supply, installation, testing, commissioning, putting into satisfactory operation and handing over complete Data Communication Devices ; including all necessary accessories, fittings, Support, fixation, cable bonding and labelling, cable management, licenses and all required software ; complete; As shown on drawings and described in specifications / 48-Ports Access data switches ; | 1 | Nr | 7500 | 7500 | 1162.5 | 1162.5 | -6337.5 | -84.5% | 6337.5 | FPE | UFPE | 1236 | Supply, installation, testing, commissioning, putting into satisfactory operation and handing over complete Data Communication Devices ; including all necessary accessories, fittings, Support, fixation, cable bonding and labelling, cable management, licenses and all required software ; complete; As shown on drawings and described in specifications | Supply, installation, testing, commissioning, putting into satisfactory operation and handing over complete Data Communication Devices ; including all necessary accessories, fittings, Support, fixation, cable bonding and labelling, cable management, licenses and all required software ; complete; As shown on drawings and described in specifications | 7500 | 932.39 | 1162.5 | 702.28 | 1250 | UFPE | UFPE | 2
Underpriced | FAZ | 2 | 024119 | C | Architectural Demolition / Block walls of all thicknesses, approximate quantity (36m2) | 1 | Item | 5900 | 5900 | 251.1 | 251.1 | -5648.9 | -95.74% | 5648.9 | FPE | UFPE | 59 | Architectural Demolition | Demolish and cart away existing block (Solid and/or Hollow) and concrete elements with all finishes; including steel reinforcement, make good all disturbed surround to receive new finishes; complete; as specified, shown on Drawings and Engineer's instructions | 5900 | 300.15 | 251.1 | 349.2 | 360 | UFPE | UFPE | 2
Underpriced | FAZ | 23 | 237320 | K | Outdoor Units / Type VRCU-02 | 1 | Nr | 20269 | 20269 | 14880 | 14880 | -5389 | -26.59% | 5389 | FPE | UFPE | 1005 | Outdoor Units | Outdoor Units | 20269 | 14523.91 | 14880 | 14167.82 | 16000 | UFPE | UFPE | 2
Underpriced | FAZ | 22 | 221123.13 | D | In-Line Circulators / Type PU-RF-1 | 1 | Set | 6500 | 6500 | 1395 | 1395 | -5105 | -78.54% | 5105 | FPE | UFPE | 747 | In-Line Circulators | In-Line Circulators | 6500 | 8425.49 | 1395 | 15455.98 | 150 | UFPE | OFPE | 2
Underpriced | Mansour | 9 | 093000 | D | 093000 - TILING / Floors; 600 x 600 | 641 | m2 | 50 | 32050 | 31.04 | 19896.64 | -12153.36 | -37.92% | 12153.36 | FPE | UFPE | 404 | 093000 - TILING | 093000 - TILING | 32050 | 18890.27 | 17883.9 | 19896.64 | 20512 | UFPE | UFPE | 2
Underpriced | Mansour | 3 | 035440 | A | 035440 - CEMENT BASED SCREED / Roofs; 30 minimum thick | 1144 | m2 | 11 | 12584 | 4.85 | 5548.4 | -7035.6 | -55.91% | 7035.6 | FPE | UFPE | 106 | 035440 - CEMENT BASED SCREED | 035440 - CEMENT BASED SCREED | 12584 | 5434 | 5319.6 | 5548.4 | 5720 | UFPE | UFPE | 2
Underpriced | Mansour | 27 | 272109 | A | Supply, installation, testing, commissioning, putting into satisfactory operation and handing over complete Data Communication Devices ; including all necessary accessories, fittings, Support, fixation, cable bonding and labelling, cable management, licenses and all required software ; complete; As shown on drawings and described in specifications / 48-Ports Access data switches ; | 1 | Nr | 7500 | 7500 | 702.28 | 702.28 | -6797.72 | -90.64% | 6797.72 | FPE | UFPE | 1236 | Supply, installation, testing, commissioning, putting into satisfactory operation and handing over complete Data Communication Devices ; including all necessary accessories, fittings, Support, fixation, cable bonding and labelling, cable management, licenses and all required software ; complete; As shown on drawings and described in specifications | Supply, installation, testing, commissioning, putting into satisfactory operation and handing over complete Data Communication Devices ; including all necessary accessories, fittings, Support, fixation, cable bonding and labelling, cable management, licenses and all required software ; complete; As shown on drawings and described in specifications | 7500 | 932.39 | 1162.5 | 702.28 | 1250 | UFPE | UFPE | 2
Underpriced | Mansour | 23 | 237320 | K | Outdoor Units / Type VRCU-02 | 1 | Nr | 20269 | 20269 | 14167.82 | 14167.82 | -6101.18 | -30.1% | 6101.18 | FPE | UFPE | 1005 | Outdoor Units | Outdoor Units | 20269 | 14523.91 | 14880 | 14167.82 | 16000 | UFPE | UFPE | 2
Underpriced | Mansour | 2 | 024119 | C | Architectural Demolition / Block walls of all thicknesses, approximate quantity (36m2) | 1 | Item | 5900 | 5900 | 349.2 | 349.2 | -5550.8 | -94.08% | 5550.8 | FPE | UFPE | 59 | Architectural Demolition | Demolish and cart away existing block (Solid and/or Hollow) and concrete elements with all finishes; including steel reinforcement, make good all disturbed surround to receive new finishes; complete; as specified, shown on Drawings and Engineer's instructions | 5900 | 300.15 | 251.1 | 349.2 | 360 | UFPE | UFPE | 2

## Over
Over/Under | Tenderer | Bill | Section | Item | Description | Qty | Unit | FPE Rate | FPE Amount | Tenderer's Rate | Tenderer's Amount | Deviation Amount | Deviation % | Absolute Deviation Amount | Check | UFPE/OFPE | Item ID. | Description 1 | Description 2 | FPE | Average | FAZ | Mansour | FAZ old | FAZ | Mansour
Overpriced | FAZ | 7 | 075323 | D | 075323 - ETHYLENE-PROPYLENE DIENE-MONOMER (EPDM) ROOFING / Roofs | 1065 | m2 | 3 | 3195 | 23.25 | 24761.25 | 21566.25 | 675% | 21566.25 | FPE | OFPE | 202 | 075323 - ETHYLENE-PROPYLENE DIENE-MONOMER (EPDM) ROOFING | 075323 - ETHYLENE-PROPYLENE DIENE-MONOMER (EPDM) ROOFING | 3195 | 15996.3 | 24761.25 | 7231.35 | 26625 | OFPE | OFPE | 2
Overpriced | FAZ | 7 | 075323 | A | 075323 - ETHYLENE-PROPYLENE DIENE-MONOMER (EPDM) ROOFING / Roofs | 1144 | m2 | 25 | 28600 | 37.2 | 42556.8 | 13956.8 | 48.8% | 13956.8 | FPE | OFPE | 198 | 075323 - ETHYLENE-PROPYLENE DIENE-MONOMER (EPDM) ROOFING | 075323 - ETHYLENE-PROPYLENE DIENE-MONOMER (EPDM) ROOFING | 28600 | 46801.04 | 42556.8 | 51045.28 | 45760 | OFPE | OFPE | 2
Overpriced | FAZ | 8 | 083213 | A | 083213 - SLIDING ALUMINIUM-FRAMED GLASS DOORS / Type 07; 2000 x 2300 high | 6 | Nr | 1012 | 6072 | 2604 | 15624 | 9552 | 157.3% | 9552 | FPE | OFPE | 307 | 083213 - SLIDING ALUMINIUM-FRAMED GLASS DOORS | 083213 - SLIDING ALUMINIUM-FRAMED GLASS DOORS | 6072 | 14423.52 | 15624 | 13223.04 | 16812 | OFPE | OFPE | 2
Overpriced | FAZ | 26 | 263213 | E | 263213 - PACKAGED ENGINE GENERATORS / 200 kVA, 400 V, 50 Hz (standby), 1500rpm, three phase, four wire, as shown on drawings | 1 | Nr | 25000 | 25000 | 33480 | 33480 | 8480 | 33.92% | 8480 | FPE | OFPE | 1168 | 263213 - PACKAGED ENGINE GENERATORS | 263213 - PACKAGED ENGINE GENERATORS | 25000 | 32839.575 | 33480 | 32199.15 | 36250 | OFPE | OFPE | 2
Overpriced | FAZ | 27 | 271305 | B | Supply, installation, testing, commissioning, putting into satisfactory operation and handing over complete communication backbone cabling ; including all necessary accessories, fittings, Support, fixation, cable bonding and labelling, cable management, licenses and all required software ; complete; As shown on drawings and described in specifications / 50-Pair Cat 3, UTP Cable; | 170 | m | 3 | 510 | 37.2 | 6324 | 5814 | 1140% | 5814 | FPE | OFPE | 1220 | Supply, installation, testing, commissioning, putting into satisfactory operation and handing over complete communication backbone cabling ; including all necessary accessories, fittings, Support, fixation, cable bonding and labelling, cable management, licenses and all required software ; complete; As shown on drawings and described in specifications | Supply, installation, testing, commissioning, putting into satisfactory operation and handing over complete communication backbone cabling ; including all necessary accessories, fittings, Support, fixation, cable bonding and labelling, cable management, licenses and all required software ; complete; As shown on drawings and described in specifications | 510 | 3821.6 | 6324 | 1319.2 | 6800 | OFPE |  | 1
Overpriced | FAZ | 26 | 264113 | B | 263600 - TRANSFER SWITCHES / Complete faraday cage system for the new building as specified and as shown on drawings | 1 | Item | 2500 | 2500 | 8137.5 | 8137.5 | 5637.5 | 225.5% | 5637.5 | FPE | OFPE | 1179 | 263600 - TRANSFER SWITCHES | 263600 - TRANSFER SWITCHES | 2500 | 6725.095 | 8137.5 | 5312.69 | 8750 | OFPE | OFPE | 2
Overpriced | FAZ | 23 | 238126 | A | Outdoor Units / Type SRAC-GF-01/ SRCU-GF-01 | 3 | Nr | 1300 | 3900 | 2976 | 8928 | 5028 | 128.9% | 5028 | FPE | OFPE | 1015 | Outdoor Units | Outdoor Units | 3900 | 6589.755 | 8928 | 4251.51 | 3189 | OFPE |  | 1
Overpriced | Mansour | 26 | 260519 | A | Solar Collectors / Coordination with local power authorities for the substitution of the existing outdoor MV transformer to an outdoor 630kVA MV transformer, including substitution of all the relevants (switchgear, earthing, accessories , outgoings LV-S panel, etc.) as per single line diagram. Payment shall include all fees of corrdination, subscription and any other fees to local power authorities to ensure that power is available to site. | 1 | Item | 30000 | 30000 | 77277.96 | 77277.96 | 47277.96 | 157.6% | 47277.96 | FPE | OFPE | 1054 | Solar Collectors | Solar Collectors | 30000 | 40092.105 | 2906.25 | 77277.96 | 3125 | UFPE | OFPE | 2
Overpriced | Mansour | 26 | 260543 | F | Underground cable duct assemblies encased in concrete / Trench (widthxdepth: 600x800mm) | 72 | m | 32 | 2304 | 386.06 | 27796.32 | 25492.32 | 1106% | 25492.32 | FPE | OFPE | 1092 | Underground cable duct assemblies encased in concrete | Underground cable duct assemblies encased in concrete | 2304 | 14902.56 | 2008.8 | 27796.32 | 2016 |  | OFPE | 1
Overpriced | Mansour | 7 | 075323 | A | 075323 - ETHYLENE-PROPYLENE DIENE-MONOMER (EPDM) ROOFING / Roofs | 1144 | m2 | 25 | 28600 | 44.62 | 51045.28 | 22445.28 | 78.48% | 22445.28 | FPE | OFPE | 198 | 075323 - ETHYLENE-PROPYLENE DIENE-MONOMER (EPDM) ROOFING | 075323 - ETHYLENE-PROPYLENE DIENE-MONOMER (EPDM) ROOFING | 28600 | 46801.04 | 42556.8 | 51045.28 | 45760 | OFPE | OFPE | 2
Overpriced | Mansour | 23 | 233113 | A | 232500- HVAC WATER TREATMENT / Galvanized steel ductwork | 2400 | Kg | 5.2 | 12480 | 10.67 | 25608 | 13128 | 105.2% | 13128 | FPE | OFPE | 913 | 232500- HVAC WATER TREATMENT | 232500- HVAC WATER TREATMENT | 12480 | 18384 | 11160 | 25608 | 12000 |  | OFPE | 1
Overpriced | Mansour | 26 | 260519 | G | 260519 - CONDUCTORS AND CABLES / 4x240 mm2 | 340 | m | 90 | 30600 | 123.19 | 41884.6 | 11284.6 | 36.88% | 11284.6 | FPE | OFPE | 1073 | 260519 - CONDUCTORS AND CABLES | 260519 - CONDUCTORS AND CABLES | 30600 | 38807.6 | 35730.6 | 41884.6 | 38420 |  | OFPE | 1
Overpriced | Mansour | 22 | 221123.13 | D | In-Line Circulators / Type PU-RF-1 | 1 | Set | 6500 | 6500 | 15455.98 | 15455.98 | 8955.98 | 137.8% | 8955.98 | FPE | OFPE | 747 | In-Line Circulators | In-Line Circulators | 6500 | 8425.49 | 1395 | 15455.98 | 150 | UFPE | OFPE | 2
Overpriced | Mansour | 27 | 275118 | C | System Peripheral Devices; / Ceiling mounted speaker (6w) | 90 | Nr | 60 | 5400 | 154.23 | 13880.7 | 8480.7 | 157% | 8480.7 | FPE | OFPE | 1275 | System Peripheral Devices; | System Peripheral Devices; | 5400 | 11543.85 | 9207 | 13880.7 | 21150 | OFPE | OFPE | 2
Overpriced | Mansour | 22 | 221123.13 | E | 221123.13 - DOMESTIC WATER PACKAGED BOOSTER PUMP SETS / Type PU-RF-2 | 1 | Set | 4000 | 4000 | 12235.58 | 12235.58 | 8235.58 | 205.9% | 8235.58 | FPE | OFPE | 748 | 221123.13 - DOMESTIC WATER PACKAGED BOOSTER PUMP SETS | 221123.13 - DOMESTIC WATER PACKAGED BOOSTER PUMP SETS | 4000 | 6815.29 | 1395 | 12235.58 | 150 | UFPE | OFPE | 2
Overpriced | Mansour | 27 | 275223 | B | Supply, installation, testing, commissioning, putting into satisfactory operation and handing over complete Nurse Call System ; including all necessary accessories, fittings, Support, fixation, cable bonding and labelling, cable management, licenses and all required software ; complete; As shown on drawings and described in specifications / Nurse Call Type-B | 6 | Nr | 800 | 4800 | 2125.27 | 12751.62 | 7951.62 | 165.7% | 7951.62 | FPE | OFPE | 1282 | Supply, installation, testing, commissioning, putting into satisfactory operation and handing over complete Nurse Call System ; including all necessary accessories, fittings, Support, fixation, cable bonding and labelling, cable management, licenses and all required software ; complete; As shown on drawings and described in specifications | Supply, installation, testing, commissioning, putting into satisfactory operation and handing over complete Nurse Call System ; including all necessary accessories, fittings, Support, fixation, cable bonding and labelling, cable management, licenses and all required software ; complete; As shown on drawings and described in specifications | 4800 | 10560.81 | 8370 | 12751.62 | 11250 | OFPE | OFPE | 2
Overpriced | Mansour | 26 | 263213 | E | 263213 - PACKAGED ENGINE GENERATORS / 200 kVA, 400 V, 50 Hz (standby), 1500rpm, three phase, four wire, as shown on drawings | 1 | Nr | 25000 | 25000 | 32199.15 | 32199.15 | 7199.15 | 28.8% | 7199.15 | FPE | OFPE | 1168 | 263213 - PACKAGED ENGINE GENERATORS | 263213 - PACKAGED ENGINE GENERATORS | 25000 | 32839.575 | 33480 | 32199.15 | 36250 | OFPE | OFPE | 2
Overpriced | Mansour | 8 | 083213 | A | 083213 - SLIDING ALUMINIUM-FRAMED GLASS DOORS / Type 07; 2000 x 2300 high | 6 | Nr | 1012 | 6072 | 2203.84 | 13223.04 | 7151.04 | 117.8% | 7151.04 | FPE | OFPE | 307 | 083213 - SLIDING ALUMINIUM-FRAMED GLASS DOORS | 083213 - SLIDING ALUMINIUM-FRAMED GLASS DOORS | 6072 | 14423.52 | 15624 | 13223.04 | 16812 | OFPE | OFPE | 2
Overpriced | Mansour | 22 | 223100 | H | Duplex sump pumps / Type WS-1 | 1 | Nr | 3800 | 3800 | 10303.34 | 10303.34 | 6503.34 | 171.1% | 6503.34 | FPE | OFPE | 791 | Duplex sump pumps | Duplex sump pumps | 3800 | 5388.82 | 474.3 | 10303.34 | 475 | UFPE | OFPE | 2
Overpriced | Mansour | 26 | 260519 | H | Multi core, copper conductor, XLPE insulated, PVC sheathed feeder cables; unarmoured; 0.6/1 kV / 4x300 mm2 | 115 | m | 100 | 11500 | 156.17 | 17959.55 | 6459.55 | 56.17% | 6459.55 | FPE | OFPE | 1074 | Multi core, copper conductor, XLPE insulated, PVC sheathed feeder cables; unarmoured; 0.6/1 kV | Multi core, copper conductor, XLPE insulated, PVC sheathed feeder cables; unarmoured; 0.6/1 kV | 11500 | 16466.275 | 14973 | 17959.55 | 15870 | OFPE | OFPE | 2
Overpriced | Mansour | 8 | 081416 | A | Flush wood doors; solid core, 43 thick, leaf construction type 2, fire rated, comprising hardwood framing and noggins; particle core faced both sides with 6 mm plywood lipped on all edges with hardwood, faced with plastic laminated finish; including intumescent strip, fittings and fixings; complete; as specified and as Drg. A-611 / Leaf size W4; 1080 x 2200 high; 20 minutes | 6 | Nr | 350 | 2100 | 1288.16 | 7728.96 | 5628.96 | 268% | 5628.96 | FPE | OFPE | 289 | Flush wood doors; solid core, 43 thick, leaf construction type 2, fire rated, comprising hardwood framing and noggins; particle core faced both sides with 6 mm plywood lipped on all edges with hardwood, faced with plastic laminated finish; including intumescent strip, fittings and fixings; complete; as specified and as Drg. A-611 | Flush wood doors; solid core, 43 thick, leaf construction type 2, fire rated, comprising hardwood framing and noggins; particle core faced both sides with 6 mm plywood lipped on all edges with hardwood, faced with plastic laminated finish; including intumescent strip, fittings and fixings; complete; as specified and as Drg. A-611 | 2100 | 4980.48 | 2232 | 7728.96 | 2436 |  | OFPE | 1

## Sheet2
Bill | (Multiple Items)
Type | Item
[8 empty] | Tenderer | Values
[8 empty] | FPE |  | FAZ |  | Mansour
Item ID. | Section | Section Name | Description 1 | Description 2 | Description | Qty | Unit | Rate | Amount | Rate | Amount | Rate | Amount
1211 | 270536 | CABLE TRAYS FOR COMMUNICATIONS SYSTEMS | Supply, installation, testing, commissioning, putting into satisfactory operation and handing over complete Cable Trays for Communication Systems; including all necessary accessories, fittings, Support, fixation, cable bonding and labelling, cable management, licenses and all required software ; complete; As shown on drawings and described in specifications | Supply, installation, testing, commissioning, putting into satisfactory operation and handing over complete Cable Trays for Communication Systems; including all necessary accessories, fittings, Support, fixation, cable bonding and labelling, cable management, licenses and all required software ; complete; As shown on drawings and described in specifications | Horizontal cable tray 150 x100mm | 150 | m | 14 | 2100 | 37.2 | 5580 | 14.55 | 2182.5
1212 | 270536 | CABLE TRAYS FOR COMMUNICATIONS SYSTEMS | Covered Cable Trays | Covered Cable Trays | Vertical cable tray 150 x 100 mm | 5 | m | 14 | 70 | 37.2 | 186 | 14.55 | 72.75
1216 | 271105 | COMMUNICATIONS EQUIPMENT ROOM FITTINGS (TIA) | Supply, installation, testing, commissioning, putting into satisfactory operation and handing over complete Communication Equipment Room Fittings ; including all necessary accessories, fittings, Support, fixation, cable bonding and labelling, cable management, licenses and all required software ; complete; As shown on drawings and described in specifications | Supply, installation, testing, commissioning, putting into satisfactory operation and handing over complete Communication Equipment Room Fittings ; including all necessary accessories, fittings, Support, fixation, cable bonding and labelling, cable management, licenses and all required software ; complete; As shown on drawings and described in specifications | Wall Mounted Cabinet, door & ventilation provisions as specified; 600 x 600 mm; 24 RU ; | 1 | Nr | 650 | 650 | 874.2 | 874.2 | 2576.32 | 2576.32
1220 | 271305 | COMMUNICATIONS BACKBONE CABLING (TIA) | Supply, installation, testing, commissioning, putting into satisfactory operation and handing over complete communication backbone cabling ; including all necessary accessories, fittings, Support, fixation, cable bonding and labelling, cable management, licenses and all required software ; complete; As shown on drawings and described in specifications | Supply, installation, testing, commissioning, putting into satisfactory operation and handing over complete communication backbone cabling ; including all necessary accessories, fittings, Support, fixation, cable bonding and labelling, cable management, licenses and all required software ; complete; As shown on drawings and described in specifications | 50-Pair Cat 3, UTP Cable; | 170 | m | 3 | 510 | 37.2 | 6324 | 7.76 | 1319.2
1222 | 271305 | COMMUNICATIONS BACKBONE CABLING (TIA) | Supply, installation, testing, commissioning, putting into satisfactory operation and handing over complete communication backbone cabling ; including all necessary accessories, fittings, Support, fixation, cable bonding and labelling, cable management, licenses and all required software ; complete; As shown on drawings and described in specifications | Supply, installation, testing, commissioning, putting into satisfactory operation and handing over complete communication backbone cabling ; including all necessary accessories, fittings, Support, fixation, cable bonding and labelling, cable management, licenses and all required software ; complete; As shown on drawings and described in specifications | Main Distribution Frame (MDF) - 50 Pair | 1 | Nr | 250 | 250 | 2139 | 2139 | 101.85 | 101.85
1223 | 271305 | COMMUNICATIONS BACKBONE CABLING (TIA) | Main and Intermediate Cross-Connects | Main and Intermediate Cross-Connects | IDC 110 Block (50 Pairs) | 1 | Nr | 250 | 250 | 2139 | 2139 | 20.37 | 20.37
1227 | 271505 | COMMUNICATIONS HORIZONTAL CABLING (TIA) | Supply, installation, testing, commissioning, putting into satisfactory operation and handing over complete communication horizontal cabling ; including all necessary accessories, fittings, Support, fixation, cable bonding and labelling, cable management, licenses and all required software ; complete; As shown on drawings and described in specifications | Supply, installation, testing, commissioning, putting into satisfactory operation and handing over complete communication horizontal cabling ; including all necessary accessories, fittings, Support, fixation, cable bonding and labelling, cable management, licenses and all required software ; complete; As shown on drawings and described in specifications | Single (1) Cat 6A RJ45 Outlet; Wall-Mounted; | 11 | Nr | 90 | 990 | 97.65 | 1074.15 | 37.83 | 416.13
1228 | 271505 | COMMUNICATIONS HORIZONTAL CABLING (TIA) | Telecommunications Outlets/Connectors | Telecommunications Outlets/Connectors | Single (1) Cat 6A RJ45 Outlet; Ceiling-Mounted; | 4 | Nr | 90 | 360 | 102.3 | 409.2 | 37.83 | 151.32
1229 | 271505 | COMMUNICATIONS HORIZONTAL CABLING (TIA) | Supply, installation, testing, commissioning, putting into satisfactory operation and handing over complete communication horizontal cabling ; including all necessary accessories, fittings, Support, fixation, cable bonding and labelling, cable management, licenses and all required software ; complete; As shown on drawings and described in specifications | Supply, installation, testing, commissioning, putting into satisfactory operation and handing over complete communication horizontal cabling ; including all necessary accessories, fittings, Support, fixation, cable bonding and labelling, cable management, licenses and all required software ; complete; As shown on drawings and described in specifications | Duplex (2) Cat 6A RJ45 Outlet; Wall-Mounted; | 5 | Nr | 140 | 700 | 102.3 | 511.5 | 73.72 | 368.6
1230 | 271505 | COMMUNICATIONS HORIZONTAL CABLING (TIA) | Telecommunications Outlets/Connectors | Telecommunications Outlets/Connectors | Duplex (2) Cat 6A RJ45 Outlet; Floor-Mounted; | 1 | Nr | 0 | 0 | 0 | 0 | 0 | 0
1232 | 271505 | COMMUNICATIONS HORIZONTAL CABLING (TIA) | Telecommunications Outlets/Connectors | Telecommunications Outlets/Connectors | 48-Port Cat 6A UTP/STP RJ45; fully equipped; Patch Panels; | 1 | Nr | 450 | 450 | 232.5 | 232.5 | 261.9 | 261.9
1236 | 272109 | DATA COMM FOR CAMPUS NETWORK | Supply, installation, testing, commissioning, putting into satisfactory operation and handing over complete Data Communication Devices ; including all necessary accessories, fittings, Support, fixation, cable bonding and labelling, cable management, licenses and all required software ; complete; As shown on drawings and described in specifications | Supply, installation, testing, commissioning, putting into satisfactory operation and handing over complete Data Communication Devices ; including all necessary accessories, fittings, Support, fixation, cable bonding and labelling, cable management, licenses and all required software ; complete; As shown on drawings and described in specifications | 48-Ports Access data switches ; | 1 | Nr | 7500 | 7500 | 1162.5 | 1162.5 | 702.28 | 702.28
1240 | 272133 | WIRELESS DATA NETWORK | Supply, installation, testing, commissioning, putting into satisfactory operation and handing over complete Wireless Data Network ; including all necessary accessories, fittings, Support, fixation, cable bonding and labelling, cable management, licenses and all required software ; complete; As shown on drawings and described in specifications | Supply, installation, testing, commissioning, putting into satisfactory operation and handing over complete Wireless Data Network ; including all necessary accessories, fittings, Support, fixation, cable bonding and labelling, cable management, licenses and all required software ; complete; As shown on drawings and described in specifications | Wireless controllers, | 1 | Item | 5000 | 5000 | 2883 | 2883 | 1775.1 | 1775.1
1241 | 272133 | WIRELESS DATA NETWORK | Wireless data network components | Wireless data network components | Wireless radio access points and antennas; | 4 | Nr | 200 | 800 | 260.4 | 1041.6 | 273.54 | 1094.16
1242 | 272133 | WIRELESS DATA NETWORK | Supply, installation, testing, commissioning, putting into satisfactory operation and handing over complete Wireless Data Network ; including all necessary accessories, fittings, Support, fixation, cable bonding and labelling, cable management, licenses and all required software ; complete; As shown on drawings and described in specifications | Supply, installation, testing, commissioning, putting into satisfactory operation and handing over complete Wireless Data Network ; including all necessary accessories, fittings, Support, fixation, cable bonding and labelling, cable management, licenses and all required software ; complete; As shown on drawings and described in specifications | Wireless data network system administration software; | 1 | Item | 2500 | 2500 | 725.4 | 725.4 | 386.06 | 386.06
1243 | 272133 | WIRELESS DATA NETWORK | Wireless data network components | Wireless data network components | Access and security control software; | 1 | Item | 2500 | 2500 | 874.2 | 874.2 | 644.08 | 644.08
1246 | 274133 | MASTER ANTENNA TELEVISION SYSTEM | 274133- MASTER ANTENNA TELEVISION SYSTEM | 274133- MASTER ANTENNA TELEVISION SYSTEM | Satellite Dish | 1 | Nr | 65 | 65 | 232.5 | 232.5 | 212.43 | 212.43
1247 | 274133 | MASTER ANTENNA TELEVISION SYSTEM | Supply, installation, testing, commissioning, putting into satisfactory operation and handing over complete Master Antenna Television System; including all necessary accessories, fittings, Support, fixation, cable bonding and labelling, cable management, licenses and all required software ; complete; As shown on drawings and described in specifications | Supply, installation, testing, commissioning, putting into satisfactory operation and handing over complete Master Antenna Television System; including all necessary accessories, fittings, Support, fixation, cable bonding and labelling, cable management, licenses and all required software ; complete; As shown on drawings and described in specifications | Quad LNB | 1 | Nr | 40 | 40 | 116.25 | 116.25 | 141.62 | 141.62
1248 | 274133 | MASTER ANTENNA TELEVISION SYSTEM | 274133- MASTER ANTENNA TELEVISION SYSTEM | 274133- MASTER ANTENNA TELEVISION SYSTEM | Multiswitch (5 input / 24 output) | 1 | Nr | 350 | 350 | 874.2 | 874.2 | 360.84 | 360.84
1249 | 274133 | MASTER ANTENNA TELEVISION SYSTEM | Supply, installation, testing, commissioning, putting into satisfactory operation and handing over complete Master Antenna Television System; including all necessary accessories, fittings, Support, fixation, cable bonding and labelling, cable management, licenses and all required software ; complete; As shown on drawings and described in specifications | Supply, installation, testing, commissioning, putting into satisfactory operation and handing over complete Master Antenna Television System; including all necessary accessories, fittings, Support, fixation, cable bonding and labelling, cable management, licenses and all required software ; complete; As shown on drawings and described in specifications | MATV Outlets; Wall Mounted | 7 | Nr | 65 | 455 | 120.9 | 846.3 | 38.8 | 271.6
1253 | 274116 | INTEGRATED AUDIOVISUAL SYSTEMS AND EQUIPMENT - FOR AUDITORIUM | Supply, installation, testing, commissioning, putting into satisfactory operation and handing over complete Integrated AV System ; including all necessary accessories, fittings, Support, fixation, cable bonding and labelling, cable management, licenses and all required software ; complete; As shown on drawings and described in specifications | Supply, installation, testing, commissioning, putting into satisfactory operation and handing over complete Integrated AV System ; including all necessary accessories, fittings, Support, fixation, cable bonding and labelling, cable management, licenses and all required software ; complete; As shown on drawings and described in specifications | Control system; | 1 | Item |  |  | 0 | 0 | 0 | 0
1254 | 274116 | INTEGRATED AUDIOVISUAL SYSTEMS AND EQUIPMENT - FOR AUDITORIUM | Signal Processing and Central Equipment: | Signal Processing and Central Equipment: | Signal Processing Equipment; | 1 | Item |  |  | 0 | 0 | 0 | 0
1256 | 274116 | INTEGRATED AUDIOVISUAL SYSTEMS AND EQUIPMENT - FOR AUDITORIUM | Signal Processing and Central Equipment: | Signal Processing and Central Equipment: | Projector | 1 | Nr | 0 | 0 | 0 | 0 | 0 | 0
1257 | 274116 | INTEGRATED AUDIOVISUAL SYSTEMS AND EQUIPMENT - FOR AUDITORIUM | Video Projection Equipment & Accessories | Video Projection Equipment & Accessories | Projector Mount | 1 | Nr | 0 | 0 | 0 | 0 | 0 | 0
1258 | 274116 | INTEGRATED AUDIOVISUAL SYSTEMS AND EQUIPMENT - FOR AUDITORIUM | Signal Processing and Central Equipment: | Signal Processing and Central Equipment: | Motorized screen (267x356 cm) | 1 | Nr | 0 | 0 | 0 | 0 | 0 | 0
1260 | 274116 | INTEGRATED AUDIOVISUAL SYSTEMS AND EQUIPMENT - FOR AUDITORIUM | Signal Processing and Central Equipment: | Signal Processing and Central Equipment: | Ceiling loudspeakers | 10 | Nr | 0 | 0 | 0 | 0 | 0 | 0
1261 | 274116 | INTEGRATED AUDIOVISUAL SYSTEMS AND EQUIPMENT - FOR AUDITORIUM | Sound Re-inforcement Equipment: | Sound Re-inforcement Equipment: | Hardwired microphone | 3 | Nr | 0 | 0 | 0 | 0 | 0 | 0
1262 | 274116 | INTEGRATED AUDIOVISUAL SYSTEMS AND EQUIPMENT - FOR AUDITORIUM | Signal Processing and Central Equipment: | Signal Processing and Central Equipment: | Wireless microphone | 2 | Nr | 0 | 0 | 0 | 0 | 0 | 0
1264 | 274116 | INTEGRATED AUDIOVISUAL SYSTEMS AND EQUIPMENT - FOR AUDITORIUM | Signal Processing and Central Equipment: | Signal Processing and Central Equipment: | AV floor box | 1 | Nr | 0 | 0 | 0 | 0 | 0 | 0
1265 | 274116 | INTEGRATED AUDIOVISUAL SYSTEMS AND EQUIPMENT - FOR AUDITORIUM | Miscellaneous Components: | Miscellaneous Components: | AV wall plat | 1 | Nr | 0 | 0 | 0 | 0 | 0 | 0
1266 | 274116 | INTEGRATED AUDIOVISUAL SYSTEMS AND EQUIPMENT - FOR AUDITORIUM | Signal Processing and Central Equipment: | Signal Processing and Central Equipment: | Touch Panel, (Wireless Touch Panel, 10.1"), | 1 | Nr | 0 | 0 | 0 | 0 | 0 | 0
1268 | 274116 | INTEGRATED AUDIOVISUAL SYSTEMS AND EQUIPMENT - FOR AUDITORIUM | Signal Processing and Central Equipment: | Signal Processing and Central Equipment: | A/V Racks/Credenza; | 1 | Nr | 0 | 0 | 0 | 0 | 0 | 0
1272 | 275118 | PUBLIC ADDRESS / VOICE ALARM (PA/VA) SYSTEM | Supply, installation, testing, commissioning, putting into satisfactory operation and handing over complete Public Address and Voice Alarm (PA/VA) System ; including all necessary accessories, fittings, Support, fixation, cable bonding and labelling, cable management, licenses and all required software ; complete; As shown on drawings and described in specifications | Supply, installation, testing, commissioning, putting into satisfactory operation and handing over complete Public Address and Voice Alarm (PA/VA) System ; including all necessary accessories, fittings, Support, fixation, cable bonding and labelling, cable management, licenses and all required software ; complete; As shown on drawings and described in specifications | PA system headend equipment, as specified; | 1 | Item | 2500 | 2500 | 7254 | 7254 | 463.66 | 463.66
1274 | 275118 | PUBLIC ADDRESS / VOICE ALARM (PA/VA) SYSTEM | Supply, installation, testing, commissioning, putting into satisfactory operation and handing over complete Public Address and Voice Alarm (PA/VA) System ; including all necessary accessories, fittings, Support, fixation, cable bonding and labelling, cable management, licenses and all required software ; complete; As shown on drawings and described in specifications | Supply, installation, testing, commissioning, putting into satisfactory operation and handing over complete Public Address and Voice Alarm (PA/VA) System ; including all necessary accessories, fittings, Support, fixation, cable bonding and labelling, cable management, licenses and all required software ; complete; As shown on drawings and described in specifications | Paging Microphone | 1 | Nr | 250 | 250 | 1162.5 | 1162.5 | 290.03 | 290.03
1275 | 275118 | PUBLIC ADDRESS / VOICE ALARM (PA/VA) SYSTEM | System Peripheral Devices; | System Peripheral Devices; | Ceiling mounted speaker (6w) | 90 | Nr | 60 | 5400 | 102.3 | 9207 | 154.23 | 13880.7
1276 | 275118 | PUBLIC ADDRESS / VOICE ALARM (PA/VA) SYSTEM | Supply, installation, testing, commissioning, putting into satisfactory operation and handing over complete Public Address and Voice Alarm (PA/VA) System ; including all necessary accessories, fittings, Support, fixation, cable bonding and labelling, cable management, licenses and all required software ; complete; As shown on drawings and described in specifications | Supply, installation, testing, commissioning, putting into satisfactory operation and handing over complete Public Address and Voice Alarm (PA/VA) System ; including all necessary accessories, fittings, Support, fixation, cable bonding and labelling, cable management, licenses and all required software ; complete; As shown on drawings and described in specifications | Noise-operated gain controllers (Volume attenuator stations); | 1 | Nr | 100 | 100 | 725.4 | 725.4 | 1610.2 | 1610.2
1278 | 275118 | PUBLIC ADDRESS / VOICE ALARM (PA/VA) SYSTEM | Supply, installation, testing, commissioning, putting into satisfactory operation and handing over complete Public Address and Voice Alarm (PA/VA) System ; including all necessary accessories, fittings, Support, fixation, cable bonding and labelling, cable management, licenses and all required software ; complete; As shown on drawings and described in specifications | Supply, installation, testing, commissioning, putting into satisfactory operation and handing over complete Public Address and Voice Alarm (PA/VA) System ; including all necessary accessories, fittings, Support, fixation, cable bonding and labelling, cable management, licenses and all required software ; complete; As shown on drawings and described in specifications | Public Address Rack; | 1 | Nr | 1100 | 1100 | 4371 | 4371 | 360.84 | 360.84
1281 | 275223 | NURSE CALL-CODE BLUE SYSTEMS | 275223- NURSE CALL-CODE BLUE SYSTEMS | 275223- NURSE CALL-CODE BLUE SYSTEMS | Nurse Call Workstation | 1 | Nr | 1500 | 1500 | 2325 | 2325 | 2898.36 | 2898.36
1282 | 275223 | NURSE CALL-CODE BLUE SYSTEMS | Supply, installation, testing, commissioning, putting into satisfactory operation and handing over complete Nurse Call System ; including all necessary accessories, fittings, Support, fixation, cable bonding and labelling, cable management, licenses and all required software ; complete; As shown on drawings and described in specifications | Supply, installation, testing, commissioning, putting into satisfactory operation and handing over complete Nurse Call System ; including all necessary accessories, fittings, Support, fixation, cable bonding and labelling, cable management, licenses and all required software ; complete; As shown on drawings and described in specifications | Nurse Call Type-B | 6 | Nr | 800 | 4800 | 1395 | 8370 | 2125.27 | 12751.62
1283 | 275223 | NURSE CALL-CODE BLUE SYSTEMS | 275223- NURSE CALL-CODE BLUE SYSTEMS | 275223- NURSE CALL-CODE BLUE SYSTEMS | Nurse Call Type-C | 1 | Nr | 300 | 300 | 1302 | 1302 | 2125.27 | 2125.27
1284 | 275223 | NURSE CALL-CODE BLUE SYSTEMS | Supply, installation, testing, commissioning, putting into satisfactory operation and handing over complete Nurse Call System ; including all necessary accessories, fittings, Support, fixation, cable bonding and labelling, cable management, licenses and all required software ; complete; As shown on drawings and described in specifications | Supply, installation, testing, commissioning, putting into satisfactory operation and handing over complete Nurse Call System ; including all necessary accessories, fittings, Support, fixation, cable bonding and labelling, cable management, licenses and all required software ; complete; As shown on drawings and described in specifications | Nurse Call Type-D | 1 | Nr | 300 | 300 | 1302 | 1302 | 2125.27 | 2125.27
1294 | 284621.13 | CONVENTIONAL FIRE ALARM SYSTEM | Supply, installation, testing, commissioning, putting into satisfactory operation and handing over complete Fire Alarm System ; including all necessary accessories, fittings, Support, fixation, cable bonding and labelling, cable management, licenses and all required software ; complete; As shown on drawings and described in specifications | Fire Alarm Control Unit | Fire Alarm Control Panel (FACP) | 1 | Nr | 800 | 800 | 1860 | 1860 | 837.11 | 837.11
1296 | 284621.13 | CONVENTIONAL FIRE ALARM SYSTEM | Supply, installation, testing, commissioning, putting into satisfactory operation and handing over complete Fire Alarm System ; including all necessary accessories, fittings, Support, fixation, cable bonding and labelling, cable management, licenses and all required software ; complete; As shown on drawings and described in specifications | Fire Alarm Control Unit | Manual fire alarm station | 4 | Nr | 120 | 480 | 106.95 | 427.8 | 43.65 | 174.6
1297 | 284621.13 | CONVENTIONAL FIRE ALARM SYSTEM | Fire-alarm signal initiation devices | Fire-alarm signal initiation devices | Smoke detectors, photoelectric type; | 40 | Nr | 100 | 4000 | 88.35 | 3534 | 46.56 | 1862.4
1298 | 284621.13 | CONVENTIONAL FIRE ALARM SYSTEM | Supply, installation, testing, commissioning, putting into satisfactory operation and handing over complete Fire Alarm System ; including all necessary accessories, fittings, Support, fixation, cable bonding and labelling, cable management, licenses and all required software ; complete; As shown on drawings and described in specifications | Fire Alarm Control Unit | Smoke detectors, photoelectric type; With Sounder Base | 6 | Nr | 110 | 660 | 88.35 | 530.1 | 116.4 | 698.4
1299 | 284621.13 | CONVENTIONAL FIRE ALARM SYSTEM | Fire-alarm signal initiation devices | Fire-alarm signal initiation devices | Combined Optical/Heat detector (Multicriteria detector) | 4 | Nr | 120 | 480 | 97.65 | 390.6 | 48.5 | 194
1300 | 284621.13 | CONVENTIONAL FIRE ALARM SYSTEM | Supply, installation, testing, commissioning, putting into satisfactory operation and handing over complete Fire Alarm System ; including all necessary accessories, fittings, Support, fixation, cable bonding and labelling, cable management, licenses and all required software ; complete; As shown on drawings and described in specifications | Fire Alarm Control Unit | Heat detector | 3 | Nr | 100 | 300 | 88.35 | 265.05 | 46.56 | 139.68
1301 | 284621.13 | CONVENTIONAL FIRE ALARM SYSTEM | Fire-alarm signal initiation devices | Fire-alarm signal initiation devices | Duct Smoke Detectors | 1 | Item | 1000 | 1000 | 1860 | 1860 | 322.04 | 322.04
1303 | 284621.13 | CONVENTIONAL FIRE ALARM SYSTEM | Fire-alarm signal initiation devices | Fire-alarm signal initiation devices | Wall mounted Strobe light - 15 cd | 12 | Nr | 120 | 1440 | 55.8 | 669.6 | 40.74 | 488.88
1304 | 284621.13 | CONVENTIONAL FIRE ALARM SYSTEM | Fire-alarm Notification devices | Fire-alarm Notification devices | Wall mounted Strobe light - 30 cd | 2 | Nr | 120 | 240 | 79.05 | 158.1 | 40.74 | 81.48
1305 | 284621.13 | CONVENTIONAL FIRE ALARM SYSTEM | Fire-alarm signal initiation devices | Fire-alarm signal initiation devices | Wall mounted Strobe light - 60 cd | 2 | Nr | 0 | 0 | 0 | 0 | 0 | 0
1306 | 284621.13 | CONVENTIONAL FIRE ALARM SYSTEM | Fire-alarm Notification devices | Fire-alarm Notification devices | Wall mounted Strobe light - 95 cd | 1 | Nr | 120 | 120 | 162.75 | 162.75 | 74.69 | 74.69
1308 | 284621.13 | CONVENTIONAL FIRE ALARM SYSTEM | Fire-alarm Notification devices | Fire-alarm Notification devices | Control modules; | 2 | Nr | 70 | 140 | 162.75 | 325.5 | 43.65 | 87.3
1309 | 284621.13 | CONVENTIONAL FIRE ALARM SYSTEM | Addressable interface devices, | Addressable interface devices, | Monitoring modules; | 2 | Nr | 70 | 140 | 162.75 | 325.5 | 43.65 | 87.3
1310 | 284621.13 | CONVENTIONAL FIRE ALARM SYSTEM | Fire-alarm Notification devices | Fire-alarm Notification devices | Line isolation modules; | 1 | Item | 500 | 500 | 232.5 | 232.5 | 43.65 | 43.65
1311 | 284621.13 | CONVENTIONAL FIRE ALARM SYSTEM | Addressable interface devices, | Addressable interface devices, | End of line resistor/devices | 4 | Nr | 70 | 280 | 23.25 | 93 | 35.89 | 143.56
Grand Total | [7 empty] | 30501 | 52370 | 38055.6 | 75078.9 | 21618.39 | 54800.15

## Arth. Table
Bill | Section | Item | Description | Qty | Unit | Rate | Tenderer's Amount | Corrected Amount | Difference | Error Type | Bill Name | Division Name | Trade | Type | Item No.
3 | 033000 | A | High yield steel | 2.5 | T | 1009 | 2522 | 2522.5 | -0.5 | Multiplication Error | CONCRETE | CAST - IN PLACE CONCRETE | ST | Item | 96
3 | To Summary |  | To Summary |  |  |  | 21141 | 21141.5 | 0.5 | Carried Error | CONCRETE | To Summary |  | Bill Sum
21 | 211100 | D | Black Steel Pipes and fittings / 50 dn | 50 | m | 26 | 1352 | 1300 | -52 | Multiplication Error | FIRE SUPPRESSION | FACILITY FIRE-SUPPRESSION WATER- SERVICE PIPING | ME | Item | 642
21 | 211100 | M | Gate valves / 150 dn | 4 | Nr | 795 | 2980 | 3180 | 200 | Multiplication Error | FIRE SUPPRESSION | FACILITY FIRE-SUPPRESSION WATER- SERVICE PIPING | ME | Item | 653
21 | To Summary |  | To Summary |  |  |  | 42302 | 42450 | 148 | Carried Error | FIRE SUPPRESSION | To Summary |  | Bill Sum | 682
Sum |  |  | To Form of Tender (before discount) |  |  |  | 1075322 | 1075470.5 | 148.5 | Carried Error | SUMMARY | To Summary |  | Total Sum | 1372
Sum |  |  | To Form of Tender (after discount) |  |  |  | 1043062.34 | 1043206.385 | 144.045 | Carried Error | SUMMARY | To Summary |  | Total Sum | 1372